## Worksheet 0
PdmarticleID | Label | ExternalKey | StateID | Suitable valves#719 | Installation options symbol#723 | Suitable actuators#721 | Product family 2 from Actuator#7244 | Recommended price#2797 | Rules for valve sizing#7679 | Export Media manually changed#7163 | Export Media#2778 | Export Media of valve#6986 | Export Media of actuator#6987 | Type#13 | Product type#891 | Closing pressure Δps#18 | Differential pressure Δpmax value#28 | kv (factory setting)#6684
100450 | P6065W800E-MP | P6065W800E-MP | 68 | [5 empty] | Scenario 3 |  | PPK¦SelectPro¦VDI3805¦Internet_EU |  |  | P6065W800E-MP | Communicative characterised control valve with sensor-operated flow control | 690 kPa | 340 kPa
100451 | P6080W1100E-MP | P6080W1100E-MP | 68 | [5 empty] | Scenario 3 |  | PPK¦SelectPro¦VDI3805¦Internet_EU |  |  | P6080W1100E-MP | Communicative characterised control valve with sensor-operated flow control | 690 kPa | 340 kPa
100452 | P6100W2000E-MP | P6100W2000E-MP | 68 | [5 empty] | Scenario 3 |  | PPK¦SelectPro¦VDI3805¦Internet_EU |  |  | P6100W2000E-MP | Communicative characterised control valve with sensor-operated flow control | 690 kPa | 340 kPa
100453 | P6125W3100E-MP | P6125W3100E-MP | 68 | [5 empty] | Scenario 3 |  | PPK¦SelectPro¦VDI3805¦Internet_EU |  |  | P6125W3100E-MP | Communicative characterised control valve with sensor-operated flow control | 690 kPa | 340 kPa
100454 | P6150W4500E-MP | P6150W4500E-MP | 68 | [5 empty] | Scenario 3 |  | PPK¦SelectPro¦VDI3805¦Internet_EU |  |  | P6150W4500E-MP | Communicative characterised control valve with sensor-operated flow control | 690 kPa | 340 kPa
100903 | P6065W800EV-BAC | P6065W800EV-BAC | 68 | [5 empty] | Scenario 3 |  | PPK¦SelectPro¦VDI3805¦Internet_EU |  |  | P6065W800EV-BAC | Characterised control valve with sensor-operated flow rate or power control, power and energy-monitoring function | 690 kPa | 340 kPa
100904 | P6080W1100EV-BAC | P6080W1100EV-BAC | 68 | [5 empty] | Scenario 3 |  | PPK¦SelectPro¦VDI3805¦Internet_EU |  |  | P6080W1100EV-BAC | Characterised control valve with sensor-operated flow rate or power control, power and energy-monitoring function | 690 kPa | 340 kPa
100905 | P6100W2000EV-BAC | P6100W2000EV-BAC | 68 | [5 empty] | Scenario 3 |  | PPK¦SelectPro¦VDI3805¦Internet_EU |  |  | P6100W2000EV-BAC | Characterised control valve with sensor-operated flow rate or power control, power and energy-monitoring function | 690 kPa | 340 kPa
100906 | P6125W3100EV-BAC | P6125W3100EV-BAC | 68 | [5 empty] | Scenario 3 |  | PPK¦SelectPro¦VDI3805¦Internet_EU |  |  | P6125W3100EV-BAC | Characterised control valve with sensor-operated flow rate or power control, power and energy-monitoring function | 690 kPa | 340 kPa
100907 | P6150W4500EV-BAC | P6150W4500EV-BAC | 68 | [5 empty] | Scenario 3 |  | PPK¦SelectPro¦VDI3805¦Internet_EU |  |  | P6150W4500EV-BAC | Characterised control valve with sensor-operated flow rate or power control, power and energy-monitoring function | 690 kPa | 340 kPa
104476 | D625N+SR230A-5 | D625N+SR230A-5 | 26 | D625N | + | SR230A-5 | Standard actuator | 1 | Scenario 1 |  | PPK¦SelectPro¦VDI3805¦Internet_EU | PPK SelectPro VDI3805 Internet_EU | PPK SelectPro VDI3805 Internet_EU | D625N+SR230A-5 |  | 1200 kPa | 1.6 kPa
104477 | D625N/SR230A-5 | D625N/SR230A-5 | 26 | D625N | / | SR230A-5 | Standard actuator | 1 | Scenario 1 |  | PPK¦SelectPro¦VDI3805¦Internet_EU | PPK SelectPro VDI3805 Internet_EU | PPK SelectPro VDI3805 Internet_EU | D625N/SR230A-5 |  | 1200 kPa | 1.6 kPa
104478 | D625N+SR24A-5 | D625N+SR24A-5 | 26 | D625N | + | SR24A-5 | Standard actuator | 1 | Scenario 1 |  | PPK¦SelectPro¦VDI3805¦Internet_EU | PPK SelectPro VDI3805 Internet_EU | PPK SelectPro VDI3805 Internet_EU | D625N+SR24A-5 |  | 1200 kPa | 1.6 kPa
104479 | D625N/SR24A-5 | D625N/SR24A-5 | 26 | D625N | / | SR24A-5 | Standard actuator | 1 | Scenario 1 |  | PPK¦SelectPro¦VDI3805¦Internet_EU | PPK SelectPro VDI3805 Internet_EU | PPK SelectPro VDI3805 Internet_EU | D625N/SR24A-5 |  | 1200 kPa | 1.6 kPa
104482 | D625N+SR24A-MP-5 | D625N+SR24A-MP-5 | 26 | D625N | + | SR24A-MP-5 | Communicative actuator | 0 | Scenario 1¦Scenario 2 | 0 | PPK¦SelectPro¦VDI3805¦Internet_EU | PPK SelectPro VDI3805 Internet_EU | PPK SelectPro VDI3805 Internet_EU | D625N+SR24A-MP-5 |  | 1200 kPa | 1.6 kPa
104483 | D625N/SR24A-MP-5 | D625N/SR24A-MP-5 | 26 | D625N | / | SR24A-MP-5 | Communicative actuator | 0 | Scenario 1¦Scenario 2 |  | PPK¦SelectPro¦VDI3805¦Internet_EU | PPK SelectPro VDI3805 Internet_EU | PPK SelectPro VDI3805 Internet_EU | D625N/SR24A-MP-5 |  | 1200 kPa | 1.6 kPa
104716 | D632N+SR230A-5 | D632N+SR230A-5 | 26 | D632N | + | SR230A-5 | Standard actuator | 1 | Scenario 1 |  | PPK¦SelectPro¦VDI3805¦Internet_EU | PPK SelectPro VDI3805 Internet_EU | PPK SelectPro VDI3805 Internet_EU | D632N+SR230A-5 |  | 1200 kPa | 2.5 kPa
104717 | D632N/SR230A-5 | D632N/SR230A-5 | 26 | D632N | / | SR230A-5 | Standard actuator | 1 | Scenario 1 |  | PPK¦SelectPro¦VDI3805¦Internet_EU | PPK SelectPro VDI3805 Internet_EU | PPK SelectPro VDI3805 Internet_EU | D632N/SR230A-5 |  | 1200 kPa | 2.5 kPa
104718 | D632N+SR24A-5 | D632N+SR24A-5 | 26 | D632N | + | SR24A-5 | Standard actuator | 1 | Scenario 1 |  | PPK¦SelectPro¦VDI3805¦Internet_EU | PPK SelectPro VDI3805 Internet_EU | PPK SelectPro VDI3805 Internet_EU | D632N+SR24A-5 |  | 1200 kPa | 2.5 kPa
104719 | D632N/SR24A-5 | D632N/SR24A-5 | 26 | D632N | / | SR24A-5 | Standard actuator | 1 | Scenario 1 |  | PPK¦SelectPro¦VDI3805¦Internet_EU | PPK SelectPro VDI3805 Internet_EU | PPK SelectPro VDI3805 Internet_EU | D632N/SR24A-5 |  | 1200 kPa | 2.5 kPa
104722 | D632N+SR24A-MP-5 | D632N+SR24A-MP-5 | 26 | D632N | + | SR24A-MP-5 | Communicative actuator | 0 | Scenario 1¦Scenario 2 |  | PPK¦SelectPro¦VDI3805¦Internet_EU | PPK SelectPro VDI3805 Internet_EU | PPK SelectPro VDI3805 Internet_EU | D632N+SR24A-MP-5 |  | 1200 kPa | 2.5 kPa
104723 | D632N/SR24A-MP-5 | D632N/SR24A-MP-5 | 26 | D632N | / | SR24A-MP-5 | Communicative actuator | 0 | Scenario 1¦Scenario 2 |  | PPK¦SelectPro¦VDI3805¦Internet_EU | PPK SelectPro VDI3805 Internet_EU | PPK SelectPro VDI3805 Internet_EU | D632N/SR24A-MP-5 |  | 1200 kPa | 2.5 kPa
104740 | D640N+SR230A-5 | D640N+SR230A-5 | 26 | D640N | + | SR230A-5 | Standard actuator | 1 | Scenario 1 |  | PPK¦SelectPro¦VDI3805¦Internet_EU | PPK SelectPro VDI3805 Internet_EU | PPK SelectPro VDI3805 Internet_EU | D640N+SR230A-5 |  | 1200 kPa | 3.4 kPa
104741 | D640N/SR230A-5 | D640N/SR230A-5 | 26 | D640N | / | SR230A-5 | Standard actuator | 1 | Scenario 1 |  | PPK¦SelectPro¦VDI3805¦Internet_EU | PPK SelectPro VDI3805 Internet_EU | PPK SelectPro VDI3805 Internet_EU | D640N/SR230A-5 |  | 1200 kPa | 3.4 kPa
104742 | D640N+SR24A-5 | D640N+SR24A-5 | 26 | D640N | + | SR24A-5 | Standard actuator | 1 | Scenario 1 |  | PPK¦SelectPro¦VDI3805¦Internet_EU | PPK SelectPro VDI3805 Internet_EU | PPK SelectPro VDI3805 Internet_EU | D640N+SR24A-5 |  | 1200 kPa | 3.4 kPa
104743 | D640N/SR24A-5 | D640N/SR24A-5 | 26 | D640N | / | SR24A-5 | Standard actuator | 1 | Scenario 1 |  | PPK¦SelectPro¦VDI3805¦Internet_EU | PPK SelectPro VDI3805 Internet_EU | PPK SelectPro VDI3805 Internet_EU | D640N/SR24A-5 |  | 1200 kPa | 3.4 kPa
104746 | D640N+SR24A-MP-5 | D640N+SR24A-MP-5 | 26 | D640N | + | SR24A-MP-5 | Communicative actuator | 0 | Scenario 1¦Scenario 2 |  | PPK¦SelectPro¦VDI3805¦Internet_EU | PPK SelectPro VDI3805 Internet_EU | PPK SelectPro VDI3805 Internet_EU | D640N+SR24A-MP-5 |  | 1200 kPa | 3.4 kPa
104747 | D640N/SR24A-MP-5 | D640N/SR24A-MP-5 | 26 | D640N | / | SR24A-MP-5 | Communicative actuator | 0 | Scenario 1¦Scenario 2 |  | PPK¦SelectPro¦VDI3805¦Internet_EU | PPK SelectPro VDI3805 Internet_EU | PPK SelectPro VDI3805 Internet_EU | D640N/SR24A-MP-5 |  | 1200 kPa | 3.4 kPa
104758 | D650N+SR230A-5 | D650N+SR230A-5 | 26 | D650N | + | SR230A-5 | Standard actuator | 1 | Scenario 1 |  | PPK¦SelectPro¦VDI3805¦Internet_EU | PPK SelectPro VDI3805 Internet_EU | PPK SelectPro VDI3805 Internet_EU | D650N+SR230A-5 |  | 1200 kPa | 3.1 kPa
104759 | D650N/SR230A-5 | D650N/SR230A-5 | 26 | D650N | / | SR230A-5 | Standard actuator | 1 | Scenario 1 |  | PPK¦SelectPro¦VDI3805¦Internet_EU | PPK SelectPro VDI3805 Internet_EU | PPK SelectPro VDI3805 Internet_EU | D650N/SR230A-5 |  | 1200 kPa | 3.1 kPa
104760 | D650N+SR24A-5 | D650N+SR24A-5 | 26 | D650N | + | SR24A-5 | Standard actuator | 1 | Scenario 1 |  | PPK¦SelectPro¦VDI3805¦Internet_EU | PPK SelectPro VDI3805 Internet_EU | PPK SelectPro VDI3805 Internet_EU | D650N+SR24A-5 |  | 1200 kPa | 3.1 kPa
104761 | D650N/SR24A-5 | D650N/SR24A-5 | 26 | D650N | / | SR24A-5 | Standard actuator | 1 | Scenario 1 |  | PPK¦SelectPro¦VDI3805¦Internet_EU | PPK SelectPro VDI3805 Internet_EU | PPK SelectPro VDI3805 Internet_EU | D650N/SR24A-5 |  | 1200 kPa | 3.1 kPa
104764 | D650N+SR24A-MP-5 | D650N+SR24A-MP-5 | 26 | D650N | + | SR24A-MP-5 | Communicative actuator | 0 | Scenario 1¦Scenario 2 |  | PPK¦SelectPro¦VDI3805¦Internet_EU | PPK SelectPro VDI3805 Internet_EU | PPK SelectPro VDI3805 Internet_EU | D650N+SR24A-MP-5 |  | 1200 kPa | 3.1 kPa
104765 | D650N/SR24A-MP-5 | D650N/SR24A-MP-5 | 26 | D650N | / | SR24A-MP-5 | Communicative actuator | 0 | Scenario 1¦Scenario 2 |  | PPK¦SelectPro¦VDI3805¦Internet_EU | PPK SelectPro VDI3805 Internet_EU | PPK SelectPro VDI3805 Internet_EU | D650N/SR24A-MP-5 |  | 1200 kPa | 3.1 kPa
104776 | D665N+SR230A-5 | D665N+SR230A-5 | 26 | D665N | + | SR230A-5 | Standard actuator | 1 | Scenario 1 |  | PPK¦SelectPro¦VDI3805¦Internet_EU | PPK SelectPro VDI3805 Internet_EU | PPK SelectPro VDI3805 Internet_EU | D665N+SR230A-5 |  | 1200 kPa | 2.4 kPa
104777 | D665N/SR230A-5 | D665N/SR230A-5 | 26 | D665N | / | SR230A-5 | Standard actuator | 1 | Scenario 1 |  | PPK¦SelectPro¦VDI3805¦Internet_EU | PPK SelectPro VDI3805 Internet_EU | PPK SelectPro VDI3805 Internet_EU | D665N/SR230A-5 |  | 1200 kPa | 2.4 kPa
104778 | D665N+SR24A-5 | D665N+SR24A-5 | 26 | D665N | + | SR24A-5 | Standard actuator | 1 | Scenario 1 |  | PPK¦SelectPro¦VDI3805¦Internet_EU | PPK SelectPro VDI3805 Internet_EU | PPK SelectPro VDI3805 Internet_EU | D665N+SR24A-5 |  | 1200 kPa | 2.4 kPa
104779 | D665N/SR24A-5 | D665N/SR24A-5 | 26 | D665N | / | SR24A-5 | Standard actuator | 1 | Scenario 1 |  | PPK¦SelectPro¦VDI3805¦Internet_EU | PPK SelectPro VDI3805 Internet_EU | PPK SelectPro VDI3805 Internet_EU | D665N/SR24A-5 |  | 1200 kPa | 2.4 kPa
104782 | D665N+SR24A-MP-5 | D665N+SR24A-MP-5 | 26 | D665N | + | SR24A-MP-5 | Communicative actuator | 0 | Scenario 1¦Scenario 2 |  | PPK¦SelectPro¦VDI3805¦Internet_EU | PPK SelectPro VDI3805 Internet_EU | PPK SelectPro VDI3805 Internet_EU | D665N+SR24A-MP-5 |  | 1200 kPa | 2.4 kPa
104783 | D665N/SR24A-MP-5 | D665N/SR24A-MP-5 | 26 | D665N | / | SR24A-MP-5 | Communicative actuator | 0 | Scenario 1¦Scenario 2 |  | PPK¦SelectPro¦VDI3805¦Internet_EU | PPK SelectPro VDI3805 Internet_EU | PPK SelectPro VDI3805 Internet_EU | D665N/SR24A-MP-5 |  | 1200 kPa | 2.4 kPa
104792 | D680N+GR24A-SR-5 | D680N+GR24A-SR-5 | 26 | D680N | + | GR24A-SR-5 | Standard actuator | 0 | Scenario 2 |  | PPK¦SelectPro¦VDI3805¦Internet_EU | PPK SelectPro VDI3805 Internet_EU | PPK SelectPro VDI3805 Internet_EU | D680N+GR24A-SR-5 |  | 1200 kPa | 2.4 kPa
104793 | D680N/GR24A-SR-5 | D680N/GR24A-SR-5 | 26 | D680N | / | GR24A-SR-5 | Standard actuator | 0 | Scenario 2 |  | PPK¦SelectPro¦VDI3805¦Internet_EU | PPK SelectPro VDI3805 Internet_EU | PPK SelectPro VDI3805 Internet_EU | D680N/GR24A-SR-5 |  | 1200 kPa | 2.4 kPa
107462 | R420+LRF230 | R420+LRF230 | 26 | R420 | + | LRF230 | Actuator with emergency control function | 1 | Scenario 1 |  | PPK¦SelectPro¦VDI3805¦Internet_EU | PPK SelectPro VDI3805 Internet_EU | PPK SelectPro OEM VDI3805 Internet_EU | R420+LRF230 |  | 1400 kPa | 400 kPa
107463 | R420/LRF230 | R420/LRF230 | 26 | R420 | / | LRF230 | Actuator with emergency control function | 1 | Scenario 1 |  | PPK¦SelectPro¦VDI3805¦Internet_EU | PPK SelectPro VDI3805 Internet_EU | PPK SelectPro OEM VDI3805 Internet_EU | R420/LRF230 |  | 1400 kPa | 400 kPa
107470 | R420+LRF24 | R420+LRF24 | 26 | R420 | + | LRF24 | Actuator with emergency control function | 1 | Scenario 1 |  | PPK¦SelectPro¦VDI3805¦Internet_EU | PPK SelectPro VDI3805 Internet_EU | PPK SelectPro VDI3805 Internet_EU | R420+LRF24 |  | 1400 kPa | 400 kPa
107471 | R420/LRF24 | R420/LRF24 | 26 | R420 | / | LRF24 | Actuator with emergency control function | 1 | Scenario 1 |  | PPK¦SelectPro¦VDI3805¦Internet_EU | PPK SelectPro VDI3805 Internet_EU | PPK SelectPro VDI3805 Internet_EU | R420/LRF24 |  | 1400 kPa | 400 kPa
107530 | R422+LR230A | R422+LR230A | 26 | R422 | + | LR230A | Standard actuator | 1 | Scenario 2 |  | PPK¦SelectPro¦VDI3805¦Internet_EU | PPK SelectPro VDI3805 Internet_EU | PPK SelectPro VDI3805 Internet_EU | R422+LR230A |  | 1400 kPa | 200 kPa
107531 | R422/LR230A | R422/LR230A | 26 | R422 | / | LR230A | Standard actuator | 1 | Scenario 2 |  | PPK¦SelectPro¦VDI3805¦Internet_EU | PPK SelectPro VDI3805 Internet_EU | PPK SelectPro VDI3805 Internet_EU | R422/LR230A |  | 1400 kPa | 200 kPa
107532 | R422+LR230A-S | R422+LR230A-S | 26 | R422 | + | LR230A-S | Standard actuator | 0 | Scenario 2 |  | PPK¦SelectPro¦VDI3805¦Internet_EU | PPK SelectPro VDI3805 Internet_EU | PPK SelectPro VDI3805 Internet_EU | R422+LR230A-S |  | 1400 kPa | 200 kPa
107533 | R422/LR230A-S | R422/LR230A-S | 26 | R422 | / | LR230A-S | Standard actuator | 0 | Scenario 2 |  | PPK¦SelectPro¦VDI3805¦Internet_EU | PPK SelectPro VDI3805 Internet_EU | PPK SelectPro VDI3805 Internet_EU | R422/LR230A-S |  | 1400 kPa | 200 kPa
107534 | R422+LR24A | R422+LR24A | 26 | R422 | + | LR24A | Standard actuator | 1 | Scenario 2 |  | PPK¦SelectPro¦VDI3805¦Internet_EU | PPK SelectPro VDI3805 Internet_EU | PPK SelectPro OEM VDI3805 Internet_EU | R422+LR24A |  | 1400 kPa | 200 kPa
107535 | R422/LR24A | R422/LR24A | 26 | R422 | / | LR24A | Standard actuator | 1 | Scenario 2 |  | PPK¦SelectPro¦VDI3805¦Internet_EU | PPK SelectPro VDI3805 Internet_EU | PPK SelectPro OEM VDI3805 Internet_EU | R422/LR24A |  | 1400 kPa | 200 kPa
107538 | R422+LR24A-MP | R422+LR24A-MP | 26 | R422 | + | LR24A-MP | Communicative actuator | 0 | Scenario 2 |  | PPK¦SelectPro¦VDI3805¦Internet_EU | PPK SelectPro VDI3805 Internet_EU | PPK SelectPro VDI3805 Internet_EU | R422+LR24A-MP |  | 1400 kPa | 200 kPa
107539 | R422/LR24A-MP | R422/LR24A-MP | 26 | R422 | / | LR24A-MP | Communicative actuator | 0 | Scenario 2 |  | PPK¦SelectPro¦VDI3805¦Internet_EU | PPK SelectPro VDI3805 Internet_EU | PPK SelectPro VDI3805 Internet_EU | R422/LR24A-MP |  | 1400 kPa | 200 kPa
107540 | R422+LR24A-S | R422+LR24A-S | 26 | R422 | + | LR24A-S | Standard actuator | 0 | Scenario 2 |  | PPK¦SelectPro¦VDI3805¦Internet_EU | PPK SelectPro VDI3805 Internet_EU | PPK SelectPro VDI3805 Internet_EU | R422+LR24A-S |  | 1400 kPa | 200 kPa
107541 | R422/LR24A-S | R422/LR24A-S | 26 | R422 | / | LR24A-S | Standard actuator | 0 | Scenario 2 |  | PPK¦SelectPro¦VDI3805¦Internet_EU | PPK SelectPro VDI3805 Internet_EU | PPK SelectPro VDI3805 Internet_EU | R422/LR24A-S |  | 1400 kPa | 200 kPa
107542 | R422+LR24A-SR | R422+LR24A-SR | 26 | R422 | + | LR24A-SR | Standard actuator | 1 | Scenario 2 |  | PPK¦SelectPro¦VDI3805¦Internet_EU | PPK SelectPro VDI3805 Internet_EU | PPK SelectPro VDI3805 Internet_EU | R422+LR24A-SR |  | 1400 kPa | 200 kPa
107543 | R422/LR24A-SR | R422/LR24A-SR | 26 | R422 | / | LR24A-SR | Standard actuator | 1 | Scenario 2 |  | PPK¦SelectPro¦VDI3805¦Internet_EU | PPK SelectPro VDI3805 Internet_EU | PPK SelectPro VDI3805 Internet_EU | R422/LR24A-SR |  | 1400 kPa | 200 kPa
107546 | R422+LRC24A-SR | R422+LRC24A-SR | 26 | R422 | + | LRC24A-SR | Fast runner | 1 | Scenario 2 |  | PPK¦SelectPro¦VDI3805¦Internet_EU | PPK SelectPro VDI3805 Internet_EU | PPK SelectPro VDI3805 Internet_EU | R422+LRC24A-SR |  | 1400 kPa | 200 kPa
107547 | R422/LRC24A-SR | R422/LRC24A-SR | 26 | R422 | / | LRC24A-SR | Fast runner | 1 | Scenario 2 |  | PPK¦SelectPro¦VDI3805¦Internet_EU | PPK SelectPro VDI3805 Internet_EU | PPK SelectPro VDI3805 Internet_EU | R422/LRC24A-SR |  | 1400 kPa | 200 kPa
107632 | R538+NR230A | R538+NR230A | 26 | R538 | + | NR230A | Standard actuator | 1 | Scenario 2 |  | PPK¦SelectPro¦VDI3805¦Internet_EU | PPK SelectPro VDI3805 Internet_EU | PPK SelectPro OEM VDI3805 Internet_EU | R538+NR230A |  | 1400 kPa | 200 kPa
107633 | R538/NR230A | R538/NR230A | 26 | R538 | / | NR230A | Standard actuator | 1 | Scenario 2 |  | PPK¦SelectPro¦VDI3805¦Internet_EU | PPK SelectPro VDI3805 Internet_EU | PPK SelectPro OEM VDI3805 Internet_EU | R538/NR230A |  | 1400 kPa | 200 kPa
107634 | R538+NR230A-S | R538+NR230A-S | 26 | R538 | + | NR230A-S | Standard actuator | 0 | Scenario 2 |  | PPK¦SelectPro¦VDI3805¦Internet_EU | PPK SelectPro VDI3805 Internet_EU | PPK SelectPro VDI3805 Internet_EU | R538+NR230A-S |  | 1400 kPa | 200 kPa
107635 | R538/NR230A-S | R538/NR230A-S | 26 | R538 | / | NR230A-S | Standard actuator | 0 | Scenario 2 |  | PPK¦SelectPro¦VDI3805¦Internet_EU | PPK SelectPro VDI3805 Internet_EU | PPK SelectPro VDI3805 Internet_EU | R538/NR230A-S |  | 1400 kPa | 200 kPa
107636 | R538+NR24A | R538+NR24A | 26 | R538 | + | NR24A | Standard actuator | 1 | Scenario 2 |  | PPK¦SelectPro¦VDI3805¦Internet_EU | PPK SelectPro VDI3805 Internet_EU | PPK SelectPro OEM VDI3805 Internet_EU | R538+NR24A |  | 1400 kPa | 200 kPa
107637 | R538/NR24A | R538/NR24A | 26 | R538 | / | NR24A | Standard actuator | 1 | Scenario 2 |  | PPK¦SelectPro¦VDI3805¦Internet_EU | PPK SelectPro VDI3805 Internet_EU | PPK SelectPro OEM VDI3805 Internet_EU | R538/NR24A |  | 1400 kPa | 200 kPa
107640 | R538+NR24A-MP | R538+NR24A-MP | 26 | R538 | + | NR24A-MP | Communicative actuator | 0 | Scenario 2 |  | PPK¦SelectPro¦VDI3805¦Internet_EU | PPK SelectPro VDI3805 Internet_EU | PPK SelectPro VDI3805 Internet_EU | R538+NR24A-MP |  | 1400 kPa | 200 kPa
107641 | R538/NR24A-MP | R538/NR24A-MP | 26 | R538 | / | NR24A-MP | Communicative actuator | 0 | Scenario 2 |  | PPK¦SelectPro¦VDI3805¦Internet_EU | PPK SelectPro VDI3805 Internet_EU | PPK SelectPro VDI3805 Internet_EU | R538/NR24A-MP |  | 1400 kPa | 200 kPa
107642 | R538+NR24A-S | R538+NR24A-S | 26 | R538 | + | NR24A-S | Standard actuator | 0 | Scenario 2 |  | PPK¦SelectPro¦VDI3805¦Internet_EU | PPK SelectPro VDI3805 Internet_EU | PPK SelectPro VDI3805 Internet_EU | R538+NR24A-S |  | 1400 kPa | 200 kPa
107643 | R538/NR24A-S | R538/NR24A-S | 26 | R538 | / | NR24A-S | Standard actuator | 0 | Scenario 2 |  | PPK¦SelectPro¦VDI3805¦Internet_EU | PPK SelectPro VDI3805 Internet_EU | PPK SelectPro VDI3805 Internet_EU | R538/NR24A-S |  | 1400 kPa | 200 kPa
107644 | R538+NR24A-SR | R538+NR24A-SR | 26 | R538 | + | NR24A-SR | Standard actuator | 1 | Scenario 2 |  | PPK¦SelectPro¦VDI3805¦Internet_EU | PPK SelectPro VDI3805 Internet_EU | PPK SelectPro VDI3805 Internet_EU | R538+NR24A-SR |  | 1400 kPa | 200 kPa
107645 | R538/NR24A-SR | R538/NR24A-SR | 26 | R538 | / | NR24A-SR | Standard actuator | 1 | Scenario 2 |  | PPK¦SelectPro¦VDI3805¦Internet_EU | PPK SelectPro VDI3805 Internet_EU | PPK SelectPro VDI3805 Internet_EU | R538/NR24A-SR |  | 1400 kPa | 200 kPa
107648 | R538+NRC24A-SR | R538+NRC24A-SR | 26 | R538 | + | NRC24A-SR | Fast runner | 1 | Scenario 2 |  | PPK¦SelectPro¦VDI3805¦Internet_EU | PPK SelectPro VDI3805 Internet_EU | PPK SelectPro VDI3805 Internet_EU | R538+NRC24A-SR |  | 1400 kPa | 200 kPa
107649 | R538/NRC24A-SR | R538/NRC24A-SR | 26 | R538 | / | NRC24A-SR | Fast runner | 1 | Scenario 2 |  | PPK¦SelectPro¦VDI3805¦Internet_EU | PPK SelectPro VDI3805 Internet_EU | PPK SelectPro VDI3805 Internet_EU | R538/NRC24A-SR |  | 1400 kPa | 200 kPa
107678 | R540+NR230A | R540+NR230A | 26 | R540 | + | NR230A | Standard actuator | 1 | Scenario 1 |  | PPK¦SelectPro¦VDI3805¦Internet_EU | PPK SelectPro VDI3805 Internet_EU | PPK SelectPro OEM VDI3805 Internet_EU | R540+NR230A |  | 1400 kPa | 400 kPa
107679 | R540/NR230A | R540/NR230A | 26 | R540 | / | NR230A | Standard actuator | 1 | Scenario 1 |  | PPK¦SelectPro¦VDI3805¦Internet_EU | PPK SelectPro VDI3805 Internet_EU | PPK SelectPro OEM VDI3805 Internet_EU | R540/NR230A |  | 1400 kPa | 400 kPa
107680 | R540+NR230A-S | R540+NR230A-S | 26 | R540 | + | NR230A-S | Standard actuator | 0 | Scenario 1 |  | PPK¦SelectPro¦VDI3805¦Internet_EU | PPK SelectPro VDI3805 Internet_EU | PPK SelectPro VDI3805 Internet_EU | R540+NR230A-S |  | 1400 kPa | 400 kPa
107681 | R540/NR230A-S | R540/NR230A-S | 26 | R540 | / | NR230A-S | Standard actuator | 0 | Scenario 1 |  | PPK¦SelectPro¦VDI3805¦Internet_EU | PPK SelectPro VDI3805 Internet_EU | PPK SelectPro VDI3805 Internet_EU | R540/NR230A-S |  | 1400 kPa | 400 kPa
107682 | R540+NR24A | R540+NR24A | 26 | R540 | + | NR24A | Standard actuator | 1 | Scenario 1 |  | PPK¦SelectPro¦VDI3805¦Internet_EU | PPK SelectPro VDI3805 Internet_EU | PPK SelectPro OEM VDI3805 Internet_EU | R540+NR24A |  | 1400 kPa | 400 kPa
107683 | R540/NR24A | R540/NR24A | 26 | R540 | / | NR24A | Standard actuator | 1 | Scenario 1 |  | PPK¦SelectPro¦VDI3805¦Internet_EU | PPK SelectPro VDI3805 Internet_EU | PPK SelectPro OEM VDI3805 Internet_EU | R540/NR24A |  | 1400 kPa | 400 kPa
107686 | R540+NR24A-MP | R540+NR24A-MP | 26 | R540 | + | NR24A-MP | Communicative actuator | 0 | Scenario 1 |  | PPK¦SelectPro¦VDI3805¦Internet_EU | PPK SelectPro VDI3805 Internet_EU | PPK SelectPro VDI3805 Internet_EU | R540+NR24A-MP |  | 1400 kPa | 400 kPa
107687 | R540/NR24A-MP | R540/NR24A-MP | 26 | R540 | / | NR24A-MP | Communicative actuator | 0 | Scenario 1 |  | PPK¦SelectPro¦VDI3805¦Internet_EU | PPK SelectPro VDI3805 Internet_EU | PPK SelectPro VDI3805 Internet_EU | R540/NR24A-MP |  | 1400 kPa | 400 kPa
107688 | R540+NR24A-S | R540+NR24A-S | 26 | R540 | + | NR24A-S | Standard actuator | 0 | Scenario 1 |  | PPK¦SelectPro¦VDI3805¦Internet_EU | PPK SelectPro VDI3805 Internet_EU | PPK SelectPro VDI3805 Internet_EU | R540+NR24A-S |  | 1400 kPa | 400 kPa
107689 | R540/NR24A-S | R540/NR24A-S | 26 | R540 | / | NR24A-S | Standard actuator | 0 | Scenario 1 |  | PPK¦SelectPro¦VDI3805¦Internet_EU | PPK SelectPro VDI3805 Internet_EU | PPK SelectPro VDI3805 Internet_EU | R540/NR24A-S |  | 1400 kPa | 400 kPa
107722 | R548+NR230A | R548+NR230A | 26 | R548 | + | NR230A | Standard actuator | 1 | Scenario 2 |  | PPK¦SelectPro¦VDI3805¦Internet_EU | PPK SelectPro VDI3805 Internet_EU | PPK SelectPro OEM VDI3805 Internet_EU | R548+NR230A |  | 1400 kPa | 200 kPa
107723 | R548/NR230A | R548/NR230A | 26 | R548 | / | NR230A | Standard actuator | 1 | Scenario 2 |  | PPK¦SelectPro¦VDI3805¦Internet_EU | PPK SelectPro VDI3805 Internet_EU | PPK SelectPro OEM VDI3805 Internet_EU | R548/NR230A |  | 1400 kPa | 200 kPa
107724 | R548+NR230A-S | R548+NR230A-S | 26 | R548 | + | NR230A-S | Standard actuator | 0 | Scenario 2 |  | PPK¦SelectPro¦VDI3805¦Internet_EU | PPK SelectPro VDI3805 Internet_EU | PPK SelectPro VDI3805 Internet_EU | R548+NR230A-S |  | 1400 kPa | 200 kPa
107725 | R548/NR230A-S | R548/NR230A-S | 26 | R548 | / | NR230A-S | Standard actuator | 0 | Scenario 2 |  | PPK¦SelectPro¦VDI3805¦Internet_EU | PPK SelectPro VDI3805 Internet_EU | PPK SelectPro VDI3805 Internet_EU | R548/NR230A-S |  | 1400 kPa | 200 kPa
107726 | R548+NR24A | R548+NR24A | 26 | R548 | + | NR24A | Standard actuator | 1 | Scenario 2 |  | PPK¦SelectPro¦VDI3805¦Internet_EU | PPK SelectPro VDI3805 Internet_EU | PPK SelectPro OEM VDI3805 Internet_EU | R548+NR24A |  | 1400 kPa | 200 kPa
107727 | R548/NR24A | R548/NR24A | 26 | R548 | / | NR24A | Standard actuator | 1 | Scenario 2 |  | PPK¦SelectPro¦VDI3805¦Internet_EU | PPK SelectPro VDI3805 Internet_EU | PPK SelectPro OEM VDI3805 Internet_EU | R548/NR24A |  | 1400 kPa | 200 kPa
107730 | R548+NR24A-MP | R548+NR24A-MP | 26 | R548 | + | NR24A-MP | Communicative actuator | 0 | Scenario 2 |  | PPK¦SelectPro¦VDI3805¦Internet_EU | PPK SelectPro VDI3805 Internet_EU | PPK SelectPro VDI3805 Internet_EU | R548+NR24A-MP |  | 1400 kPa | 200 kPa
107731 | R548/NR24A-MP | R548/NR24A-MP | 26 | R548 | / | NR24A-MP | Communicative actuator | 0 | Scenario 2 |  | PPK¦SelectPro¦VDI3805¦Internet_EU | PPK SelectPro VDI3805 Internet_EU | PPK SelectPro VDI3805 Internet_EU | R548/NR24A-MP |  | 1400 kPa | 200 kPa
107732 | R548+NR24A-S | R548+NR24A-S | 26 | R548 | + | NR24A-S | Standard actuator | 0 | Scenario 2 |  | PPK¦SelectPro¦VDI3805¦Internet_EU | PPK SelectPro VDI3805 Internet_EU | PPK SelectPro VDI3805 Internet_EU | R548+NR24A-S |  | 1400 kPa | 200 kPa
107733 | R548/NR24A-S | R548/NR24A-S | 26 | R548 | / | NR24A-S | Standard actuator | 0 | Scenario 2 |  | PPK¦SelectPro¦VDI3805¦Internet_EU | PPK SelectPro VDI3805 Internet_EU | PPK SelectPro VDI3805 Internet_EU | R548/NR24A-S |  | 1400 kPa | 200 kPa
107734 | R548+NR24A-SR | R548+NR24A-SR | 26 | R548 | + | NR24A-SR | Standard actuator | 1 | Scenario 2 |  | PPK¦SelectPro¦VDI3805¦Internet_EU | PPK SelectPro VDI3805 Internet_EU | PPK SelectPro VDI3805 Internet_EU | R548+NR24A-SR |  | 1400 kPa | 200 kPa
107735 | R548/NR24A-SR | R548/NR24A-SR | 26 | R548 | / | NR24A-SR | Standard actuator | 1 | Scenario 2 |  | PPK¦SelectPro¦VDI3805¦Internet_EU | PPK SelectPro VDI3805 Internet_EU | PPK SelectPro VDI3805 Internet_EU | R548/NR24A-SR |  | 1400 kPa | 200 kPa
107738 | R548+NRC24A-SR | R548+NRC24A-SR | 26 | R548 | + | NRC24A-SR | Fast runner | 1 | Scenario 2 |  | PPK¦SelectPro¦VDI3805¦Internet_EU | PPK SelectPro VDI3805 Internet_EU | PPK SelectPro VDI3805 Internet_EU | R548+NRC24A-SR |  | 1400 kPa | 200 kPa
107739 | R548/NRC24A-SR | R548/NRC24A-SR | 26 | R548 | / | NRC24A-SR | Fast runner | 1 | Scenario 2 |  | PPK¦SelectPro¦VDI3805¦Internet_EU | PPK SelectPro VDI3805 Internet_EU | PPK SelectPro VDI3805 Internet_EU | R548/NRC24A-SR |  | 1400 kPa | 200 kPa
107842 | R423+LR230A | R423+LR230A | 26 | R423 | + | LR230A | Standard actuator | 1 | Scenario 2 |  | PPK¦SelectPro¦VDI3805¦Internet_EU | PPK SelectPro VDI3805 Internet_EU | PPK SelectPro VDI3805 Internet_EU | R423+LR230A |  | 1400 kPa | 200 kPa
107843 | R423/LR230A | R423/LR230A | 26 | R423 | / | LR230A | Standard actuator | 1 | Scenario 2 |  | PPK¦SelectPro¦VDI3805¦Internet_EU | PPK SelectPro VDI3805 Internet_EU | PPK SelectPro VDI3805 Internet_EU | R423/LR230A |  | 1400 kPa | 200 kPa
107844 | R423+LR230A-S | R423+LR230A-S | 26 | R423 | + | LR230A-S | Standard actuator | 0 | Scenario 2 |  | PPK¦SelectPro¦VDI3805¦Internet_EU | PPK SelectPro VDI3805 Internet_EU | PPK SelectPro VDI3805 Internet_EU | R423+LR230A-S |  | 1400 kPa | 200 kPa
107845 | R423/LR230A-S | R423/LR230A-S | 26 | R423 | / | LR230A-S | Standard actuator | 0 | Scenario 2 |  | PPK¦SelectPro¦VDI3805¦Internet_EU | PPK SelectPro VDI3805 Internet_EU | PPK SelectPro VDI3805 Internet_EU | R423/LR230A-S |  | 1400 kPa | 200 kPa
107846 | R423+LR24A | R423+LR24A | 26 | R423 | + | LR24A | Standard actuator | 1 | Scenario 2 |  | PPK¦SelectPro¦VDI3805¦Internet_EU | PPK SelectPro VDI3805 Internet_EU | PPK SelectPro OEM VDI3805 Internet_EU | R423+LR24A |  | 1400 kPa | 200 kPa
107847 | R423/LR24A | R423/LR24A | 26 | R423 | / | LR24A | Standard actuator | 1 | Scenario 2 |  | PPK¦SelectPro¦VDI3805¦Internet_EU | PPK SelectPro VDI3805 Internet_EU | PPK SelectPro OEM VDI3805 Internet_EU | R423/LR24A |  | 1400 kPa | 200 kPa
107850 | R423+LR24A-MP | R423+LR24A-MP | 26 | R423 | + | LR24A-MP | Communicative actuator | 0 | Scenario 2 |  | PPK¦SelectPro¦VDI3805¦Internet_EU | PPK SelectPro VDI3805 Internet_EU | PPK SelectPro VDI3805 Internet_EU | R423+LR24A-MP |  | 1400 kPa | 200 kPa
107851 | R423/LR24A-MP | R423/LR24A-MP | 26 | R423 | / | LR24A-MP | Communicative actuator | 0 | Scenario 2 |  | PPK¦SelectPro¦VDI3805¦Internet_EU | PPK SelectPro VDI3805 Internet_EU | PPK SelectPro VDI3805 Internet_EU | R423/LR24A-MP |  | 1400 kPa | 200 kPa
107852 | R423+LR24A-S | R423+LR24A-S | 26 | R423 | + | LR24A-S | Standard actuator | 0 | Scenario 2 |  | PPK¦SelectPro¦VDI3805¦Internet_EU | PPK SelectPro VDI3805 Internet_EU | PPK SelectPro VDI3805 Internet_EU | R423+LR24A-S |  | 1400 kPa | 200 kPa
107853 | R423/LR24A-S | R423/LR24A-S | 26 | R423 | / | LR24A-S | Standard actuator | 0 | Scenario 2 |  | PPK¦SelectPro¦VDI3805¦Internet_EU | PPK SelectPro VDI3805 Internet_EU | PPK SelectPro VDI3805 Internet_EU | R423/LR24A-S |  | 1400 kPa | 200 kPa
107854 | R423+LR24A-SR | R423+LR24A-SR | 26 | R423 | + | LR24A-SR | Standard actuator | 1 | Scenario 2 |  | PPK¦SelectPro¦VDI3805¦Internet_EU | PPK SelectPro VDI3805 Internet_EU | PPK SelectPro VDI3805 Internet_EU | R423+LR24A-SR |  | 1400 kPa | 200 kPa
107855 | R423/LR24A-SR | R423/LR24A-SR | 26 | R423 | / | LR24A-SR | Standard actuator | 1 | Scenario 2 |  | PPK¦SelectPro¦VDI3805¦Internet_EU | PPK SelectPro VDI3805 Internet_EU | PPK SelectPro VDI3805 Internet_EU | R423/LR24A-SR |  | 1400 kPa | 200 kPa
107858 | R423+LRC24A-SR | R423+LRC24A-SR | 26 | R423 | + | LRC24A-SR | Fast runner | 1 | Scenario 2 |  | PPK¦SelectPro¦VDI3805¦Internet_EU | PPK SelectPro VDI3805 Internet_EU | PPK SelectPro VDI3805 Internet_EU | R423+LRC24A-SR |  | 1400 kPa | 200 kPa
107859 | R423/LRC24A-SR | R423/LRC24A-SR | 26 | R423 | / | LRC24A-SR | Fast runner | 1 | Scenario 2 |  | PPK¦SelectPro¦VDI3805¦Internet_EU | PPK SelectPro VDI3805 Internet_EU | PPK SelectPro VDI3805 Internet_EU | R423/LRC24A-SR |  | 1400 kPa | 200 kPa
107934 | R424+LR230A | R424+LR230A | 26 | R424 | + | LR230A | Standard actuator | 1 | Scenario 2 |  | PPK¦SelectPro¦VDI3805¦Internet_EU | PPK SelectPro VDI3805 Internet_EU | PPK SelectPro VDI3805 Internet_EU | R424+LR230A |  | 1400 kPa | 200 kPa
107935 | R424/LR230A | R424/LR230A | 26 | R424 | / | LR230A | Standard actuator | 1 | Scenario 2 |  | PPK¦SelectPro¦VDI3805¦Internet_EU | PPK SelectPro VDI3805 Internet_EU | PPK SelectPro VDI3805 Internet_EU | R424/LR230A |  | 1400 kPa | 200 kPa
107936 | R424+LR230A-S | R424+LR230A-S | 26 | R424 | + | LR230A-S | Standard actuator | 0 | Scenario 2 |  | PPK¦SelectPro¦VDI3805¦Internet_EU | PPK SelectPro VDI3805 Internet_EU | PPK SelectPro VDI3805 Internet_EU | R424+LR230A-S |  | 1400 kPa | 200 kPa
107937 | R424/LR230A-S | R424/LR230A-S | 26 | R424 | / | LR230A-S | Standard actuator | 0 | Scenario 2 |  | PPK¦SelectPro¦VDI3805¦Internet_EU | PPK SelectPro VDI3805 Internet_EU | PPK SelectPro VDI3805 Internet_EU | R424/LR230A-S |  | 1400 kPa | 200 kPa
107938 | R424+LR24A | R424+LR24A | 26 | R424 | + | LR24A | Standard actuator | 1 | Scenario 2 |  | PPK¦SelectPro¦VDI3805¦Internet_EU | PPK SelectPro VDI3805 Internet_EU | PPK SelectPro OEM VDI3805 Internet_EU | R424+LR24A |  | 1400 kPa | 200 kPa
107939 | R424/LR24A | R424/LR24A | 26 | R424 | / | LR24A | Standard actuator | 1 | Scenario 2 |  | PPK¦SelectPro¦VDI3805¦Internet_EU | PPK SelectPro VDI3805 Internet_EU | PPK SelectPro OEM VDI3805 Internet_EU | R424/LR24A |  | 1400 kPa | 200 kPa
107942 | R424+LR24A-MP | R424+LR24A-MP | 26 | R424 | + | LR24A-MP | Communicative actuator | 0 | Scenario 2 |  | PPK¦SelectPro¦VDI3805¦Internet_EU | PPK SelectPro VDI3805 Internet_EU | PPK SelectPro VDI3805 Internet_EU | R424+LR24A-MP |  | 1400 kPa | 200 kPa
107943 | R424/LR24A-MP | R424/LR24A-MP | 26 | R424 | / | LR24A-MP | Communicative actuator | 0 | Scenario 2 |  | PPK¦SelectPro¦VDI3805¦Internet_EU | PPK SelectPro VDI3805 Internet_EU | PPK SelectPro VDI3805 Internet_EU | R424/LR24A-MP |  | 1400 kPa | 200 kPa
107944 | R424+LR24A-S | R424+LR24A-S | 26 | R424 | + | LR24A-S | Standard actuator | 0 | Scenario 2 |  | PPK¦SelectPro¦VDI3805¦Internet_EU | PPK SelectPro VDI3805 Internet_EU | PPK SelectPro VDI3805 Internet_EU | R424+LR24A-S |  | 1400 kPa | 200 kPa
107945 | R424/LR24A-S | R424/LR24A-S | 26 | R424 | / | LR24A-S | Standard actuator | 0 | Scenario 2 |  | PPK¦SelectPro¦VDI3805¦Internet_EU | PPK SelectPro VDI3805 Internet_EU | PPK SelectPro VDI3805 Internet_EU | R424/LR24A-S |  | 1400 kPa | 200 kPa
107946 | R424+LR24A-SR | R424+LR24A-SR | 26 | R424 | + | LR24A-SR | Standard actuator | 1 | Scenario 2 |  | PPK¦SelectPro¦VDI3805¦Internet_EU | PPK SelectPro VDI3805 Internet_EU | PPK SelectPro VDI3805 Internet_EU | R424+LR24A-SR |  | 1400 kPa | 200 kPa
107947 | R424/LR24A-SR | R424/LR24A-SR | 26 | R424 | / | LR24A-SR | Standard actuator | 1 | Scenario 2 |  | PPK¦SelectPro¦VDI3805¦Internet_EU | PPK SelectPro VDI3805 Internet_EU | PPK SelectPro VDI3805 Internet_EU | R424/LR24A-SR |  | 1400 kPa | 200 kPa
107950 | R424+LRC24A-SR | R424+LRC24A-SR | 26 | R424 | + | LRC24A-SR | Fast runner | 1 | Scenario 2 |  | PPK¦SelectPro¦VDI3805¦Internet_EU | PPK SelectPro VDI3805 Internet_EU | PPK SelectPro VDI3805 Internet_EU | R424+LRC24A-SR |  | 1400 kPa | 200 kPa
107951 | R424/LRC24A-SR | R424/LRC24A-SR | 26 | R424 | / | LRC24A-SR | Fast runner | 1 | Scenario 2 |  | PPK¦SelectPro¦VDI3805¦Internet_EU | PPK SelectPro VDI3805 Internet_EU | PPK SelectPro VDI3805 Internet_EU | R424/LRC24A-SR |  | 1400 kPa | 200 kPa
108023 | R425+LR230A | R425+LR230A | 26 | R425 | + | LR230A | Standard actuator | 1 | Scenario 1 |  | PPK¦SelectPro¦VDI3805¦Internet_EU | PPK SelectPro VDI3805 Internet_EU | PPK SelectPro VDI3805 Internet_EU | R425+LR230A |  | 1400 kPa | 400 kPa
108024 | R425/LR230A | R425/LR230A | 26 | R425 | / | LR230A | Standard actuator | 1 | Scenario 1 |  | PPK¦SelectPro¦VDI3805¦Internet_EU | PPK SelectPro VDI3805 Internet_EU | PPK SelectPro VDI3805 Internet_EU | R425/LR230A |  | 1400 kPa | 400 kPa
108025 | R425+LR230A-S | R425+LR230A-S | 26 | R425 | + | LR230A-S | Standard actuator | 0 | Scenario 1 |  | PPK¦SelectPro¦VDI3805¦Internet_EU | PPK SelectPro VDI3805 Internet_EU | PPK SelectPro VDI3805 Internet_EU | R425+LR230A-S |  | 1400 kPa | 400 kPa
108026 | R425/LR230A-S | R425/LR230A-S | 26 | R425 | / | LR230A-S | Standard actuator | 0 | Scenario 1 |  | PPK¦SelectPro¦VDI3805¦Internet_EU | PPK SelectPro VDI3805 Internet_EU | PPK SelectPro VDI3805 Internet_EU | R425/LR230A-S |  | 1400 kPa | 400 kPa
108027 | R425+LR24A | R425+LR24A | 26 | R425 | + | LR24A | Standard actuator | 1 | Scenario 1 |  | PPK¦SelectPro¦VDI3805¦Internet_EU | PPK SelectPro VDI3805 Internet_EU | PPK SelectPro OEM VDI3805 Internet_EU | R425+LR24A |  | 1400 kPa | 400 kPa
108028 | R425/LR24A | R425/LR24A | 26 | R425 | / | LR24A | Standard actuator | 1 | Scenario 1 |  | PPK¦SelectPro¦VDI3805¦Internet_EU | PPK SelectPro VDI3805 Internet_EU | PPK SelectPro OEM VDI3805 Internet_EU | R425/LR24A |  | 1400 kPa | 400 kPa
108032 | R425+LR24A-MP | R425+LR24A-MP | 26 | R425 | + | LR24A-MP | Communicative actuator | 0 | Scenario 1 |  | PPK¦SelectPro¦VDI3805¦Internet_EU | PPK SelectPro VDI3805 Internet_EU | PPK SelectPro VDI3805 Internet_EU | R425+LR24A-MP |  | 1400 kPa | 400 kPa
108033 | R425/LR24A-MP | R425/LR24A-MP | 26 | R425 | / | LR24A-MP | Communicative actuator | 0 | Scenario 1 |  | PPK¦SelectPro¦VDI3805¦Internet_EU | PPK SelectPro VDI3805 Internet_EU | PPK SelectPro VDI3805 Internet_EU | R425/LR24A-MP |  | 1400 kPa | 400 kPa
108034 | R425+LR24A-S | R425+LR24A-S | 26 | R425 | + | LR24A-S | Standard actuator | 0 | Scenario 1 |  | PPK¦SelectPro¦VDI3805¦Internet_EU | PPK SelectPro VDI3805 Internet_EU | PPK SelectPro VDI3805 Internet_EU | R425+LR24A-S |  | 1400 kPa | 400 kPa
108035 | R425/LR24A-S | R425/LR24A-S | 26 | R425 | / | LR24A-S | Standard actuator | 0 | Scenario 1 |  | PPK¦SelectPro¦VDI3805¦Internet_EU | PPK SelectPro VDI3805 Internet_EU | PPK SelectPro VDI3805 Internet_EU | R425/LR24A-S |  | 1400 kPa | 400 kPa
108039 | R425+LRF230 | R425+LRF230 | 26 | R425 | + | LRF230 | Actuator with emergency control function | 1 | Scenario 1 |  | PPK¦SelectPro¦VDI3805¦Internet_EU | PPK SelectPro VDI3805 Internet_EU | PPK SelectPro OEM VDI3805 Internet_EU | R425+LRF230 |  | 1400 kPa | 400 kPa
108040 | R425/LRF230 | R425/LRF230 | 26 | R425 | / | LRF230 | Actuator with emergency control function | 1 | Scenario 1 |  | PPK¦SelectPro¦VDI3805¦Internet_EU | PPK SelectPro VDI3805 Internet_EU | PPK SelectPro OEM VDI3805 Internet_EU | R425/LRF230 |  | 1400 kPa | 400 kPa
108047 | R425+LRF24 | R425+LRF24 | 26 | R425 | + | LRF24 | Actuator with emergency control function | 1 | Scenario 1 |  | PPK¦SelectPro¦VDI3805¦Internet_EU | PPK SelectPro VDI3805 Internet_EU | PPK SelectPro VDI3805 Internet_EU | R425+LRF24 |  | 1400 kPa | 400 kPa
108048 | R425/LRF24 | R425/LRF24 | 26 | R425 | / | LRF24 | Actuator with emergency control function | 1 | Scenario 1 |  | PPK¦SelectPro¦VDI3805¦Internet_EU | PPK SelectPro VDI3805 Internet_EU | PPK SelectPro VDI3805 Internet_EU | R425/LRF24 |  | 1400 kPa | 400 kPa
108072 | R550+NR230A | R550+NR230A | 26 | R550 | + | NR230A | Standard actuator | 1 | Scenario 1 |  | PPK¦SelectPro¦VDI3805¦Internet_EU | PPK SelectPro VDI3805 Internet_EU | PPK SelectPro OEM VDI3805 Internet_EU | R550+NR230A |  | 1400 kPa | 400 kPa
108073 | R550/NR230A | R550/NR230A | 26 | R550 | / | NR230A | Standard actuator | 1 | Scenario 1 |  | PPK¦SelectPro¦VDI3805¦Internet_EU | PPK SelectPro VDI3805 Internet_EU | PPK SelectPro OEM VDI3805 Internet_EU | R550/NR230A |  | 1400 kPa | 400 kPa
108074 | R550+NR230A-S | R550+NR230A-S | 26 | R550 | + | NR230A-S | Standard actuator | 0 | Scenario 1 |  | PPK¦SelectPro¦VDI3805¦Internet_EU | PPK SelectPro VDI3805 Internet_EU | PPK SelectPro VDI3805 Internet_EU | R550+NR230A-S |  | 1400 kPa | 400 kPa
108075 | R550/NR230A-S | R550/NR230A-S | 26 | R550 | / | NR230A-S | Standard actuator | 0 | Scenario 1 |  | PPK¦SelectPro¦VDI3805¦Internet_EU | PPK SelectPro VDI3805 Internet_EU | PPK SelectPro VDI3805 Internet_EU | R550/NR230A-S |  | 1400 kPa | 400 kPa
108077 | R550+NR24A | R550+NR24A | 26 | R550 | + | NR24A | Standard actuator | 1 | Scenario 1 |  | PPK¦SelectPro¦VDI3805¦Internet_EU | PPK SelectPro VDI3805 Internet_EU | PPK SelectPro OEM VDI3805 Internet_EU | R550+NR24A |  | 1400 kPa | 400 kPa
108078 | R550/NR24A | R550/NR24A | 26 | R550 | / | NR24A | Standard actuator | 1 | Scenario 1 |  | PPK¦SelectPro¦VDI3805¦Internet_EU | PPK SelectPro VDI3805 Internet_EU | PPK SelectPro OEM VDI3805 Internet_EU | R550/NR24A |  | 1400 kPa | 400 kPa
108081 | R550+NR24A-MP | R550+NR24A-MP | 26 | R550 | + | NR24A-MP | Communicative actuator | 0 | Scenario 1 |  | PPK¦SelectPro¦VDI3805¦Internet_EU | PPK SelectPro VDI3805 Internet_EU | PPK SelectPro VDI3805 Internet_EU | R550+NR24A-MP |  | 1400 kPa | 400 kPa
108082 | R550/NR24A-MP | R550/NR24A-MP | 26 | R550 | / | NR24A-MP | Communicative actuator | 0 | Scenario 1 |  | PPK¦SelectPro¦VDI3805¦Internet_EU | PPK SelectPro VDI3805 Internet_EU | PPK SelectPro VDI3805 Internet_EU | R550/NR24A-MP |  | 1400 kPa | 400 kPa
108084 | R550+NR24A-S | R550+NR24A-S | 26 | R550 | + | NR24A-S | Standard actuator | 0 | Scenario 1 |  | PPK¦SelectPro¦VDI3805¦Internet_EU | PPK SelectPro VDI3805 Internet_EU | PPK SelectPro VDI3805 Internet_EU | R550+NR24A-S |  | 1400 kPa | 400 kPa
108085 | R550/NR24A-S | R550/NR24A-S | 26 | R550 | / | NR24A-S | Standard actuator | 0 | Scenario 1 |  | PPK¦SelectPro¦VDI3805¦Internet_EU | PPK SelectPro VDI3805 Internet_EU | PPK SelectPro VDI3805 Internet_EU | R550/NR24A-S |  | 1400 kPa | 400 kPa
108267 | R430+LR230A | R430+LR230A | 26 | R430 | + | LR230A | Standard actuator | 0 | Scenario 1 |  | VDI3805¦Internet_EU | VDI3805 Internet_EU | PPK SelectPro VDI3805 Internet_EU | R430+LR230A |  | 1400 kPa | 400 kPa
108268 | R430/LR230A | R430/LR230A | 26 | R430 | / | LR230A | Standard actuator | 0 | Scenario 1 |  | VDI3805¦Internet_EU | VDI3805 Internet_EU | PPK SelectPro VDI3805 Internet_EU | R430/LR230A |  | 1400 kPa | 400 kPa
108270 | R430+LR230A-S | R430+LR230A-S | 26 | R430 | + | LR230A-S | Standard actuator | 0 | Scenario 1 |  | VDI3805¦Internet_EU | VDI3805 Internet_EU | PPK SelectPro VDI3805 Internet_EU | R430+LR230A-S |  | 1400 kPa | 400 kPa
108271 | R430/LR230A-S | R430/LR230A-S | 26 | R430 | / | LR230A-S | Standard actuator | 0 | Scenario 1 |  | VDI3805¦Internet_EU | VDI3805 Internet_EU | PPK SelectPro VDI3805 Internet_EU | R430/LR230A-S |  | 1400 kPa | 400 kPa
108272 | R430+LR24A | R430+LR24A | 26 | R430 | + | LR24A | Standard actuator | 0 | Scenario 1 |  | VDI3805¦Internet_EU | VDI3805 Internet_EU | PPK SelectPro OEM VDI3805 Internet_EU | R430+LR24A |  | 1400 kPa | 400 kPa
108273 | R430/LR24A | R430/LR24A | 26 | R430 | / | LR24A | Standard actuator | 0 | Scenario 1 |  | VDI3805¦Internet_EU | VDI3805 Internet_EU | PPK SelectPro OEM VDI3805 Internet_EU | R430/LR24A |  | 1400 kPa | 400 kPa
108276 | R430+LR24A-MP | R430+LR24A-MP | 26 | R430 | + | LR24A-MP | Communicative actuator | 0 | Scenario 1 |  | VDI3805¦Internet_EU | VDI3805 Internet_EU | PPK SelectPro VDI3805 Internet_EU | R430+LR24A-MP |  | 1400 kPa | 400 kPa
108277 | R430/LR24A-MP | R430/LR24A-MP | 26 | R430 | / | LR24A-MP | Communicative actuator | 0 | Scenario 1 |  | VDI3805¦Internet_EU | VDI3805 Internet_EU | PPK SelectPro VDI3805 Internet_EU | R430/LR24A-MP |  | 1400 kPa | 400 kPa
108279 | R430+LR24A-S | R430+LR24A-S | 26 | R430 | + | LR24A-S | Standard actuator | 0 | Scenario 1 |  | VDI3805¦Internet_EU | VDI3805 Internet_EU | PPK SelectPro VDI3805 Internet_EU | R430+LR24A-S |  | 1400 kPa | 400 kPa
108280 | R430/LR24A-S | R430/LR24A-S | 26 | R430 | / | LR24A-S | Standard actuator | 0 | Scenario 1 |  | VDI3805¦Internet_EU | VDI3805 Internet_EU | PPK SelectPro VDI3805 Internet_EU | R430/LR24A-S |  | 1400 kPa | 400 kPa
108283 | R430+LRF230 | R430+LRF230 | 26 | R430 | + | LRF230 | Actuator with emergency control function | 0 | Scenario 1 |  | VDI3805¦Internet_EU | VDI3805 Internet_EU | PPK SelectPro OEM VDI3805 Internet_EU | R430+LRF230 |  | 1400 kPa | 400 kPa
108285 | R430/LRF230 | R430/LRF230 | 26 | R430 | / | LRF230 | Actuator with emergency control function | 0 | Scenario 1 |  | VDI3805¦Internet_EU | VDI3805 Internet_EU | PPK SelectPro OEM VDI3805 Internet_EU | R430/LRF230 |  | 1400 kPa | 400 kPa
108293 | R430+LRF24 | R430+LRF24 | 26 | R430 | + | LRF24 | Actuator with emergency control function | 0 | Scenario 1 |  | VDI3805¦Internet_EU | VDI3805 Internet_EU | PPK SelectPro VDI3805 Internet_EU | R430+LRF24 |  | 1400 kPa | 400 kPa
108294 | R430/LRF24 | R430/LRF24 | 26 | R430 | / | LRF24 | Actuator with emergency control function | 0 | Scenario 1 |  | VDI3805¦Internet_EU | VDI3805 Internet_EU | PPK SelectPro VDI3805 Internet_EU | R430/LRF24 |  | 1400 kPa | 400 kPa
108408 | R431+NR230A | R431+NR230A | 26 | R431 | + | NR230A | Standard actuator | 1 | Scenario 2 |  | PPK¦SelectPro¦VDI3805¦Internet_EU | PPK SelectPro VDI3805 Internet_EU | PPK SelectPro OEM VDI3805 Internet_EU | R431+NR230A |  | 1400 kPa | 200 kPa
108409 | R431/NR230A | R431/NR230A | 26 | R431 | / | NR230A | Standard actuator | 1 | Scenario 2 |  | PPK¦SelectPro¦VDI3805¦Internet_EU | PPK SelectPro VDI3805 Internet_EU | PPK SelectPro OEM VDI3805 Internet_EU | R431/NR230A |  | 1400 kPa | 200 kPa
108410 | R431+NR230A-S | R431+NR230A-S | 26 | R431 | + | NR230A-S | Standard actuator | 0 | Scenario 2 |  | PPK¦SelectPro¦VDI3805¦Internet_EU | PPK SelectPro VDI3805 Internet_EU | PPK SelectPro VDI3805 Internet_EU | R431+NR230A-S |  | 1400 kPa | 200 kPa
108411 | R431/NR230A-S | R431/NR230A-S | 26 | R431 | / | NR230A-S | Standard actuator | 0 | Scenario 2 |  | PPK¦SelectPro¦VDI3805¦Internet_EU | PPK SelectPro VDI3805 Internet_EU | PPK SelectPro VDI3805 Internet_EU | R431/NR230A-S |  | 1400 kPa | 200 kPa
108412 | R431+NR24A | R431+NR24A | 26 | R431 | + | NR24A | Standard actuator | 1 | Scenario 2 |  | PPK¦SelectPro¦VDI3805¦Internet_EU | PPK SelectPro VDI3805 Internet_EU | PPK SelectPro OEM VDI3805 Internet_EU | R431+NR24A |  | 1400 kPa | 200 kPa
108413 | R431/NR24A | R431/NR24A | 26 | R431 | / | NR24A | Standard actuator | 1 | Scenario 2 |  | PPK¦SelectPro¦VDI3805¦Internet_EU | PPK SelectPro VDI3805 Internet_EU | PPK SelectPro OEM VDI3805 Internet_EU | R431/NR24A |  | 1400 kPa | 200 kPa
108416 | R431+NR24A-MP | R431+NR24A-MP | 26 | R431 | + | NR24A-MP | Communicative actuator | 0 | Scenario 2 |  | PPK¦SelectPro¦VDI3805¦Internet_EU | PPK SelectPro VDI3805 Internet_EU | PPK SelectPro VDI3805 Internet_EU | R431+NR24A-MP |  | 1400 kPa | 200 kPa
108417 | R431/NR24A-MP | R431/NR24A-MP | 26 | R431 | / | NR24A-MP | Communicative actuator | 0 | Scenario 2 |  | PPK¦SelectPro¦VDI3805¦Internet_EU | PPK SelectPro VDI3805 Internet_EU | PPK SelectPro VDI3805 Internet_EU | R431/NR24A-MP |  | 1400 kPa | 200 kPa
108418 | R431+NR24A-S | R431+NR24A-S | 26 | R431 | + | NR24A-S | Standard actuator | 0 | Scenario 2 |  | PPK¦SelectPro¦VDI3805¦Internet_EU | PPK SelectPro VDI3805 Internet_EU | PPK SelectPro VDI3805 Internet_EU | R431+NR24A-S |  | 1400 kPa | 200 kPa
108419 | R431/NR24A-S | R431/NR24A-S | 26 | R431 | / | NR24A-S | Standard actuator | 0 | Scenario 2 |  | PPK¦SelectPro¦VDI3805¦Internet_EU | PPK SelectPro VDI3805 Internet_EU | PPK SelectPro VDI3805 Internet_EU | R431/NR24A-S |  | 1400 kPa | 200 kPa
108420 | R431+NR24A-SR | R431+NR24A-SR | 26 | R431 | + | NR24A-SR | Standard actuator | 1 | Scenario 2 |  | PPK¦SelectPro¦VDI3805¦Internet_EU | PPK SelectPro VDI3805 Internet_EU | PPK SelectPro VDI3805 Internet_EU | R431+NR24A-SR |  | 1400 kPa | 200 kPa
108421 | R431/NR24A-SR | R431/NR24A-SR | 26 | R431 | / | NR24A-SR | Standard actuator | 1 | Scenario 2 |  | PPK¦SelectPro¦VDI3805¦Internet_EU | PPK SelectPro VDI3805 Internet_EU | PPK SelectPro VDI3805 Internet_EU | R431/NR24A-SR |  | 1400 kPa | 200 kPa
108424 | R431+NRC24A-SR | R431+NRC24A-SR | 26 | R431 | + | NRC24A-SR | Fast runner | 1 | Scenario 2 |  | PPK¦SelectPro¦VDI3805¦Internet_EU | PPK SelectPro VDI3805 Internet_EU | PPK SelectPro VDI3805 Internet_EU | R431+NRC24A-SR |  | 1400 kPa | 200 kPa
108425 | R431/NRC24A-SR | R431/NRC24A-SR | 26 | R431 | / | NRC24A-SR | Fast runner | 1 | Scenario 2 |  | PPK¦SelectPro¦VDI3805¦Internet_EU | PPK SelectPro VDI3805 Internet_EU | PPK SelectPro VDI3805 Internet_EU | R431/NRC24A-SR |  | 1400 kPa | 200 kPa
108454 | R432+NR230A | R432+NR230A | 26 | R432 | + | NR230A | Standard actuator | 1 | Scenario 1 |  | PPK¦SelectPro¦VDI3805¦Internet_EU | PPK SelectPro VDI3805 Internet_EU | PPK SelectPro OEM VDI3805 Internet_EU | R432+NR230A |  | 1400 kPa | 400 kPa
108455 | R432/NR230A | R432/NR230A | 26 | R432 | / | NR230A | Standard actuator | 1 | Scenario 1 |  | PPK¦SelectPro¦VDI3805¦Internet_EU | PPK SelectPro VDI3805 Internet_EU | PPK SelectPro OEM VDI3805 Internet_EU | R432/NR230A |  | 1400 kPa | 400 kPa
108456 | R432+NR230A-S | R432+NR230A-S | 26 | R432 | + | NR230A-S | Standard actuator | 0 | Scenario 1 |  | PPK¦SelectPro¦VDI3805¦Internet_EU | PPK SelectPro VDI3805 Internet_EU | PPK SelectPro VDI3805 Internet_EU | R432+NR230A-S |  | 1400 kPa | 400 kPa
108457 | R432/NR230A-S | R432/NR230A-S | 26 | R432 | / | NR230A-S | Standard actuator | 0 | Scenario 1 |  | PPK¦SelectPro¦VDI3805¦Internet_EU | PPK SelectPro VDI3805 Internet_EU | PPK SelectPro VDI3805 Internet_EU | R432/NR230A-S |  | 1400 kPa | 400 kPa
108458 | R432+NR24A | R432+NR24A | 26 | R432 | + | NR24A | Standard actuator | 1 | Scenario 1 |  | PPK¦SelectPro¦VDI3805¦Internet_EU | PPK SelectPro VDI3805 Internet_EU | PPK SelectPro OEM VDI3805 Internet_EU | R432+NR24A |  | 1400 kPa | 400 kPa
108459 | R432/NR24A | R432/NR24A | 26 | R432 | / | NR24A | Standard actuator | 1 | Scenario 1 |  | PPK¦SelectPro¦VDI3805¦Internet_EU | PPK SelectPro VDI3805 Internet_EU | PPK SelectPro OEM VDI3805 Internet_EU | R432/NR24A |  | 1400 kPa | 400 kPa
108462 | R432+NR24A-MP | R432+NR24A-MP | 26 | R432 | + | NR24A-MP | Communicative actuator | 0 | Scenario 1 |  | PPK¦SelectPro¦VDI3805¦Internet_EU | PPK SelectPro VDI3805 Internet_EU | PPK SelectPro VDI3805 Internet_EU | R432+NR24A-MP |  | 1400 kPa | 400 kPa
108463 | R432/NR24A-MP | R432/NR24A-MP | 26 | R432 | / | NR24A-MP | Communicative actuator | 0 | Scenario 1 |  | PPK¦SelectPro¦VDI3805¦Internet_EU | PPK SelectPro VDI3805 Internet_EU | PPK SelectPro VDI3805 Internet_EU | R432/NR24A-MP |  | 1400 kPa | 400 kPa
108464 | R432+NR24A-S | R432+NR24A-S | 26 | R432 | + | NR24A-S | Standard actuator | 0 | Scenario 1 |  | PPK¦SelectPro¦VDI3805¦Internet_EU | PPK SelectPro VDI3805 Internet_EU | PPK SelectPro VDI3805 Internet_EU | R432+NR24A-S |  | 1400 kPa | 400 kPa
108465 | R432/NR24A-S | R432/NR24A-S | 26 | R432 | / | NR24A-S | Standard actuator | 0 | Scenario 1 |  | PPK¦SelectPro¦VDI3805¦Internet_EU | PPK SelectPro VDI3805 Internet_EU | PPK SelectPro VDI3805 Internet_EU | R432/NR24A-S |  | 1400 kPa | 400 kPa
108498 | R438+NR230A | R438+NR230A | 26 | R438 | + | NR230A | Standard actuator | 1 | Scenario 2 |  | PPK¦SelectPro¦VDI3805¦Internet_EU | PPK SelectPro VDI3805 Internet_EU | PPK SelectPro OEM VDI3805 Internet_EU | R438+NR230A |  | 1400 kPa | 200 kPa
108499 | R438/NR230A | R438/NR230A | 26 | R438 | / | NR230A | Standard actuator | 1 | Scenario 2 |  | PPK¦SelectPro¦VDI3805¦Internet_EU | PPK SelectPro VDI3805 Internet_EU | PPK SelectPro OEM VDI3805 Internet_EU | R438/NR230A |  | 1400 kPa | 200 kPa
108500 | R438+NR230A-S | R438+NR230A-S | 26 | R438 | + | NR230A-S | Standard actuator | 0 | Scenario 2 |  | PPK¦SelectPro¦VDI3805¦Internet_EU | PPK SelectPro VDI3805 Internet_EU | PPK SelectPro VDI3805 Internet_EU | R438+NR230A-S |  | 1400 kPa | 200 kPa
108501 | R438/NR230A-S | R438/NR230A-S | 26 | R438 | / | NR230A-S | Standard actuator | 0 | Scenario 2 |  | PPK¦SelectPro¦VDI3805¦Internet_EU | PPK SelectPro VDI3805 Internet_EU | PPK SelectPro VDI3805 Internet_EU | R438/NR230A-S |  | 1400 kPa | 200 kPa
108502 | R438+NR24A | R438+NR24A | 26 | R438 | + | NR24A | Standard actuator | 1 | Scenario 2 |  | PPK¦SelectPro¦VDI3805¦Internet_EU | PPK SelectPro VDI3805 Internet_EU | PPK SelectPro OEM VDI3805 Internet_EU | R438+NR24A |  | 1400 kPa | 200 kPa
108503 | R438/NR24A | R438/NR24A | 26 | R438 | / | NR24A | Standard actuator | 1 | Scenario 2 |  | PPK¦SelectPro¦VDI3805¦Internet_EU | PPK SelectPro VDI3805 Internet_EU | PPK SelectPro OEM VDI3805 Internet_EU | R438/NR24A |  | 1400 kPa | 200 kPa
108506 | R438+NR24A-MP | R438+NR24A-MP | 26 | R438 | + | NR24A-MP | Communicative actuator | 0 | Scenario 2 |  | PPK¦SelectPro¦VDI3805¦Internet_EU | PPK SelectPro VDI3805 Internet_EU | PPK SelectPro VDI3805 Internet_EU | R438+NR24A-MP |  | 1400 kPa | 200 kPa
108507 | R438/NR24A-MP | R438/NR24A-MP | 26 | R438 | / | NR24A-MP | Communicative actuator | 0 | Scenario 2 |  | PPK¦SelectPro¦VDI3805¦Internet_EU | PPK SelectPro VDI3805 Internet_EU | PPK SelectPro VDI3805 Internet_EU | R438/NR24A-MP |  | 1400 kPa | 200 kPa
108508 | R438+NR24A-S | R438+NR24A-S | 26 | R438 | + | NR24A-S | Standard actuator | 0 | Scenario 2 |  | PPK¦SelectPro¦VDI3805¦Internet_EU | PPK SelectPro VDI3805 Internet_EU | PPK SelectPro VDI3805 Internet_EU | R438+NR24A-S |  | 1400 kPa | 200 kPa
108509 | R438/NR24A-S | R438/NR24A-S | 26 | R438 | / | NR24A-S | Standard actuator | 0 | Scenario 2 |  | PPK¦SelectPro¦VDI3805¦Internet_EU | PPK SelectPro VDI3805 Internet_EU | PPK SelectPro VDI3805 Internet_EU | R438/NR24A-S |  | 1400 kPa | 200 kPa
108510 | R438+NR24A-SR | R438+NR24A-SR | 26 | R438 | + | NR24A-SR | Standard actuator | 1 | Scenario 2 |  | PPK¦SelectPro¦VDI3805¦Internet_EU | PPK SelectPro VDI3805 Internet_EU | PPK SelectPro VDI3805 Internet_EU | R438+NR24A-SR |  | 1400 kPa | 200 kPa
108511 | R438/NR24A-SR | R438/NR24A-SR | 26 | R438 | / | NR24A-SR | Standard actuator | 1 | Scenario 2 |  | PPK¦SelectPro¦VDI3805¦Internet_EU | PPK SelectPro VDI3805 Internet_EU | PPK SelectPro VDI3805 Internet_EU | R438/NR24A-SR |  | 1400 kPa | 200 kPa
108514 | R438+NRC24A-SR | R438+NRC24A-SR | 26 | R438 | + | NRC24A-SR | Fast runner | 1 | Scenario 2 |  | PPK¦SelectPro¦VDI3805¦Internet_EU | PPK SelectPro VDI3805 Internet_EU | PPK SelectPro VDI3805 Internet_EU | R438+NRC24A-SR |  | 1400 kPa | 200 kPa
108515 | R438/NRC24A-SR | R438/NRC24A-SR | 26 | R438 | / | NRC24A-SR | Fast runner | 1 | Scenario 2 |  | PPK¦SelectPro¦VDI3805¦Internet_EU | PPK SelectPro VDI3805 Internet_EU | PPK SelectPro VDI3805 Internet_EU | R438/NRC24A-SR |  | 1400 kPa | 200 kPa
108548 | R439+NR230A | R439+NR230A | 26 | R439 | + | NR230A | Standard actuator | 1 | Scenario 2 |  | PPK¦SelectPro¦VDI3805¦Internet_EU | PPK SelectPro VDI3805 Internet_EU | PPK SelectPro OEM VDI3805 Internet_EU | R439+NR230A |  | 1400 kPa | 200 kPa
108549 | R439/NR230A | R439/NR230A | 26 | R439 | / | NR230A | Standard actuator | 1 | Scenario 2 |  | PPK¦SelectPro¦VDI3805¦Internet_EU | PPK SelectPro VDI3805 Internet_EU | PPK SelectPro OEM VDI3805 Internet_EU | R439/NR230A |  | 1400 kPa | 200 kPa
108550 | R439+NR230A-S | R439+NR230A-S | 26 | R439 | + | NR230A-S | Standard actuator | 0 | Scenario 2 |  | PPK¦SelectPro¦VDI3805¦Internet_EU | PPK SelectPro VDI3805 Internet_EU | PPK SelectPro VDI3805 Internet_EU | R439+NR230A-S |  | 1400 kPa | 200 kPa
108551 | R439/NR230A-S | R439/NR230A-S | 26 | R439 | / | NR230A-S | Standard actuator | 0 | Scenario 2 |  | PPK¦SelectPro¦VDI3805¦Internet_EU | PPK SelectPro VDI3805 Internet_EU | PPK SelectPro VDI3805 Internet_EU | R439/NR230A-S |  | 1400 kPa | 200 kPa
108552 | R439+NR24A | R439+NR24A | 26 | R439 | + | NR24A | Standard actuator | 1 | Scenario 2 |  | PPK¦SelectPro¦VDI3805¦Internet_EU | PPK SelectPro VDI3805 Internet_EU | PPK SelectPro OEM VDI3805 Internet_EU | R439+NR24A |  | 1400 kPa | 200 kPa
108553 | R439/NR24A | R439/NR24A | 26 | R439 | / | NR24A | Standard actuator | 1 | Scenario 2 |  | PPK¦SelectPro¦VDI3805¦Internet_EU | PPK SelectPro VDI3805 Internet_EU | PPK SelectPro OEM VDI3805 Internet_EU | R439/NR24A |  | 1400 kPa | 200 kPa
108556 | R439+NR24A-MP | R439+NR24A-MP | 26 | R439 | + | NR24A-MP | Communicative actuator | 0 | Scenario 2 |  | PPK¦SelectPro¦VDI3805¦Internet_EU | PPK SelectPro VDI3805 Internet_EU | PPK SelectPro VDI3805 Internet_EU | R439+NR24A-MP |  | 1400 kPa | 200 kPa
108557 | R439/NR24A-MP | R439/NR24A-MP | 26 | R439 | / | NR24A-MP | Communicative actuator | 0 | Scenario 2 |  | PPK¦SelectPro¦VDI3805¦Internet_EU | PPK SelectPro VDI3805 Internet_EU | PPK SelectPro VDI3805 Internet_EU | R439/NR24A-MP |  | 1400 kPa | 200 kPa
108558 | R439+NR24A-S | R439+NR24A-S | 26 | R439 | + | NR24A-S | Standard actuator | 0 | Scenario 2 |  | PPK¦SelectPro¦VDI3805¦Internet_EU | PPK SelectPro VDI3805 Internet_EU | PPK SelectPro VDI3805 Internet_EU | R439+NR24A-S |  | 1400 kPa | 200 kPa
108559 | R439/NR24A-S | R439/NR24A-S | 26 | R439 | / | NR24A-S | Standard actuator | 0 | Scenario 2 |  | PPK¦SelectPro¦VDI3805¦Internet_EU | PPK SelectPro VDI3805 Internet_EU | PPK SelectPro VDI3805 Internet_EU | R439/NR24A-S |  | 1400 kPa | 200 kPa
108560 | R439+NR24A-SR | R439+NR24A-SR | 26 | R439 | + | NR24A-SR | Standard actuator | 1 | Scenario 2 |  | PPK¦SelectPro¦VDI3805¦Internet_EU | PPK SelectPro VDI3805 Internet_EU | PPK SelectPro VDI3805 Internet_EU | R439+NR24A-SR |  | 1400 kPa | 200 kPa
108561 | R439/NR24A-SR | R439/NR24A-SR | 26 | R439 | / | NR24A-SR | Standard actuator | 1 | Scenario 2 |  | PPK¦SelectPro¦VDI3805¦Internet_EU | PPK SelectPro VDI3805 Internet_EU | PPK SelectPro VDI3805 Internet_EU | R439/NR24A-SR |  | 1400 kPa | 200 kPa
108564 | R439+NRC24A-SR | R439+NRC24A-SR | 26 | R439 | + | NRC24A-SR | Fast runner | 1 | Scenario 2 |  | PPK¦SelectPro¦VDI3805¦Internet_EU | PPK SelectPro VDI3805 Internet_EU | PPK SelectPro VDI3805 Internet_EU | R439+NRC24A-SR |  | 1400 kPa | 200 kPa
108565 | R439/NRC24A-SR | R439/NRC24A-SR | 26 | R439 | / | NRC24A-SR | Fast runner | 1 | Scenario 2 |  | PPK¦SelectPro¦VDI3805¦Internet_EU | PPK SelectPro VDI3805 Internet_EU | PPK SelectPro VDI3805 Internet_EU | R439/NRC24A-SR |  | 1400 kPa | 200 kPa
108594 | R440+NR230A | R440+NR230A | 26 | R440 | + | NR230A | Standard actuator | 1 | Scenario 1 |  | PPK¦SelectPro¦VDI3805¦Internet_EU | PPK SelectPro VDI3805 Internet_EU | PPK SelectPro OEM VDI3805 Internet_EU | R440+NR230A |  | 1400 kPa | 400 kPa
108595 | R440/NR230A | R440/NR230A | 26 | R440 | / | NR230A | Standard actuator | 1 | Scenario 1 |  | PPK¦SelectPro¦VDI3805¦Internet_EU | PPK SelectPro VDI3805 Internet_EU | PPK SelectPro OEM VDI3805 Internet_EU | R440/NR230A |  | 1400 kPa | 400 kPa
108596 | R440+NR230A-S | R440+NR230A-S | 26 | R440 | + | NR230A-S | Standard actuator | 0 | Scenario 1 |  | PPK¦SelectPro¦VDI3805¦Internet_EU | PPK SelectPro VDI3805 Internet_EU | PPK SelectPro VDI3805 Internet_EU | R440+NR230A-S |  | 1400 kPa | 400 kPa
108597 | R440/NR230A-S | R440/NR230A-S | 26 | R440 | / | NR230A-S | Standard actuator | 0 | Scenario 1 |  | PPK¦SelectPro¦VDI3805¦Internet_EU | PPK SelectPro VDI3805 Internet_EU | PPK SelectPro VDI3805 Internet_EU | R440/NR230A-S |  | 1400 kPa | 400 kPa
108598 | R440+NR24A | R440+NR24A | 26 | R440 | + | NR24A | Standard actuator | 1 | Scenario 1 |  | PPK¦SelectPro¦VDI3805¦Internet_EU | PPK SelectPro VDI3805 Internet_EU | PPK SelectPro OEM VDI3805 Internet_EU | R440+NR24A |  | 1400 kPa | 400 kPa
108599 | R440/NR24A | R440/NR24A | 26 | R440 | / | NR24A | Standard actuator | 1 | Scenario 1 |  | PPK¦SelectPro¦VDI3805¦Internet_EU | PPK SelectPro VDI3805 Internet_EU | PPK SelectPro OEM VDI3805 Internet_EU | R440/NR24A |  | 1400 kPa | 400 kPa
108602 | R440+NR24A-MP | R440+NR24A-MP | 26 | R440 | + | NR24A-MP | Communicative actuator | 0 | Scenario 1 |  | PPK¦SelectPro¦VDI3805¦Internet_EU | PPK SelectPro VDI3805 Internet_EU | PPK SelectPro VDI3805 Internet_EU | R440+NR24A-MP |  | 1400 kPa | 400 kPa
108603 | R440/NR24A-MP | R440/NR24A-MP | 26 | R440 | / | NR24A-MP | Communicative actuator | 0 | Scenario 1 |  | PPK¦SelectPro¦VDI3805¦Internet_EU | PPK SelectPro VDI3805 Internet_EU | PPK SelectPro VDI3805 Internet_EU | R440/NR24A-MP |  | 1400 kPa | 400 kPa
108642 | R440+NR24A-S | R440+NR24A-S | 26 | R440 | + | NR24A-S | Standard actuator | 0 | Scenario 1 |  | PPK¦SelectPro¦VDI3805¦Internet_EU | PPK SelectPro VDI3805 Internet_EU | PPK SelectPro VDI3805 Internet_EU | R440+NR24A-S |  | 1400 kPa | 400 kPa
108643 | R440/NR24A-S | R440/NR24A-S | 26 | R440 | / | NR24A-S | Standard actuator | 0 | Scenario 1 |  | PPK¦SelectPro¦VDI3805¦Internet_EU | PPK SelectPro VDI3805 Internet_EU | PPK SelectPro VDI3805 Internet_EU | R440/NR24A-S |  | 1400 kPa | 400 kPa
108676 | R448+NR230A | R448+NR230A | 26 | R448 | + | NR230A | Standard actuator | 1 | Scenario 2 |  | PPK¦SelectPro¦VDI3805¦Internet_EU | PPK SelectPro VDI3805 Internet_EU | PPK SelectPro OEM VDI3805 Internet_EU | R448+NR230A |  | 1400 kPa | 200 kPa
108677 | R448/NR230A | R448/NR230A | 26 | R448 | / | NR230A | Standard actuator | 1 | Scenario 2 |  | PPK¦SelectPro¦VDI3805¦Internet_EU | PPK SelectPro VDI3805 Internet_EU | PPK SelectPro OEM VDI3805 Internet_EU | R448/NR230A |  | 1400 kPa | 200 kPa
108678 | R448+NR230A-S | R448+NR230A-S | 26 | R448 | + | NR230A-S | Standard actuator | 0 | Scenario 2 |  | PPK¦SelectPro¦VDI3805¦Internet_EU | PPK SelectPro VDI3805 Internet_EU | PPK SelectPro VDI3805 Internet_EU | R448+NR230A-S |  | 1400 kPa | 200 kPa
108679 | R448/NR230A-S | R448/NR230A-S | 26 | R448 | / | NR230A-S | Standard actuator | 0 | Scenario 2 |  | PPK¦SelectPro¦VDI3805¦Internet_EU | PPK SelectPro VDI3805 Internet_EU | PPK SelectPro VDI3805 Internet_EU | R448/NR230A-S |  | 1400 kPa | 200 kPa
108680 | R448+NR24A | R448+NR24A | 26 | R448 | + | NR24A | Standard actuator | 1 | Scenario 2 |  | PPK¦SelectPro¦VDI3805¦Internet_EU | PPK SelectPro VDI3805 Internet_EU | PPK SelectPro OEM VDI3805 Internet_EU | R448+NR24A |  | 1400 kPa | 200 kPa
108681 | R448/NR24A | R448/NR24A | 26 | R448 | / | NR24A | Standard actuator | 1 | Scenario 2 |  | PPK¦SelectPro¦VDI3805¦Internet_EU | PPK SelectPro VDI3805 Internet_EU | PPK SelectPro OEM VDI3805 Internet_EU | R448/NR24A |  | 1400 kPa | 200 kPa
108684 | R448+NR24A-MP | R448+NR24A-MP | 26 | R448 | + | NR24A-MP | Communicative actuator | 0 | Scenario 2 |  | PPK¦SelectPro¦VDI3805¦Internet_EU | PPK SelectPro VDI3805 Internet_EU | PPK SelectPro VDI3805 Internet_EU | R448+NR24A-MP |  | 1400 kPa | 200 kPa
108685 | R448/NR24A-MP | R448/NR24A-MP | 26 | R448 | / | NR24A-MP | Communicative actuator | 0 | Scenario 2 |  | PPK¦SelectPro¦VDI3805¦Internet_EU | PPK SelectPro VDI3805 Internet_EU | PPK SelectPro VDI3805 Internet_EU | R448/NR24A-MP |  | 1400 kPa | 200 kPa
108686 | R448+NR24A-S | R448+NR24A-S | 26 | R448 | + | NR24A-S | Standard actuator | 0 | Scenario 2 |  | PPK¦SelectPro¦VDI3805¦Internet_EU | PPK SelectPro VDI3805 Internet_EU | PPK SelectPro VDI3805 Internet_EU | R448+NR24A-S |  | 1400 kPa | 200 kPa
108687 | R448/NR24A-S | R448/NR24A-S | 26 | R448 | / | NR24A-S | Standard actuator | 0 | Scenario 2 |  | PPK¦SelectPro¦VDI3805¦Internet_EU | PPK SelectPro VDI3805 Internet_EU | PPK SelectPro VDI3805 Internet_EU | R448/NR24A-S |  | 1400 kPa | 200 kPa
108688 | R448+NR24A-SR | R448+NR24A-SR | 26 | R448 | + | NR24A-SR | Standard actuator | 1 | Scenario 2 |  | PPK¦SelectPro¦VDI3805¦Internet_EU | PPK SelectPro VDI3805 Internet_EU | PPK SelectPro VDI3805 Internet_EU | R448+NR24A-SR |  | 1400 kPa | 200 kPa
108689 | R448/NR24A-SR | R448/NR24A-SR | 26 | R448 | / | NR24A-SR | Standard actuator | 1 | Scenario 2 |  | PPK¦SelectPro¦VDI3805¦Internet_EU | PPK SelectPro VDI3805 Internet_EU | PPK SelectPro VDI3805 Internet_EU | R448/NR24A-SR |  | 1400 kPa | 200 kPa
108692 | R448+NRC24A-SR | R448+NRC24A-SR | 26 | R448 | + | NRC24A-SR | Fast runner | 1 | Scenario 2 |  | PPK¦SelectPro¦VDI3805¦Internet_EU | PPK SelectPro VDI3805 Internet_EU | PPK SelectPro VDI3805 Internet_EU | R448+NRC24A-SR |  | 1400 kPa | 200 kPa
108693 | R448/NRC24A-SR | R448/NRC24A-SR | 26 | R448 | / | NRC24A-SR | Fast runner | 1 | Scenario 2 |  | PPK¦SelectPro¦VDI3805¦Internet_EU | PPK SelectPro VDI3805 Internet_EU | PPK SelectPro VDI3805 Internet_EU | R448/NRC24A-SR |  | 1400 kPa | 200 kPa
108726 | R449+NR230A | R449+NR230A | 26 | R449 | + | NR230A | Standard actuator | 1 | Scenario 2 |  | PPK¦SelectPro¦VDI3805¦Internet_EU | PPK SelectPro VDI3805 Internet_EU | PPK SelectPro OEM VDI3805 Internet_EU | R449+NR230A |  | 1400 kPa | 200 kPa
108727 | R449/NR230A | R449/NR230A | 26 | R449 | / | NR230A | Standard actuator | 1 | Scenario 2 |  | PPK¦SelectPro¦VDI3805¦Internet_EU | PPK SelectPro VDI3805 Internet_EU | PPK SelectPro OEM VDI3805 Internet_EU | R449/NR230A |  | 1400 kPa | 200 kPa
108728 | R449+NR230A-S | R449+NR230A-S | 26 | R449 | + | NR230A-S | Standard actuator | 0 | Scenario 2 |  | PPK¦SelectPro¦VDI3805¦Internet_EU | PPK SelectPro VDI3805 Internet_EU | PPK SelectPro VDI3805 Internet_EU | R449+NR230A-S |  | 1400 kPa | 200 kPa
108729 | R449/NR230A-S | R449/NR230A-S | 26 | R449 | / | NR230A-S | Standard actuator | 0 | Scenario 2 |  | PPK¦SelectPro¦VDI3805¦Internet_EU | PPK SelectPro VDI3805 Internet_EU | PPK SelectPro VDI3805 Internet_EU | R449/NR230A-S |  | 1400 kPa | 200 kPa
108730 | R449+NR24A | R449+NR24A | 26 | R449 | + | NR24A | Standard actuator | 1 | Scenario 2 |  | PPK¦SelectPro¦VDI3805¦Internet_EU | PPK SelectPro VDI3805 Internet_EU | PPK SelectPro OEM VDI3805 Internet_EU | R449+NR24A |  | 1400 kPa | 200 kPa
108731 | R449/NR24A | R449/NR24A | 26 | R449 | / | NR24A | Standard actuator | 1 | Scenario 2 |  | PPK¦SelectPro¦VDI3805¦Internet_EU | PPK SelectPro VDI3805 Internet_EU | PPK SelectPro OEM VDI3805 Internet_EU | R449/NR24A |  | 1400 kPa | 200 kPa
108734 | R449+NR24A-MP | R449+NR24A-MP | 26 | R449 | + | NR24A-MP | Communicative actuator | 0 | Scenario 2 |  | PPK¦SelectPro¦VDI3805¦Internet_EU | PPK SelectPro VDI3805 Internet_EU | PPK SelectPro VDI3805 Internet_EU | R449+NR24A-MP |  | 1400 kPa | 200 kPa
108735 | R449/NR24A-MP | R449/NR24A-MP | 26 | R449 | / | NR24A-MP | Communicative actuator | 0 | Scenario 2 |  | PPK¦SelectPro¦VDI3805¦Internet_EU | PPK SelectPro VDI3805 Internet_EU | PPK SelectPro VDI3805 Internet_EU | R449/NR24A-MP |  | 1400 kPa | 200 kPa
108736 | R449+NR24A-S | R449+NR24A-S | 26 | R449 | + | NR24A-S | Standard actuator | 0 | Scenario 2 |  | PPK¦SelectPro¦VDI3805¦Internet_EU | PPK SelectPro VDI3805 Internet_EU | PPK SelectPro VDI3805 Internet_EU | R449+NR24A-S |  | 1400 kPa | 200 kPa
108737 | R449/NR24A-S | R449/NR24A-S | 26 | R449 | / | NR24A-S | Standard actuator | 0 | Scenario 2 |  | PPK¦SelectPro¦VDI3805¦Internet_EU | PPK SelectPro VDI3805 Internet_EU | PPK SelectPro VDI3805 Internet_EU | R449/NR24A-S |  | 1400 kPa | 200 kPa
108738 | R449+NR24A-SR | R449+NR24A-SR | 26 | R449 | + | NR24A-SR | Standard actuator | 1 | Scenario 2 |  | PPK¦SelectPro¦VDI3805¦Internet_EU | PPK SelectPro VDI3805 Internet_EU | PPK SelectPro VDI3805 Internet_EU | R449+NR24A-SR |  | 1400 kPa | 200 kPa
108739 | R449/NR24A-SR | R449/NR24A-SR | 26 | R449 | / | NR24A-SR | Standard actuator | 1 | Scenario 2 |  | PPK¦SelectPro¦VDI3805¦Internet_EU | PPK SelectPro VDI3805 Internet_EU | PPK SelectPro VDI3805 Internet_EU | R449/NR24A-SR |  | 1400 kPa | 200 kPa
108742 | R449+NRC24A-SR | R449+NRC24A-SR | 26 | R449 | + | NRC24A-SR | Fast runner | 1 | Scenario 2 |  | PPK¦SelectPro¦VDI3805¦Internet_EU | PPK SelectPro VDI3805 Internet_EU | PPK SelectPro VDI3805 Internet_EU | R449+NRC24A-SR |  | 1400 kPa | 200 kPa
108743 | R449/NRC24A-SR | R449/NRC24A-SR | 26 | R449 | / | NRC24A-SR | Fast runner | 1 | Scenario 2 |  | PPK¦SelectPro¦VDI3805¦Internet_EU | PPK SelectPro VDI3805 Internet_EU | PPK SelectPro VDI3805 Internet_EU | R449/NRC24A-SR |  | 1400 kPa | 200 kPa
108772 | R450+NR230A | R450+NR230A | 26 | R450 | + | NR230A | Standard actuator | 1 | Scenario 1 |  | PPK¦SelectPro¦VDI3805¦Internet_EU | PPK SelectPro VDI3805 Internet_EU | PPK SelectPro OEM VDI3805 Internet_EU | R450+NR230A |  | 1400 kPa | 400 kPa
108773 | R450/NR230A | R450/NR230A | 26 | R450 | / | NR230A | Standard actuator | 1 | Scenario 1 |  | PPK¦SelectPro¦VDI3805¦Internet_EU | PPK SelectPro VDI3805 Internet_EU | PPK SelectPro OEM VDI3805 Internet_EU | R450/NR230A |  | 1400 kPa | 400 kPa
108774 | R450+NR230A-S | R450+NR230A-S | 26 | R450 | + | NR230A-S | Standard actuator | 0 | Scenario 1 |  | PPK¦SelectPro¦VDI3805¦Internet_EU | PPK SelectPro VDI3805 Internet_EU | PPK SelectPro VDI3805 Internet_EU | R450+NR230A-S |  | 1400 kPa | 400 kPa
108775 | R450/NR230A-S | R450/NR230A-S | 26 | R450 | / | NR230A-S | Standard actuator | 0 | Scenario 1 |  | PPK¦SelectPro¦VDI3805¦Internet_EU | PPK SelectPro VDI3805 Internet_EU | PPK SelectPro VDI3805 Internet_EU | R450/NR230A-S |  | 1400 kPa | 400 kPa
108776 | R450+NR24A | R450+NR24A | 26 | R450 | + | NR24A | Standard actuator | 1 | Scenario 1 |  | PPK¦SelectPro¦VDI3805¦Internet_EU | PPK SelectPro VDI3805 Internet_EU | PPK SelectPro OEM VDI3805 Internet_EU | R450+NR24A |  | 1400 kPa | 400 kPa
108777 | R450/NR24A | R450/NR24A | 26 | R450 | / | NR24A | Standard actuator | 1 | Scenario 1 |  | PPK¦SelectPro¦VDI3805¦Internet_EU | PPK SelectPro VDI3805 Internet_EU | PPK SelectPro OEM VDI3805 Internet_EU | R450/NR24A |  | 1400 kPa | 400 kPa
108780 | R450+NR24A-MP | R450+NR24A-MP | 26 | R450 | + | NR24A-MP | Communicative actuator | 0 | Scenario 1 |  | PPK¦SelectPro¦VDI3805¦Internet_EU | PPK SelectPro VDI3805 Internet_EU | PPK SelectPro VDI3805 Internet_EU | R450+NR24A-MP |  | 1400 kPa | 400 kPa
108781 | R450/NR24A-MP | R450/NR24A-MP | 26 | R450 | / | NR24A-MP | Communicative actuator | 0 | Scenario 1 |  | PPK¦SelectPro¦VDI3805¦Internet_EU | PPK SelectPro VDI3805 Internet_EU | PPK SelectPro VDI3805 Internet_EU | R450/NR24A-MP |  | 1400 kPa | 400 kPa
108782 | R450+NR24A-S | R450+NR24A-S | 26 | R450 | + | NR24A-S | Standard actuator | 0 | Scenario 1 |  | PPK¦SelectPro¦VDI3805¦Internet_EU | PPK SelectPro VDI3805 Internet_EU | PPK SelectPro VDI3805 Internet_EU | R450+NR24A-S |  | 1400 kPa | 400 kPa
108783 | R450/NR24A-S | R450/NR24A-S | 26 | R450 | / | NR24A-S | Standard actuator | 0 | Scenario 1 |  | PPK¦SelectPro¦VDI3805¦Internet_EU | PPK SelectPro VDI3805 Internet_EU | PPK SelectPro VDI3805 Internet_EU | R450/NR24A-S |  | 1400 kPa | 400 kPa
108878 | R509+LR230A | R509+LR230A | 26 | R509 | + | LR230A | Standard actuator | 1 | Scenario 2 |  | PPK¦SelectPro¦VDI3805¦Internet_EU | PPK SelectPro VDI3805 Internet_EU | PPK SelectPro VDI3805 Internet_EU | R509+LR230A |  | 1400 kPa | 200 kPa
108879 | R509/LR230A | R509/LR230A | 26 | R509 | / | LR230A | Standard actuator | 1 | Scenario 2 |  | PPK¦SelectPro¦VDI3805¦Internet_EU | PPK SelectPro VDI3805 Internet_EU | PPK SelectPro VDI3805 Internet_EU | R509/LR230A |  | 1400 kPa | 200 kPa
108880 | R509+LR230A-S | R509+LR230A-S | 26 | R509 | + | LR230A-S | Standard actuator | 0 | Scenario 2 |  | PPK¦SelectPro¦VDI3805¦Internet_EU | PPK SelectPro VDI3805 Internet_EU | PPK SelectPro VDI3805 Internet_EU | R509+LR230A-S |  | 1400 kPa | 200 kPa
108881 | R509/LR230A-S | R509/LR230A-S | 26 | R509 | / | LR230A-S | Standard actuator | 0 | Scenario 2 |  | PPK¦SelectPro¦VDI3805¦Internet_EU | PPK SelectPro VDI3805 Internet_EU | PPK SelectPro VDI3805 Internet_EU | R509/LR230A-S |  | 1400 kPa | 200 kPa
108882 | R509+LR24A | R509+LR24A | 26 | R509 | + | LR24A | Standard actuator | 1 | Scenario 2 |  | PPK¦SelectPro¦VDI3805¦Internet_EU | PPK SelectPro VDI3805 Internet_EU | PPK SelectPro OEM VDI3805 Internet_EU | R509+LR24A |  | 1400 kPa | 200 kPa
108883 | R509/LR24A | R509/LR24A | 26 | R509 | / | LR24A | Standard actuator | 1 | Scenario 2 |  | PPK¦SelectPro¦VDI3805¦Internet_EU | PPK SelectPro VDI3805 Internet_EU | PPK SelectPro OEM VDI3805 Internet_EU | R509/LR24A |  | 1400 kPa | 200 kPa
108886 | R509+LR24A-MP | R509+LR24A-MP | 26 | R509 | + | LR24A-MP | Communicative actuator | 0 | Scenario 2 |  | PPK¦SelectPro¦VDI3805¦Internet_EU | PPK SelectPro VDI3805 Internet_EU | PPK SelectPro VDI3805 Internet_EU | R509+LR24A-MP |  | 1400 kPa | 200 kPa
108887 | R509/LR24A-MP | R509/LR24A-MP | 26 | R509 | / | LR24A-MP | Communicative actuator | 0 | Scenario 2 |  | PPK¦SelectPro¦VDI3805¦Internet_EU | PPK SelectPro VDI3805 Internet_EU | PPK SelectPro VDI3805 Internet_EU | R509/LR24A-MP |  | 1400 kPa | 200 kPa
108888 | R509+LR24A-S | R509+LR24A-S | 26 | R509 | + | LR24A-S | Standard actuator | 0 | Scenario 2 |  | PPK¦SelectPro¦VDI3805¦Internet_EU | PPK SelectPro VDI3805 Internet_EU | PPK SelectPro VDI3805 Internet_EU | R509+LR24A-S |  | 1400 kPa | 200 kPa
108889 | R509/LR24A-S | R509/LR24A-S | 26 | R509 | / | LR24A-S | Standard actuator | 0 | Scenario 2 |  | PPK¦SelectPro¦VDI3805¦Internet_EU | PPK SelectPro VDI3805 Internet_EU | PPK SelectPro VDI3805 Internet_EU | R509/LR24A-S |  | 1400 kPa | 200 kPa
108890 | R509+LR24A-SR | R509+LR24A-SR | 26 | R509 | + | LR24A-SR | Standard actuator | 1 | Scenario 2 |  | PPK¦SelectPro¦VDI3805¦Internet_EU | PPK SelectPro VDI3805 Internet_EU | PPK SelectPro VDI3805 Internet_EU | R509+LR24A-SR |  | 1400 kPa | 200 kPa
108891 | R509/LR24A-SR | R509/LR24A-SR | 26 | R509 | / | LR24A-SR | Standard actuator | 1 | Scenario 2 |  | PPK¦SelectPro¦VDI3805¦Internet_EU | PPK SelectPro VDI3805 Internet_EU | PPK SelectPro VDI3805 Internet_EU | R509/LR24A-SR |  | 1400 kPa | 200 kPa
108894 | R509+LRC24A-SR | R509+LRC24A-SR | 26 | R509 | + | LRC24A-SR | Fast runner | 1 | Scenario 2 |  | PPK¦SelectPro¦VDI3805¦Internet_EU | PPK SelectPro VDI3805 Internet_EU | PPK SelectPro VDI3805 Internet_EU | R509+LRC24A-SR |  | 1400 kPa | 200 kPa
108895 | R509/LRC24A-SR | R509/LRC24A-SR | 26 | R509 | / | LRC24A-SR | Fast runner | 1 | Scenario 2 |  | PPK¦SelectPro¦VDI3805¦Internet_EU | PPK SelectPro VDI3805 Internet_EU | PPK SelectPro VDI3805 Internet_EU | R509/LRC24A-SR |  | 1400 kPa | 200 kPa
108998 | R510+LR230A | R510+LR230A | 26 | R510 | + | LR230A | Standard actuator | 1 | Scenario 2 |  | PPK¦SelectPro¦VDI3805¦Internet_EU | PPK SelectPro VDI3805 Internet_EU | PPK SelectPro VDI3805 Internet_EU | R510+LR230A |  | 1400 kPa | 200 kPa
108999 | R510/LR230A | R510/LR230A | 26 | R510 | / | LR230A | Standard actuator | 1 | Scenario 2 |  | PPK¦SelectPro¦VDI3805¦Internet_EU | PPK SelectPro VDI3805 Internet_EU | PPK SelectPro VDI3805 Internet_EU | R510/LR230A |  | 1400 kPa | 200 kPa
109000 | R510+LR230A-S | R510+LR230A-S | 26 | R510 | + | LR230A-S | Standard actuator | 0 | Scenario 2 |  | PPK¦SelectPro¦VDI3805¦Internet_EU | PPK SelectPro VDI3805 Internet_EU | PPK SelectPro VDI3805 Internet_EU | R510+LR230A-S |  | 1400 kPa | 200 kPa
109001 | R510/LR230A-S | R510/LR230A-S | 26 | R510 | / | LR230A-S | Standard actuator | 0 | Scenario 2 |  | PPK¦SelectPro¦VDI3805¦Internet_EU | PPK SelectPro VDI3805 Internet_EU | PPK SelectPro VDI3805 Internet_EU | R510/LR230A-S |  | 1400 kPa | 200 kPa
109002 | R510+LR24A | R510+LR24A | 26 | R510 | + | LR24A | Standard actuator | 1 | Scenario 2 |  | PPK¦SelectPro¦VDI3805¦Internet_EU | PPK SelectPro VDI3805 Internet_EU | PPK SelectPro OEM VDI3805 Internet_EU | R510+LR24A |  | 1400 kPa | 200 kPa
109003 | R510/LR24A | R510/LR24A | 26 | R510 | / | LR24A | Standard actuator | 1 | Scenario 2 |  | PPK¦SelectPro¦VDI3805¦Internet_EU | PPK SelectPro VDI3805 Internet_EU | PPK SelectPro OEM VDI3805 Internet_EU | R510/LR24A |  | 1400 kPa | 200 kPa
109006 | R510+LR24A-MP | R510+LR24A-MP | 26 | R510 | + | LR24A-MP | Communicative actuator | 0 | Scenario 2 |  | PPK¦SelectPro¦VDI3805¦Internet_EU | PPK SelectPro VDI3805 Internet_EU | PPK SelectPro VDI3805 Internet_EU | R510+LR24A-MP |  | 1400 kPa | 200 kPa
109007 | R510/LR24A-MP | R510/LR24A-MP | 26 | R510 | / | LR24A-MP | Communicative actuator | 0 | Scenario 2 |  | PPK¦SelectPro¦VDI3805¦Internet_EU | PPK SelectPro VDI3805 Internet_EU | PPK SelectPro VDI3805 Internet_EU | R510/LR24A-MP |  | 1400 kPa | 200 kPa
109008 | R510+LR24A-S | R510+LR24A-S | 26 | R510 | + | LR24A-S | Standard actuator | 0 | Scenario 2 |  | PPK¦SelectPro¦VDI3805¦Internet_EU | PPK SelectPro VDI3805 Internet_EU | PPK SelectPro VDI3805 Internet_EU | R510+LR24A-S |  | 1400 kPa | 200 kPa
109009 | R510/LR24A-S | R510/LR24A-S | 26 | R510 | / | LR24A-S | Standard actuator | 0 | Scenario 2 |  | PPK¦SelectPro¦VDI3805¦Internet_EU | PPK SelectPro VDI3805 Internet_EU | PPK SelectPro VDI3805 Internet_EU | R510/LR24A-S |  | 1400 kPa | 200 kPa
109010 | R510+LR24A-SR | R510+LR24A-SR | 26 | R510 | + | LR24A-SR | Standard actuator | 1 | Scenario 2 |  | PPK¦SelectPro¦VDI3805¦Internet_EU | PPK SelectPro VDI3805 Internet_EU | PPK SelectPro VDI3805 Internet_EU | R510+LR24A-SR |  | 1400 kPa | 200 kPa
109011 | R510/LR24A-SR | R510/LR24A-SR | 26 | R510 | / | LR24A-SR | Standard actuator | 1 | Scenario 2 |  | PPK¦SelectPro¦VDI3805¦Internet_EU | PPK SelectPro VDI3805 Internet_EU | PPK SelectPro VDI3805 Internet_EU | R510/LR24A-SR |  | 1400 kPa | 200 kPa
109014 | R510+LRC24A-SR | R510+LRC24A-SR | 26 | R510 | + | LRC24A-SR | Fast runner | 1 | Scenario 2 |  | PPK¦SelectPro¦VDI3805¦Internet_EU | PPK SelectPro VDI3805 Internet_EU | PPK SelectPro VDI3805 Internet_EU | R510+LRC24A-SR |  | 1400 kPa | 200 kPa
109015 | R510/LRC24A-SR | R510/LRC24A-SR | 26 | R510 | / | LRC24A-SR | Fast runner | 1 | Scenario 2 |  | PPK¦SelectPro¦VDI3805¦Internet_EU | PPK SelectPro VDI3805 Internet_EU | PPK SelectPro VDI3805 Internet_EU | R510/LRC24A-SR |  | 1400 kPa | 200 kPa
109118 | R511+LR230A | R511+LR230A | 26 | R511 | + | LR230A | Standard actuator | 1 | Scenario 2 |  | PPK¦SelectPro¦VDI3805¦Internet_EU | PPK SelectPro VDI3805 Internet_EU | PPK SelectPro VDI3805 Internet_EU | R511+LR230A |  | 1400 kPa | 200 kPa
109119 | R511/LR230A | R511/LR230A | 26 | R511 | / | LR230A | Standard actuator | 1 | Scenario 2 |  | PPK¦SelectPro¦VDI3805¦Internet_EU | PPK SelectPro VDI3805 Internet_EU | PPK SelectPro VDI3805 Internet_EU | R511/LR230A |  | 1400 kPa | 200 kPa
109120 | R511+LR230A-S | R511+LR230A-S | 26 | R511 | + | LR230A-S | Standard actuator | 0 | Scenario 2 |  | PPK¦SelectPro¦VDI3805¦Internet_EU | PPK SelectPro VDI3805 Internet_EU | PPK SelectPro VDI3805 Internet_EU | R511+LR230A-S |  | 1400 kPa | 200 kPa
109121 | R511/LR230A-S | R511/LR230A-S | 26 | R511 | / | LR230A-S | Standard actuator | 0 | Scenario 2 |  | PPK¦SelectPro¦VDI3805¦Internet_EU | PPK SelectPro VDI3805 Internet_EU | PPK SelectPro VDI3805 Internet_EU | R511/LR230A-S |  | 1400 kPa | 200 kPa
109122 | R511+LR24A | R511+LR24A | 26 | R511 | + | LR24A | Standard actuator | 1 | Scenario 2 |  | PPK¦SelectPro¦VDI3805¦Internet_EU | PPK SelectPro VDI3805 Internet_EU | PPK SelectPro OEM VDI3805 Internet_EU | R511+LR24A |  | 1400 kPa | 200 kPa
109123 | R511/LR24A | R511/LR24A | 26 | R511 | / | LR24A | Standard actuator | 1 | Scenario 2 |  | PPK¦SelectPro¦VDI3805¦Internet_EU | PPK SelectPro VDI3805 Internet_EU | PPK SelectPro OEM VDI3805 Internet_EU | R511/LR24A |  | 1400 kPa | 200 kPa
109126 | R511+LR24A-MP | R511+LR24A-MP | 26 | R511 | + | LR24A-MP | Communicative actuator | 0 | Scenario 2 |  | PPK¦SelectPro¦VDI3805¦Internet_EU | PPK SelectPro VDI3805 Internet_EU | PPK SelectPro VDI3805 Internet_EU | R511+LR24A-MP |  | 1400 kPa | 200 kPa
109127 | R511/LR24A-MP | R511/LR24A-MP | 26 | R511 | / | LR24A-MP | Communicative actuator | 0 | Scenario 2 |  | PPK¦SelectPro¦VDI3805¦Internet_EU | PPK SelectPro VDI3805 Internet_EU | PPK SelectPro VDI3805 Internet_EU | R511/LR24A-MP |  | 1400 kPa | 200 kPa
109128 | R511+LR24A-S | R511+LR24A-S | 26 | R511 | + | LR24A-S | Standard actuator | 0 | Scenario 2 |  | PPK¦SelectPro¦VDI3805¦Internet_EU | PPK SelectPro VDI3805 Internet_EU | PPK SelectPro VDI3805 Internet_EU | R511+LR24A-S |  | 1400 kPa | 200 kPa
109129 | R511/LR24A-S | R511/LR24A-S | 26 | R511 | / | LR24A-S | Standard actuator | 0 | Scenario 2 |  | PPK¦SelectPro¦VDI3805¦Internet_EU | PPK SelectPro VDI3805 Internet_EU | PPK SelectPro VDI3805 Internet_EU | R511/LR24A-S |  | 1400 kPa | 200 kPa
109130 | R511+LR24A-SR | R511+LR24A-SR | 26 | R511 | + | LR24A-SR | Standard actuator | 1 | Scenario 2 |  | PPK¦SelectPro¦VDI3805¦Internet_EU | PPK SelectPro VDI3805 Internet_EU | PPK SelectPro VDI3805 Internet_EU | R511+LR24A-SR |  | 1400 kPa | 200 kPa
109131 | R511/LR24A-SR | R511/LR24A-SR | 26 | R511 | / | LR24A-SR | Standard actuator | 1 | Scenario 2 |  | PPK¦SelectPro¦VDI3805¦Internet_EU | PPK SelectPro VDI3805 Internet_EU | PPK SelectPro VDI3805 Internet_EU | R511/LR24A-SR |  | 1400 kPa | 200 kPa
109134 | R511+LRC24A-SR | R511+LRC24A-SR | 26 | R511 | + | LRC24A-SR | Fast runner | 1 | Scenario 2 |  | PPK¦SelectPro¦VDI3805¦Internet_EU | PPK SelectPro VDI3805 Internet_EU | PPK SelectPro VDI3805 Internet_EU | R511+LRC24A-SR |  | 1400 kPa | 200 kPa
109135 | R511/LRC24A-SR | R511/LRC24A-SR | 26 | R511 | / | LRC24A-SR | Fast runner | 1 | Scenario 2 |  | PPK¦SelectPro¦VDI3805¦Internet_EU | PPK SelectPro VDI3805 Internet_EU | PPK SelectPro VDI3805 Internet_EU | R511/LRC24A-SR |  | 1400 kPa | 200 kPa
109238 | R512+LR230A | R512+LR230A | 26 | R512 | + | LR230A | Standard actuator | 1 | Scenario 2 |  | PPK¦SelectPro¦VDI3805¦Internet_EU | PPK SelectPro VDI3805 Internet_EU | PPK SelectPro VDI3805 Internet_EU | R512+LR230A |  | 1400 kPa | 200 kPa
109239 | R512/LR230A | R512/LR230A | 26 | R512 | / | LR230A | Standard actuator | 1 | Scenario 2 |  | PPK¦SelectPro¦VDI3805¦Internet_EU | PPK SelectPro VDI3805 Internet_EU | PPK SelectPro VDI3805 Internet_EU | R512/LR230A |  | 1400 kPa | 200 kPa
109240 | R512+LR230A-S | R512+LR230A-S | 26 | R512 | + | LR230A-S | Standard actuator | 0 | Scenario 2 |  | PPK¦SelectPro¦VDI3805¦Internet_EU | PPK SelectPro VDI3805 Internet_EU | PPK SelectPro VDI3805 Internet_EU | R512+LR230A-S |  | 1400 kPa | 200 kPa
109241 | R512/LR230A-S | R512/LR230A-S | 26 | R512 | / | LR230A-S | Standard actuator | 0 | Scenario 2 |  | PPK¦SelectPro¦VDI3805¦Internet_EU | PPK SelectPro VDI3805 Internet_EU | PPK SelectPro VDI3805 Internet_EU | R512/LR230A-S |  | 1400 kPa | 200 kPa
109242 | R512+LR24A | R512+LR24A | 26 | R512 | + | LR24A | Standard actuator | 1 | Scenario 2 |  | PPK¦SelectPro¦VDI3805¦Internet_EU | PPK SelectPro VDI3805 Internet_EU | PPK SelectPro OEM VDI3805 Internet_EU | R512+LR24A |  | 1400 kPa | 200 kPa
109243 | R512/LR24A | R512/LR24A | 26 | R512 | / | LR24A | Standard actuator | 1 | Scenario 2 |  | PPK¦SelectPro¦VDI3805¦Internet_EU | PPK SelectPro VDI3805 Internet_EU | PPK SelectPro OEM VDI3805 Internet_EU | R512/LR24A |  | 1400 kPa | 200 kPa
109246 | R512+LR24A-MP | R512+LR24A-MP | 26 | R512 | + | LR24A-MP | Communicative actuator | 0 | Scenario 2 |  | PPK¦SelectPro¦VDI3805¦Internet_EU | PPK SelectPro VDI3805 Internet_EU | PPK SelectPro VDI3805 Internet_EU | R512+LR24A-MP |  | 1400 kPa | 200 kPa
109247 | R512/LR24A-MP | R512/LR24A-MP | 26 | R512 | / | LR24A-MP | Communicative actuator | 0 | Scenario 2 |  | PPK¦SelectPro¦VDI3805¦Internet_EU | PPK SelectPro VDI3805 Internet_EU | PPK SelectPro VDI3805 Internet_EU | R512/LR24A-MP |  | 1400 kPa | 200 kPa
109248 | R512+LR24A-S | R512+LR24A-S | 26 | R512 | + | LR24A-S | Standard actuator | 0 | Scenario 2 |  | PPK¦SelectPro¦VDI3805¦Internet_EU | PPK SelectPro VDI3805 Internet_EU | PPK SelectPro VDI3805 Internet_EU | R512+LR24A-S |  | 1400 kPa | 200 kPa
109249 | R512/LR24A-S | R512/LR24A-S | 26 | R512 | / | LR24A-S | Standard actuator | 0 | Scenario 2 |  | PPK¦SelectPro¦VDI3805¦Internet_EU | PPK SelectPro VDI3805 Internet_EU | PPK SelectPro VDI3805 Internet_EU | R512/LR24A-S |  | 1400 kPa | 200 kPa
109250 | R512+LR24A-SR | R512+LR24A-SR | 26 | R512 | + | LR24A-SR | Standard actuator | 1 | Scenario 2 |  | PPK¦SelectPro¦VDI3805¦Internet_EU | PPK SelectPro VDI3805 Internet_EU | PPK SelectPro VDI3805 Internet_EU | R512+LR24A-SR |  | 1400 kPa | 200 kPa
109251 | R512/LR24A-SR | R512/LR24A-SR | 26 | R512 | / | LR24A-SR | Standard actuator | 1 | Scenario 2 |  | PPK¦SelectPro¦VDI3805¦Internet_EU | PPK SelectPro VDI3805 Internet_EU | PPK SelectPro VDI3805 Internet_EU | R512/LR24A-SR |  | 1400 kPa | 200 kPa
109254 | R512+LRC24A-SR | R512+LRC24A-SR | 26 | R512 | + | LRC24A-SR | Fast runner | 1 | Scenario 2 |  | PPK¦SelectPro¦VDI3805¦Internet_EU | PPK SelectPro VDI3805 Internet_EU | PPK SelectPro VDI3805 Internet_EU | R512+LRC24A-SR |  | 1400 kPa | 200 kPa
109255 | R512/LRC24A-SR | R512/LRC24A-SR | 26 | R512 | / | LRC24A-SR | Fast runner | 1 | Scenario 2 |  | PPK¦SelectPro¦VDI3805¦Internet_EU | PPK SelectPro VDI3805 Internet_EU | PPK SelectPro VDI3805 Internet_EU | R512/LRC24A-SR |  | 1400 kPa | 200 kPa
109346 | R409+LR230A | R409+LR230A | 26 | R409 | + | LR230A | Standard actuator | 1 | Scenario 2 |  | PPK¦SelectPro¦VDI3805¦Internet_EU | PPK SelectPro VDI3805 Internet_EU | PPK SelectPro VDI3805 Internet_EU | R409+LR230A |  | 1400 kPa | 200 kPa
109347 | R409/LR230A | R409/LR230A | 26 | R409 | / | LR230A | Standard actuator | 1 | Scenario 2 |  | PPK¦SelectPro¦VDI3805¦Internet_EU | PPK SelectPro VDI3805 Internet_EU | PPK SelectPro VDI3805 Internet_EU | R409/LR230A |  | 1400 kPa | 200 kPa
109348 | R409+LR230A-S | R409+LR230A-S | 26 | R409 | + | LR230A-S | Standard actuator | 0 | Scenario 2 |  | PPK¦SelectPro¦VDI3805¦Internet_EU | PPK SelectPro VDI3805 Internet_EU | PPK SelectPro VDI3805 Internet_EU | R409+LR230A-S |  | 1400 kPa | 200 kPa
109349 | R409/LR230A-S | R409/LR230A-S | 26 | R409 | / | LR230A-S | Standard actuator | 0 | Scenario 2 |  | PPK¦SelectPro¦VDI3805¦Internet_EU | PPK SelectPro VDI3805 Internet_EU | PPK SelectPro VDI3805 Internet_EU | R409/LR230A-S |  | 1400 kPa | 200 kPa
109350 | R409+LR24A | R409+LR24A | 26 | R409 | + | LR24A | Standard actuator | 1 | Scenario 2 |  | PPK¦SelectPro¦VDI3805¦Internet_EU | PPK SelectPro VDI3805 Internet_EU | PPK SelectPro OEM VDI3805 Internet_EU | R409+LR24A |  | 1400 kPa | 200 kPa
109351 | R409/LR24A | R409/LR24A | 26 | R409 | / | LR24A | Standard actuator | 1 | Scenario 2 |  | PPK¦SelectPro¦VDI3805¦Internet_EU | PPK SelectPro VDI3805 Internet_EU | PPK SelectPro OEM VDI3805 Internet_EU | R409/LR24A |  | 1400 kPa | 200 kPa
109354 | R409+LR24A-MP | R409+LR24A-MP | 26 | R409 | + | LR24A-MP | Communicative actuator | 0 | Scenario 2 |  | PPK¦SelectPro¦VDI3805¦Internet_EU | PPK SelectPro VDI3805 Internet_EU | PPK SelectPro VDI3805 Internet_EU | R409+LR24A-MP |  | 1400 kPa | 200 kPa
109355 | R409/LR24A-MP | R409/LR24A-MP | 26 | R409 | / | LR24A-MP | Communicative actuator | 0 | Scenario 2 |  | PPK¦SelectPro¦VDI3805¦Internet_EU | PPK SelectPro VDI3805 Internet_EU | PPK SelectPro VDI3805 Internet_EU | R409/LR24A-MP |  | 1400 kPa | 200 kPa
109356 | R409+LR24A-S | R409+LR24A-S | 26 | R409 | + | LR24A-S | Standard actuator | 0 | Scenario 2 |  | PPK¦SelectPro¦VDI3805¦Internet_EU | PPK SelectPro VDI3805 Internet_EU | PPK SelectPro VDI3805 Internet_EU | R409+LR24A-S |  | 1400 kPa | 200 kPa
109357 | R409/LR24A-S | R409/LR24A-S | 26 | R409 | / | LR24A-S | Standard actuator | 0 | Scenario 2 |  | PPK¦SelectPro¦VDI3805¦Internet_EU | PPK SelectPro VDI3805 Internet_EU | PPK SelectPro VDI3805 Internet_EU | R409/LR24A-S |  | 1400 kPa | 200 kPa
109358 | R409+LR24A-SR | R409+LR24A-SR | 26 | R409 | + | LR24A-SR | Standard actuator | 1 | Scenario 2 |  | PPK¦SelectPro¦VDI3805¦Internet_EU | PPK SelectPro VDI3805 Internet_EU | PPK SelectPro VDI3805 Internet_EU | R409+LR24A-SR |  | 1400 kPa | 200 kPa
109359 | R409/LR24A-SR | R409/LR24A-SR | 26 | R409 | / | LR24A-SR | Standard actuator | 1 | Scenario 2 |  | PPK¦SelectPro¦VDI3805¦Internet_EU | PPK SelectPro VDI3805 Internet_EU | PPK SelectPro VDI3805 Internet_EU | R409/LR24A-SR |  | 1400 kPa | 200 kPa
109362 | R409+LRC24A-SR | R409+LRC24A-SR | 26 | R409 | + | LRC24A-SR | Fast runner | 1 | Scenario 2 |  | PPK¦SelectPro¦VDI3805¦Internet_EU | PPK SelectPro VDI3805 Internet_EU | PPK SelectPro VDI3805 Internet_EU | R409+LRC24A-SR |  | 1400 kPa | 200 kPa
109363 | R409/LRC24A-SR | R409/LRC24A-SR | 26 | R409 | / | LRC24A-SR | Fast runner | 1 | Scenario 2 |  | PPK¦SelectPro¦VDI3805¦Internet_EU | PPK SelectPro VDI3805 Internet_EU | PPK SelectPro VDI3805 Internet_EU | R409/LRC24A-SR |  | 1400 kPa | 200 kPa
109422 | R513+LR24A-SR | R513+LR24A-SR | 26 | R513 | + | LR24A-SR | Standard actuator | 1 | Scenario 2 |  | PPK¦SelectPro¦VDI3805¦Internet_EU | PPK SelectPro VDI3805 Internet_EU | PPK SelectPro VDI3805 Internet_EU | R513+LR24A-SR |  | 1400 kPa | 200 kPa
109423 | R513/LR24A-SR | R513/LR24A-SR | 26 | R513 | / | LR24A-SR | Standard actuator | 1 | Scenario 2 |  | PPK¦SelectPro¦VDI3805¦Internet_EU | PPK SelectPro VDI3805 Internet_EU | PPK SelectPro VDI3805 Internet_EU | R513/LR24A-SR |  | 1400 kPa | 200 kPa
109424 | R513+LRC24A-SR | R513+LRC24A-SR | 26 | R513 | + | LRC24A-SR | Fast runner | 1 | Scenario 2 |  | PPK¦SelectPro¦VDI3805¦Internet_EU | PPK SelectPro VDI3805 Internet_EU | PPK SelectPro VDI3805 Internet_EU | R513+LRC24A-SR |  | 1400 kPa | 200 kPa
109425 | R513/LRC24A-SR | R513/LRC24A-SR | 26 | R513 | / | LRC24A-SR | Fast runner | 1 | Scenario 2 |  | PPK¦SelectPro¦VDI3805¦Internet_EU | PPK SelectPro VDI3805 Internet_EU | PPK SelectPro VDI3805 Internet_EU | R513/LRC24A-SR |  | 1400 kPa | 200 kPa
109524 | R515+LR230A | R515+LR230A | 26 | R515 | + | LR230A | Standard actuator | 1 | Scenario 1 |  | PPK¦SelectPro¦VDI3805¦Internet_EU | PPK SelectPro VDI3805 Internet_EU | PPK SelectPro VDI3805 Internet_EU | R515+LR230A |  | 1400 kPa | 400 kPa
109525 | R515/LR230A | R515/LR230A | 26 | R515 | / | LR230A | Standard actuator | 1 | Scenario 1 |  | PPK¦SelectPro¦VDI3805¦Internet_EU | PPK SelectPro VDI3805 Internet_EU | PPK SelectPro VDI3805 Internet_EU | R515/LR230A |  | 1400 kPa | 400 kPa
109526 | R515+LR230A-S | R515+LR230A-S | 26 | R515 | + | LR230A-S | Standard actuator | 0 | Scenario 1 |  | PPK¦SelectPro¦VDI3805¦Internet_EU | PPK SelectPro VDI3805 Internet_EU | PPK SelectPro VDI3805 Internet_EU | R515+LR230A-S |  | 1400 kPa | 400 kPa
109527 | R515/LR230A-S | R515/LR230A-S | 26 | R515 | / | LR230A-S | Standard actuator | 0 | Scenario 1 |  | PPK¦SelectPro¦VDI3805¦Internet_EU | PPK SelectPro VDI3805 Internet_EU | PPK SelectPro VDI3805 Internet_EU | R515/LR230A-S |  | 1400 kPa | 400 kPa
109528 | R515+LR24A | R515+LR24A | 26 | R515 | + | LR24A | Standard actuator | 1 | Scenario 1 |  | PPK¦SelectPro¦VDI3805¦Internet_EU | PPK SelectPro VDI3805 Internet_EU | PPK SelectPro OEM VDI3805 Internet_EU | R515+LR24A |  | 1400 kPa | 400 kPa
109529 | R515/LR24A | R515/LR24A | 26 | R515 | / | LR24A | Standard actuator | 1 | Scenario 1 |  | PPK¦SelectPro¦VDI3805¦Internet_EU | PPK SelectPro VDI3805 Internet_EU | PPK SelectPro OEM VDI3805 Internet_EU | R515/LR24A |  | 1400 kPa | 400 kPa
109532 | R515+LR24A-MP | R515+LR24A-MP | 26 | R515 | + | LR24A-MP | Communicative actuator | 0 | Scenario 1 |  | PPK¦SelectPro¦VDI3805¦Internet_EU | PPK SelectPro VDI3805 Internet_EU | PPK SelectPro VDI3805 Internet_EU | R515+LR24A-MP |  | 1400 kPa | 400 kPa
109533 | R515/LR24A-MP | R515/LR24A-MP | 26 | R515 | / | LR24A-MP | Communicative actuator | 0 | Scenario 1 |  | PPK¦SelectPro¦VDI3805¦Internet_EU | PPK SelectPro VDI3805 Internet_EU | PPK SelectPro VDI3805 Internet_EU | R515/LR24A-MP |  | 1400 kPa | 400 kPa
109534 | R515+LR24A-S | R515+LR24A-S | 26 | R515 | + | LR24A-S | Standard actuator | 0 | Scenario 1 |  | PPK¦SelectPro¦VDI3805¦Internet_EU | PPK SelectPro VDI3805 Internet_EU | PPK SelectPro VDI3805 Internet_EU | R515+LR24A-S |  | 1400 kPa | 400 kPa
109535 | R515/LR24A-S | R515/LR24A-S | 26 | R515 | / | LR24A-S | Standard actuator | 0 | Scenario 1 |  | PPK¦SelectPro¦VDI3805¦Internet_EU | PPK SelectPro VDI3805 Internet_EU | PPK SelectPro VDI3805 Internet_EU | R515/LR24A-S |  | 1400 kPa | 400 kPa
109538 | R515+LRF230 | R515+LRF230 | 26 | R515 | + | LRF230 | Actuator with emergency control function | 1 | Scenario 1 |  | PPK¦SelectPro¦VDI3805¦Internet_EU | PPK SelectPro VDI3805 Internet_EU | PPK SelectPro OEM VDI3805 Internet_EU | R515+LRF230 |  | 1400 kPa | 400 kPa
109539 | R515/LRF230 | R515/LRF230 | 26 | R515 | / | LRF230 | Actuator with emergency control function | 1 | Scenario 1 |  | PPK¦SelectPro¦VDI3805¦Internet_EU | PPK SelectPro VDI3805 Internet_EU | PPK SelectPro OEM VDI3805 Internet_EU | R515/LRF230 |  | 1400 kPa | 400 kPa
109546 | R515+LRF24 | R515+LRF24 | 26 | R515 | + | LRF24 | Actuator with emergency control function | 1 | Scenario 1 |  | PPK¦SelectPro¦VDI3805¦Internet_EU | PPK SelectPro VDI3805 Internet_EU | PPK SelectPro VDI3805 Internet_EU | R515+LRF24 |  | 1400 kPa | 400 kPa
109547 | R515/LRF24 | R515/LRF24 | 26 | R515 | / | LRF24 | Actuator with emergency control function | 1 | Scenario 1 |  | PPK¦SelectPro¦VDI3805¦Internet_EU | PPK SelectPro VDI3805 Internet_EU | PPK SelectPro VDI3805 Internet_EU | R515/LRF24 |  | 1400 kPa | 400 kPa
109682 | R410+LR230A | R410+LR230A | 26 | R410 | + | LR230A | Standard actuator | 1 | Scenario 2 |  | PPK¦SelectPro¦VDI3805¦Internet_EU | PPK SelectPro VDI3805 Internet_EU | PPK SelectPro VDI3805 Internet_EU | R410+LR230A |  | 1400 kPa | 200 kPa
109683 | R410/LR230A | R410/LR230A | 26 | R410 | / | LR230A | Standard actuator | 1 | Scenario 2 |  | PPK¦SelectPro¦VDI3805¦Internet_EU | PPK SelectPro VDI3805 Internet_EU | PPK SelectPro VDI3805 Internet_EU | R410/LR230A |  | 1400 kPa | 200 kPa
109684 | R410+LR230A-S | R410+LR230A-S | 26 | R410 | + | LR230A-S | Standard actuator | 0 | Scenario 2 |  | PPK¦SelectPro¦VDI3805¦Internet_EU | PPK SelectPro VDI3805 Internet_EU | PPK SelectPro VDI3805 Internet_EU | R410+LR230A-S |  | 1400 kPa | 200 kPa
109685 | R410/LR230A-S | R410/LR230A-S | 26 | R410 | / | LR230A-S | Standard actuator | 0 | Scenario 2 |  | PPK¦SelectPro¦VDI3805¦Internet_EU | PPK SelectPro VDI3805 Internet_EU | PPK SelectPro VDI3805 Internet_EU | R410/LR230A-S |  | 1400 kPa | 200 kPa
109686 | R410+LR24A | R410+LR24A | 26 | R410 | + | LR24A | Standard actuator | 1 | Scenario 2 |  | PPK¦SelectPro¦VDI3805¦Internet_EU | PPK SelectPro VDI3805 Internet_EU | PPK SelectPro OEM VDI3805 Internet_EU | R410+LR24A |  | 1400 kPa | 200 kPa
109687 | R410/LR24A | R410/LR24A | 26 | R410 | / | LR24A | Standard actuator | 1 | Scenario 2 |  | PPK¦SelectPro¦VDI3805¦Internet_EU | PPK SelectPro VDI3805 Internet_EU | PPK SelectPro OEM VDI3805 Internet_EU | R410/LR24A |  | 1400 kPa | 200 kPa
109690 | R410+LR24A-MP | R410+LR24A-MP | 26 | R410 | + | LR24A-MP | Communicative actuator | 0 | Scenario 2 |  | PPK¦SelectPro¦VDI3805¦Internet_EU | PPK SelectPro VDI3805 Internet_EU | PPK SelectPro VDI3805 Internet_EU | R410+LR24A-MP |  | 1400 kPa | 200 kPa
109691 | R410/LR24A-MP | R410/LR24A-MP | 26 | R410 | / | LR24A-MP | Communicative actuator | 0 | Scenario 2 |  | PPK¦SelectPro¦VDI3805¦Internet_EU | PPK SelectPro VDI3805 Internet_EU | PPK SelectPro VDI3805 Internet_EU | R410/LR24A-MP |  | 1400 kPa | 200 kPa
109692 | R410+LR24A-S | R410+LR24A-S | 26 | R410 | + | LR24A-S | Standard actuator | 0 | Scenario 2 |  | PPK¦SelectPro¦VDI3805¦Internet_EU | PPK SelectPro VDI3805 Internet_EU | PPK SelectPro VDI3805 Internet_EU | R410+LR24A-S |  | 1400 kPa | 200 kPa
109693 | R410/LR24A-S | R410/LR24A-S | 26 | R410 | / | LR24A-S | Standard actuator | 0 | Scenario 2 |  | PPK¦SelectPro¦VDI3805¦Internet_EU | PPK SelectPro VDI3805 Internet_EU | PPK SelectPro VDI3805 Internet_EU | R410/LR24A-S |  | 1400 kPa | 200 kPa
109694 | R410+LR24A-SR | R410+LR24A-SR | 26 | R410 | + | LR24A-SR | Standard actuator | 1 | Scenario 2 |  | PPK¦SelectPro¦VDI3805¦Internet_EU | PPK SelectPro VDI3805 Internet_EU | PPK SelectPro VDI3805 Internet_EU | R410+LR24A-SR |  | 1400 kPa | 200 kPa
109695 | R410/LR24A-SR | R410/LR24A-SR | 26 | R410 | / | LR24A-SR | Standard actuator | 1 | Scenario 2 |  | PPK¦SelectPro¦VDI3805¦Internet_EU | PPK SelectPro VDI3805 Internet_EU | PPK SelectPro VDI3805 Internet_EU | R410/LR24A-SR |  | 1400 kPa | 200 kPa
109698 | R410+LRC24A-SR | R410+LRC24A-SR | 26 | R410 | + | LRC24A-SR | Fast runner | 1 | Scenario 2 |  | PPK¦SelectPro¦VDI3805¦Internet_EU | PPK SelectPro VDI3805 Internet_EU | PPK SelectPro VDI3805 Internet_EU | R410+LRC24A-SR |  | 1400 kPa | 200 kPa
109699 | R410/LRC24A-SR | R410/LRC24A-SR | 26 | R410 | / | LRC24A-SR | Fast runner | 1 | Scenario 2 |  | PPK¦SelectPro¦VDI3805¦Internet_EU | PPK SelectPro VDI3805 Internet_EU | PPK SelectPro VDI3805 Internet_EU | R410/LRC24A-SR |  | 1400 kPa | 200 kPa
109778 | R517+LR230A | R517+LR230A | 26 | R517 | + | LR230A | Standard actuator | 1 | Scenario 2 |  | PPK¦SelectPro¦VDI3805¦Internet_EU | PPK SelectPro VDI3805 Internet_EU | PPK SelectPro VDI3805 Internet_EU | R517+LR230A |  | 1400 kPa | 200 kPa
109779 | R517/LR230A | R517/LR230A | 26 | R517 | / | LR230A | Standard actuator | 1 | Scenario 2 |  | PPK¦SelectPro¦VDI3805¦Internet_EU | PPK SelectPro VDI3805 Internet_EU | PPK SelectPro VDI3805 Internet_EU | R517/LR230A |  | 1400 kPa | 200 kPa
109780 | R517+LR230A-S | R517+LR230A-S | 26 | R517 | + | LR230A-S | Standard actuator | 0 | Scenario 2 |  | PPK¦SelectPro¦VDI3805¦Internet_EU | PPK SelectPro VDI3805 Internet_EU | PPK SelectPro VDI3805 Internet_EU | R517+LR230A-S |  | 1400 kPa | 200 kPa
109781 | R517/LR230A-S | R517/LR230A-S | 26 | R517 | / | LR230A-S | Standard actuator | 0 | Scenario 2 |  | PPK¦SelectPro¦VDI3805¦Internet_EU | PPK SelectPro VDI3805 Internet_EU | PPK SelectPro VDI3805 Internet_EU | R517/LR230A-S |  | 1400 kPa | 200 kPa
109782 | R517+LR24A | R517+LR24A | 26 | R517 | + | LR24A | Standard actuator | 1 | Scenario 2 |  | PPK¦SelectPro¦VDI3805¦Internet_EU | PPK SelectPro VDI3805 Internet_EU | PPK SelectPro OEM VDI3805 Internet_EU | R517+LR24A |  | 1400 kPa | 200 kPa
109783 | R517/LR24A | R517/LR24A | 26 | R517 | / | LR24A | Standard actuator | 1 | Scenario 2 |  | PPK¦SelectPro¦VDI3805¦Internet_EU | PPK SelectPro VDI3805 Internet_EU | PPK SelectPro OEM VDI3805 Internet_EU | R517/LR24A |  | 1400 kPa | 200 kPa
109786 | R517+LR24A-MP | R517+LR24A-MP | 26 | R517 | + | LR24A-MP | Communicative actuator | 0 | Scenario 2 |  | PPK¦SelectPro¦VDI3805¦Internet_EU | PPK SelectPro VDI3805 Internet_EU | PPK SelectPro VDI3805 Internet_EU | R517+LR24A-MP |  | 1400 kPa | 200 kPa
109787 | R517/LR24A-MP | R517/LR24A-MP | 26 | R517 | / | LR24A-MP | Communicative actuator | 0 | Scenario 2 |  | PPK¦SelectPro¦VDI3805¦Internet_EU | PPK SelectPro VDI3805 Internet_EU | PPK SelectPro VDI3805 Internet_EU | R517/LR24A-MP |  | 1400 kPa | 200 kPa
109788 | R517+LR24A-S | R517+LR24A-S | 26 | R517 | + | LR24A-S | Standard actuator | 0 | Scenario 2 |  | PPK¦SelectPro¦VDI3805¦Internet_EU | PPK SelectPro VDI3805 Internet_EU | PPK SelectPro VDI3805 Internet_EU | R517+LR24A-S |  | 1400 kPa | 200 kPa
109789 | R517/LR24A-S | R517/LR24A-S | 26 | R517 | / | LR24A-S | Standard actuator | 0 | Scenario 2 |  | PPK¦SelectPro¦VDI3805¦Internet_EU | PPK SelectPro VDI3805 Internet_EU | PPK SelectPro VDI3805 Internet_EU | R517/LR24A-S |  | 1400 kPa | 200 kPa
109790 | R517+LR24A-SR | R517+LR24A-SR | 26 | R517 | + | LR24A-SR | Standard actuator | 1 | Scenario 2 |  | PPK¦SelectPro¦VDI3805¦Internet_EU | PPK SelectPro VDI3805 Internet_EU | PPK SelectPro VDI3805 Internet_EU | R517+LR24A-SR |  | 1400 kPa | 200 kPa
109791 | R517/LR24A-SR | R517/LR24A-SR | 26 | R517 | / | LR24A-SR | Standard actuator | 1 | Scenario 2 |  | PPK¦SelectPro¦VDI3805¦Internet_EU | PPK SelectPro VDI3805 Internet_EU | PPK SelectPro VDI3805 Internet_EU | R517/LR24A-SR |  | 1400 kPa | 200 kPa
109794 | R517+LRC24A-SR | R517+LRC24A-SR | 26 | R517 | + | LRC24A-SR | Fast runner | 1 | Scenario 2 |  | PPK¦SelectPro¦VDI3805¦Internet_EU | PPK SelectPro VDI3805 Internet_EU | PPK SelectPro VDI3805 Internet_EU | R517+LRC24A-SR |  | 1400 kPa | 200 kPa
109795 | R517/LRC24A-SR | R517/LRC24A-SR | 26 | R517 | / | LRC24A-SR | Fast runner | 1 | Scenario 2 |  | PPK¦SelectPro¦VDI3805¦Internet_EU | PPK SelectPro VDI3805 Internet_EU | PPK SelectPro VDI3805 Internet_EU | R517/LRC24A-SR |  | 1400 kPa | 200 kPa
109876 | R518+LR230A | R518+LR230A | 26 | R518 | + | LR230A | Standard actuator | 1 | Scenario 2 |  | PPK¦SelectPro¦VDI3805¦Internet_EU | PPK SelectPro VDI3805 Internet_EU | PPK SelectPro VDI3805 Internet_EU | R518+LR230A |  | 1400 kPa | 200 kPa
109877 | R518/LR230A | R518/LR230A | 26 | R518 | / | LR230A | Standard actuator | 1 | Scenario 2 |  | PPK¦SelectPro¦VDI3805¦Internet_EU | PPK SelectPro VDI3805 Internet_EU | PPK SelectPro VDI3805 Internet_EU | R518/LR230A |  | 1400 kPa | 200 kPa
109878 | R518+LR230A-S | R518+LR230A-S | 26 | R518 | + | LR230A-S | Standard actuator | 0 | Scenario 2 |  | PPK¦SelectPro¦VDI3805¦Internet_EU | PPK SelectPro VDI3805 Internet_EU | PPK SelectPro VDI3805 Internet_EU | R518+LR230A-S |  | 1400 kPa | 200 kPa
109879 | R518/LR230A-S | R518/LR230A-S | 26 | R518 | / | LR230A-S | Standard actuator | 0 | Scenario 2 |  | PPK¦SelectPro¦VDI3805¦Internet_EU | PPK SelectPro VDI3805 Internet_EU | PPK SelectPro VDI3805 Internet_EU | R518/LR230A-S |  | 1400 kPa | 200 kPa
109880 | R518+LR24A | R518+LR24A | 26 | R518 | + | LR24A | Standard actuator | 1 | Scenario 2 |  | PPK¦SelectPro¦VDI3805¦Internet_EU | PPK SelectPro VDI3805 Internet_EU | PPK SelectPro OEM VDI3805 Internet_EU | R518+LR24A |  | 1400 kPa | 200 kPa
109881 | R518/LR24A | R518/LR24A | 26 | R518 | / | LR24A | Standard actuator | 1 | Scenario 2 |  | PPK¦SelectPro¦VDI3805¦Internet_EU | PPK SelectPro VDI3805 Internet_EU | PPK SelectPro OEM VDI3805 Internet_EU | R518/LR24A |  | 1400 kPa | 200 kPa
109964 | R411+LR230A | R411+LR230A | 26 | R411 | + | LR230A | Standard actuator | 1 | Scenario 2 |  | PPK¦SelectPro¦VDI3805¦Internet_EU | PPK SelectPro VDI3805 Internet_EU | PPK SelectPro VDI3805 Internet_EU | R411+LR230A |  | 1400 kPa | 200 kPa
109965 | R411/LR230A | R411/LR230A | 26 | R411 | / | LR230A | Standard actuator | 1 | Scenario 2 |  | PPK¦SelectPro¦VDI3805¦Internet_EU | PPK SelectPro VDI3805 Internet_EU | PPK SelectPro VDI3805 Internet_EU | R411/LR230A |  | 1400 kPa | 200 kPa
109966 | R411+LR230A-S | R411+LR230A-S | 26 | R411 | + | LR230A-S | Standard actuator | 0 | Scenario 2 |  | PPK¦SelectPro¦VDI3805¦Internet_EU | PPK SelectPro VDI3805 Internet_EU | PPK SelectPro VDI3805 Internet_EU | R411+LR230A-S |  | 1400 kPa | 200 kPa
109967 | R411/LR230A-S | R411/LR230A-S | 26 | R411 | / | LR230A-S | Standard actuator | 0 | Scenario 2 |  | PPK¦SelectPro¦VDI3805¦Internet_EU | PPK SelectPro VDI3805 Internet_EU | PPK SelectPro VDI3805 Internet_EU | R411/LR230A-S |  | 1400 kPa | 200 kPa
109968 | R411+LR24A | R411+LR24A | 26 | R411 | + | LR24A | Standard actuator | 1 | Scenario 2 |  | PPK¦SelectPro¦VDI3805¦Internet_EU | PPK SelectPro VDI3805 Internet_EU | PPK SelectPro OEM VDI3805 Internet_EU | R411+LR24A |  | 1400 kPa | 200 kPa
109969 | R411/LR24A | R411/LR24A | 26 | R411 | / | LR24A | Standard actuator | 1 | Scenario 2 |  | PPK¦SelectPro¦VDI3805¦Internet_EU | PPK SelectPro VDI3805 Internet_EU | PPK SelectPro OEM VDI3805 Internet_EU | R411/LR24A |  | 1400 kPa | 200 kPa
109972 | R411+LR24A-MP | R411+LR24A-MP | 26 | R411 | + | LR24A-MP | Communicative actuator | 0 | Scenario 2 |  | PPK¦SelectPro¦VDI3805¦Internet_EU | PPK SelectPro VDI3805 Internet_EU | PPK SelectPro VDI3805 Internet_EU | R411+LR24A-MP |  | 1400 kPa | 200 kPa
109973 | R411/LR24A-MP | R411/LR24A-MP | 26 | R411 | / | LR24A-MP | Communicative actuator | 0 | Scenario 2 |  | PPK¦SelectPro¦VDI3805¦Internet_EU | PPK SelectPro VDI3805 Internet_EU | PPK SelectPro VDI3805 Internet_EU | R411/LR24A-MP |  | 1400 kPa | 200 kPa
109974 | R411+LR24A-S | R411+LR24A-S | 26 | R411 | + | LR24A-S | Standard actuator | 0 | Scenario 2 |  | PPK¦SelectPro¦VDI3805¦Internet_EU | PPK SelectPro VDI3805 Internet_EU | PPK SelectPro VDI3805 Internet_EU | R411+LR24A-S |  | 1400 kPa | 200 kPa
109975 | R411/LR24A-S | R411/LR24A-S | 26 | R411 | / | LR24A-S | Standard actuator | 0 | Scenario 2 |  | PPK¦SelectPro¦VDI3805¦Internet_EU | PPK SelectPro VDI3805 Internet_EU | PPK SelectPro VDI3805 Internet_EU | R411/LR24A-S |  | 1400 kPa | 200 kPa
109976 | R411+LR24A-SR | R411+LR24A-SR | 26 | R411 | + | LR24A-SR | Standard actuator | 1 | Scenario 2 |  | PPK¦SelectPro¦VDI3805¦Internet_EU | PPK SelectPro VDI3805 Internet_EU | PPK SelectPro VDI3805 Internet_EU | R411+LR24A-SR |  | 1400 kPa | 200 kPa
109977 | R411/LR24A-SR | R411/LR24A-SR | 26 | R411 | / | LR24A-SR | Standard actuator | 1 | Scenario 2 |  | PPK¦SelectPro¦VDI3805¦Internet_EU | PPK SelectPro VDI3805 Internet_EU | PPK SelectPro VDI3805 Internet_EU | R411/LR24A-SR |  | 1400 kPa | 200 kPa
109980 | R411+LRC24A-SR | R411+LRC24A-SR | 26 | R411 | + | LRC24A-SR | Fast runner | 1 | Scenario 2 |  | PPK¦SelectPro¦VDI3805¦Internet_EU | PPK SelectPro VDI3805 Internet_EU | PPK SelectPro VDI3805 Internet_EU | R411+LRC24A-SR |  | 1400 kPa | 200 kPa
109981 | R411/LRC24A-SR | R411/LRC24A-SR | 26 | R411 | / | LRC24A-SR | Fast runner | 1 | Scenario 2 |  | PPK¦SelectPro¦VDI3805¦Internet_EU | PPK SelectPro VDI3805 Internet_EU | PPK SelectPro VDI3805 Internet_EU | R411/LRC24A-SR |  | 1400 kPa | 200 kPa
110054 | R518+LR24A-MP | R518+LR24A-MP | 26 | R518 | + | LR24A-MP | Communicative actuator | 0 | Scenario 2 |  | PPK¦SelectPro¦VDI3805¦Internet_EU | PPK SelectPro VDI3805 Internet_EU | PPK SelectPro VDI3805 Internet_EU | R518+LR24A-MP |  | 1400 kPa | 200 kPa
110055 | R518/LR24A-MP | R518/LR24A-MP | 26 | R518 | / | LR24A-MP | Communicative actuator | 0 | Scenario 2 |  | PPK¦SelectPro¦VDI3805¦Internet_EU | PPK SelectPro VDI3805 Internet_EU | PPK SelectPro VDI3805 Internet_EU | R518/LR24A-MP |  | 1400 kPa | 200 kPa
110056 | R518+LR24A-S | R518+LR24A-S | 26 | R518 | + | LR24A-S | Standard actuator | 0 | Scenario 2 |  | PPK¦SelectPro¦VDI3805¦Internet_EU | PPK SelectPro VDI3805 Internet_EU | PPK SelectPro VDI3805 Internet_EU | R518+LR24A-S |  | 1400 kPa | 200 kPa
110057 | R518/LR24A-S | R518/LR24A-S | 26 | R518 | / | LR24A-S | Standard actuator | 0 | Scenario 2 |  | PPK¦SelectPro¦VDI3805¦Internet_EU | PPK SelectPro VDI3805 Internet_EU | PPK SelectPro VDI3805 Internet_EU | R518/LR24A-S |  | 1400 kPa | 200 kPa
110058 | R518+LR24A-SR | R518+LR24A-SR | 26 | R518 | + | LR24A-SR | Standard actuator | 1 | Scenario 2 |  | PPK¦SelectPro¦VDI3805¦Internet_EU | PPK SelectPro VDI3805 Internet_EU | PPK SelectPro VDI3805 Internet_EU | R518+LR24A-SR |  | 1400 kPa | 200 kPa
110059 | R518/LR24A-SR | R518/LR24A-SR | 26 | R518 | / | LR24A-SR | Standard actuator | 1 | Scenario 2 |  | PPK¦SelectPro¦VDI3805¦Internet_EU | PPK SelectPro VDI3805 Internet_EU | PPK SelectPro VDI3805 Internet_EU | R518/LR24A-SR |  | 1400 kPa | 200 kPa
110062 | R518+LRC24A-SR | R518+LRC24A-SR | 26 | R518 | + | LRC24A-SR | Fast runner | 1 | Scenario 2 |  | PPK¦SelectPro¦VDI3805¦Internet_EU | PPK SelectPro VDI3805 Internet_EU | PPK SelectPro VDI3805 Internet_EU | R518+LRC24A-SR |  | 1400 kPa | 200 kPa
110063 | R518/LRC24A-SR | R518/LRC24A-SR | 26 | R518 | / | LRC24A-SR | Fast runner | 1 | Scenario 2 |  | PPK¦SelectPro¦VDI3805¦Internet_EU | PPK SelectPro VDI3805 Internet_EU | PPK SelectPro VDI3805 Internet_EU | R518/LRC24A-SR |  | 1400 kPa | 200 kPa
110140 | R520+LR230A | R520+LR230A | 26 | R520 | + | LR230A | Standard actuator | 1 | Scenario 1 |  | PPK¦SelectPro¦VDI3805¦Internet_EU | PPK SelectPro VDI3805 Internet_EU | PPK SelectPro VDI3805 Internet_EU | R520+LR230A |  | 1400 kPa | 400 kPa
110141 | R520/LR230A | R520/LR230A | 26 | R520 | / | LR230A | Standard actuator | 1 | Scenario 1 |  | PPK¦SelectPro¦VDI3805¦Internet_EU | PPK SelectPro VDI3805 Internet_EU | PPK SelectPro VDI3805 Internet_EU | R520/LR230A |  | 1400 kPa | 400 kPa
110142 | R520+LR230A-S | R520+LR230A-S | 26 | R520 | + | LR230A-S | Standard actuator | 0 | Scenario 1 |  | PPK¦SelectPro¦VDI3805¦Internet_EU | PPK SelectPro VDI3805 Internet_EU | PPK SelectPro VDI3805 Internet_EU | R520+LR230A-S |  | 1400 kPa | 400 kPa
110143 | R520/LR230A-S | R520/LR230A-S | 26 | R520 | / | LR230A-S | Standard actuator | 0 | Scenario 1 |  | PPK¦SelectPro¦VDI3805¦Internet_EU | PPK SelectPro VDI3805 Internet_EU | PPK SelectPro VDI3805 Internet_EU | R520/LR230A-S |  | 1400 kPa | 400 kPa
110144 | R520+LR24A | R520+LR24A | 26 | R520 | + | LR24A | Standard actuator | 1 | Scenario 1 |  | PPK¦SelectPro¦VDI3805¦Internet_EU | PPK SelectPro VDI3805 Internet_EU | PPK SelectPro OEM VDI3805 Internet_EU | R520+LR24A |  | 1400 kPa | 400 kPa
110145 | R520/LR24A | R520/LR24A | 26 | R520 | / | LR24A | Standard actuator | 1 | Scenario 1 |  | PPK¦SelectPro¦VDI3805¦Internet_EU | PPK SelectPro VDI3805 Internet_EU | PPK SelectPro OEM VDI3805 Internet_EU | R520/LR24A |  | 1400 kPa | 400 kPa
110148 | R520+LR24A-MP | R520+LR24A-MP | 26 | R520 | + | LR24A-MP | Communicative actuator | 0 | Scenario 1 |  | PPK¦SelectPro¦VDI3805¦Internet_EU | PPK SelectPro VDI3805 Internet_EU | PPK SelectPro VDI3805 Internet_EU | R520+LR24A-MP |  | 1400 kPa | 400 kPa
110149 | R520/LR24A-MP | R520/LR24A-MP | 26 | R520 | / | LR24A-MP | Communicative actuator | 0 | Scenario 1 |  | PPK¦SelectPro¦VDI3805¦Internet_EU | PPK SelectPro VDI3805 Internet_EU | PPK SelectPro VDI3805 Internet_EU | R520/LR24A-MP |  | 1400 kPa | 400 kPa
110150 | R520+LR24A-S | R520+LR24A-S | 26 | R520 | + | LR24A-S | Standard actuator | 0 | Scenario 1 |  | PPK¦SelectPro¦VDI3805¦Internet_EU | PPK SelectPro VDI3805 Internet_EU | PPK SelectPro VDI3805 Internet_EU | R520+LR24A-S |  | 1400 kPa | 400 kPa
110151 | R520/LR24A-S | R520/LR24A-S | 26 | R520 | / | LR24A-S | Standard actuator | 0 | Scenario 1 |  | PPK¦SelectPro¦VDI3805¦Internet_EU | PPK SelectPro VDI3805 Internet_EU | PPK SelectPro VDI3805 Internet_EU | R520/LR24A-S |  | 1400 kPa | 400 kPa
110154 | R520+LRF230 | R520+LRF230 | 26 | R520 | + | LRF230 | Actuator with emergency control function | 1 | Scenario 1 |  | PPK¦SelectPro¦VDI3805¦Internet_EU | PPK SelectPro VDI3805 Internet_EU | PPK SelectPro OEM VDI3805 Internet_EU | R520+LRF230 |  | 1400 kPa | 400 kPa
110155 | R520/LRF230 | R520/LRF230 | 26 | R520 | / | LRF230 | Actuator with emergency control function | 1 | Scenario 1 |  | PPK¦SelectPro¦VDI3805¦Internet_EU | PPK SelectPro VDI3805 Internet_EU | PPK SelectPro OEM VDI3805 Internet_EU | R520/LRF230 |  | 1400 kPa | 400 kPa
110162 | R520+LRF24 | R520+LRF24 | 26 | R520 | + | LRF24 | Actuator with emergency control function | 1 | Scenario 1 |  | PPK¦SelectPro¦VDI3805¦Internet_EU | PPK SelectPro VDI3805 Internet_EU | PPK SelectPro VDI3805 Internet_EU | R520+LRF24 |  | 1400 kPa | 400 kPa
110163 | R520/LRF24 | R520/LRF24 | 26 | R520 | / | LRF24 | Actuator with emergency control function | 1 | Scenario 1 |  | PPK¦SelectPro¦VDI3805¦Internet_EU | PPK SelectPro VDI3805 Internet_EU | PPK SelectPro VDI3805 Internet_EU | R520/LRF24 |  | 1400 kPa | 400 kPa
110242 | R412+LR230A | R412+LR230A | 26 | R412 | + | LR230A | Standard actuator | 1 | Scenario 2 |  | PPK¦SelectPro¦VDI3805¦Internet_EU | PPK SelectPro VDI3805 Internet_EU | PPK SelectPro VDI3805 Internet_EU | R412+LR230A |  | 1400 kPa | 200 kPa
110243 | R412/LR230A | R412/LR230A | 26 | R412 | / | LR230A | Standard actuator | 1 | Scenario 2 |  | PPK¦SelectPro¦VDI3805¦Internet_EU | PPK SelectPro VDI3805 Internet_EU | PPK SelectPro VDI3805 Internet_EU | R412/LR230A |  | 1400 kPa | 200 kPa
110244 | R412+LR230A-S | R412+LR230A-S | 26 | R412 | + | LR230A-S | Standard actuator | 0 | Scenario 2 |  | PPK¦SelectPro¦VDI3805¦Internet_EU | PPK SelectPro VDI3805 Internet_EU | PPK SelectPro VDI3805 Internet_EU | R412+LR230A-S |  | 1400 kPa | 200 kPa
110245 | R412/LR230A-S | R412/LR230A-S | 26 | R412 | / | LR230A-S | Standard actuator | 0 | Scenario 2 |  | PPK¦SelectPro¦VDI3805¦Internet_EU | PPK SelectPro VDI3805 Internet_EU | PPK SelectPro VDI3805 Internet_EU | R412/LR230A-S |  | 1400 kPa | 200 kPa
110246 | R412+LR24A | R412+LR24A | 26 | R412 | + | LR24A | Standard actuator | 1 | Scenario 2 |  | PPK¦SelectPro¦VDI3805¦Internet_EU | PPK SelectPro VDI3805 Internet_EU | PPK SelectPro OEM VDI3805 Internet_EU | R412+LR24A |  | 1400 kPa | 200 kPa
110247 | R412/LR24A | R412/LR24A | 26 | R412 | / | LR24A | Standard actuator | 1 | Scenario 2 |  | PPK¦SelectPro¦VDI3805¦Internet_EU | PPK SelectPro VDI3805 Internet_EU | PPK SelectPro OEM VDI3805 Internet_EU | R412/LR24A |  | 1400 kPa | 200 kPa
110250 | R412+LR24A-MP | R412+LR24A-MP | 26 | R412 | + | LR24A-MP | Communicative actuator | 0 | Scenario 2 |  | PPK¦SelectPro¦VDI3805¦Internet_EU | PPK SelectPro VDI3805 Internet_EU | PPK SelectPro VDI3805 Internet_EU | R412+LR24A-MP |  | 1400 kPa | 200 kPa
110251 | R412/LR24A-MP | R412/LR24A-MP | 26 | R412 | / | LR24A-MP | Communicative actuator | 0 | Scenario 2 |  | PPK¦SelectPro¦VDI3805¦Internet_EU | PPK SelectPro VDI3805 Internet_EU | PPK SelectPro VDI3805 Internet_EU | R412/LR24A-MP |  | 1400 kPa | 200 kPa
110252 | R412+LR24A-S | R412+LR24A-S | 26 | R412 | + | LR24A-S | Standard actuator | 0 | Scenario 2 |  | PPK¦SelectPro¦VDI3805¦Internet_EU | PPK SelectPro VDI3805 Internet_EU | PPK SelectPro VDI3805 Internet_EU | R412+LR24A-S |  | 1400 kPa | 200 kPa
110253 | R412/LR24A-S | R412/LR24A-S | 26 | R412 | / | LR24A-S | Standard actuator | 0 | Scenario 2 |  | PPK¦SelectPro¦VDI3805¦Internet_EU | PPK SelectPro VDI3805 Internet_EU | PPK SelectPro VDI3805 Internet_EU | R412/LR24A-S |  | 1400 kPa | 200 kPa
110254 | R412+LR24A-SR | R412+LR24A-SR | 26 | R412 | + | LR24A-SR | Standard actuator | 1 | Scenario 2 |  | PPK¦SelectPro¦VDI3805¦Internet_EU | PPK SelectPro VDI3805 Internet_EU | PPK SelectPro VDI3805 Internet_EU | R412+LR24A-SR |  | 1400 kPa | 200 kPa
110255 | R412/LR24A-SR | R412/LR24A-SR | 26 | R412 | / | LR24A-SR | Standard actuator | 1 | Scenario 2 |  | PPK¦SelectPro¦VDI3805¦Internet_EU | PPK SelectPro VDI3805 Internet_EU | PPK SelectPro VDI3805 Internet_EU | R412/LR24A-SR |  | 1400 kPa | 200 kPa
110258 | R412+LRC24A-SR | R412+LRC24A-SR | 26 | R412 | + | LRC24A-SR | Fast runner | 1 | Scenario 2 |  | PPK¦SelectPro¦VDI3805¦Internet_EU | PPK SelectPro VDI3805 Internet_EU | PPK SelectPro VDI3805 Internet_EU | R412+LRC24A-SR |  | 1400 kPa | 200 kPa
110259 | R412/LRC24A-SR | R412/LRC24A-SR | 26 | R412 | / | LRC24A-SR | Fast runner | 1 | Scenario 2 |  | PPK¦SelectPro¦VDI3805¦Internet_EU | PPK SelectPro VDI3805 Internet_EU | PPK SelectPro VDI3805 Internet_EU | R412/LRC24A-SR |  | 1400 kPa | 200 kPa
110362 | R413+LR230A | R413+LR230A | 26 | R413 | + | LR230A | Standard actuator | 1 | Scenario 2 |  | PPK¦SelectPro¦VDI3805¦Internet_EU | PPK SelectPro VDI3805 Internet_EU | PPK SelectPro VDI3805 Internet_EU | R413+LR230A |  | 1400 kPa | 200 kPa
110363 | R413/LR230A | R413/LR230A | 26 | R413 | / | LR230A | Standard actuator | 1 | Scenario 2 |  | PPK¦SelectPro¦VDI3805¦Internet_EU | PPK SelectPro VDI3805 Internet_EU | PPK SelectPro VDI3805 Internet_EU | R413/LR230A |  | 1400 kPa | 200 kPa
110364 | R413+LR230A-S | R413+LR230A-S | 26 | R413 | + | LR230A-S | Standard actuator | 0 | Scenario 2 |  | PPK¦SelectPro¦VDI3805¦Internet_EU | PPK SelectPro VDI3805 Internet_EU | PPK SelectPro VDI3805 Internet_EU | R413+LR230A-S |  | 1400 kPa | 200 kPa
110365 | R413/LR230A-S | R413/LR230A-S | 26 | R413 | / | LR230A-S | Standard actuator | 0 | Scenario 2 |  | PPK¦SelectPro¦VDI3805¦Internet_EU | PPK SelectPro VDI3805 Internet_EU | PPK SelectPro VDI3805 Internet_EU | R413/LR230A-S |  | 1400 kPa | 200 kPa
110366 | R413+LR24A | R413+LR24A | 26 | R413 | + | LR24A | Standard actuator | 1 | Scenario 2 |  | PPK¦SelectPro¦VDI3805¦Internet_EU | PPK SelectPro VDI3805 Internet_EU | PPK SelectPro OEM VDI3805 Internet_EU | R413+LR24A |  | 1400 kPa | 200 kPa
110367 | R413/LR24A | R413/LR24A | 26 | R413 | / | LR24A | Standard actuator | 1 | Scenario 2 |  | PPK¦SelectPro¦VDI3805¦Internet_EU | PPK SelectPro VDI3805 Internet_EU | PPK SelectPro OEM VDI3805 Internet_EU | R413/LR24A |  | 1400 kPa | 200 kPa
110370 | R413+LR24A-MP | R413+LR24A-MP | 26 | R413 | + | LR24A-MP | Communicative actuator | 0 | Scenario 2 |  | PPK¦SelectPro¦VDI3805¦Internet_EU | PPK SelectPro VDI3805 Internet_EU | PPK SelectPro VDI3805 Internet_EU | R413+LR24A-MP |  | 1400 kPa | 200 kPa
110371 | R413/LR24A-MP | R413/LR24A-MP | 26 | R413 | / | LR24A-MP | Communicative actuator | 0 | Scenario 2 |  | PPK¦SelectPro¦VDI3805¦Internet_EU | PPK SelectPro VDI3805 Internet_EU | PPK SelectPro VDI3805 Internet_EU | R413/LR24A-MP |  | 1400 kPa | 200 kPa
110372 | R413+LR24A-S | R413+LR24A-S | 26 | R413 | + | LR24A-S | Standard actuator | 0 | Scenario 2 |  | PPK¦SelectPro¦VDI3805¦Internet_EU | PPK SelectPro VDI3805 Internet_EU | PPK SelectPro VDI3805 Internet_EU | R413+LR24A-S |  | 1400 kPa | 200 kPa
110373 | R413/LR24A-S | R413/LR24A-S | 26 | R413 | / | LR24A-S | Standard actuator | 0 | Scenario 2 |  | PPK¦SelectPro¦VDI3805¦Internet_EU | PPK SelectPro VDI3805 Internet_EU | PPK SelectPro VDI3805 Internet_EU | R413/LR24A-S |  | 1400 kPa | 200 kPa
110374 | R413+LR24A-SR | R413+LR24A-SR | 26 | R413 | + | LR24A-SR | Standard actuator | 1 | Scenario 2 |  | PPK¦SelectPro¦VDI3805¦Internet_EU | PPK SelectPro VDI3805 Internet_EU | PPK SelectPro VDI3805 Internet_EU | R413+LR24A-SR |  | 1400 kPa | 200 kPa
110375 | R413/LR24A-SR | R413/LR24A-SR | 26 | R413 | / | LR24A-SR | Standard actuator | 1 | Scenario 2 |  | PPK¦SelectPro¦VDI3805¦Internet_EU | PPK SelectPro VDI3805 Internet_EU | PPK SelectPro VDI3805 Internet_EU | R413/LR24A-SR |  | 1400 kPa | 200 kPa
110378 | R413+LRC24A-SR | R413+LRC24A-SR | 26 | R413 | + | LRC24A-SR | Fast runner | 1 | Scenario 2 |  | PPK¦SelectPro¦VDI3805¦Internet_EU | PPK SelectPro VDI3805 Internet_EU | PPK SelectPro VDI3805 Internet_EU | R413+LRC24A-SR |  | 1400 kPa | 200 kPa
110379 | R413/LRC24A-SR | R413/LRC24A-SR | 26 | R413 | / | LRC24A-SR | Fast runner | 1 | Scenario 2 |  | PPK¦SelectPro¦VDI3805¦Internet_EU | PPK SelectPro VDI3805 Internet_EU | PPK SelectPro VDI3805 Internet_EU | R413/LRC24A-SR |  | 1400 kPa | 200 kPa
110482 | R414+LR230A | R414+LR230A | 26 | R414 | + | LR230A | Standard actuator | 1 | Scenario 2 |  | PPK¦SelectPro¦VDI3805¦Internet_EU | PPK SelectPro VDI3805 Internet_EU | PPK SelectPro VDI3805 Internet_EU | R414+LR230A |  | 1400 kPa | 200 kPa
110483 | R414/LR230A | R414/LR230A | 26 | R414 | / | LR230A | Standard actuator | 1 | Scenario 2 |  | PPK¦SelectPro¦VDI3805¦Internet_EU | PPK SelectPro VDI3805 Internet_EU | PPK SelectPro VDI3805 Internet_EU | R414/LR230A |  | 1400 kPa | 200 kPa
110484 | R414+LR230A-S | R414+LR230A-S | 26 | R414 | + | LR230A-S | Standard actuator | 0 | Scenario 2 |  | PPK¦SelectPro¦VDI3805¦Internet_EU | PPK SelectPro VDI3805 Internet_EU | PPK SelectPro VDI3805 Internet_EU | R414+LR230A-S |  | 1400 kPa | 200 kPa
110485 | R414/LR230A-S | R414/LR230A-S | 26 | R414 | / | LR230A-S | Standard actuator | 0 | Scenario 2 |  | PPK¦SelectPro¦VDI3805¦Internet_EU | PPK SelectPro VDI3805 Internet_EU | PPK SelectPro VDI3805 Internet_EU | R414/LR230A-S |  | 1400 kPa | 200 kPa
110486 | R414+LR24A | R414+LR24A | 26 | R414 | + | LR24A | Standard actuator | 1 | Scenario 2 |  | PPK¦SelectPro¦VDI3805¦Internet_EU | PPK SelectPro VDI3805 Internet_EU | PPK SelectPro OEM VDI3805 Internet_EU | R414+LR24A |  | 1400 kPa | 200 kPa
110487 | R414/LR24A | R414/LR24A | 26 | R414 | / | LR24A | Standard actuator | 1 | Scenario 2 |  | PPK¦SelectPro¦VDI3805¦Internet_EU | PPK SelectPro VDI3805 Internet_EU | PPK SelectPro OEM VDI3805 Internet_EU | R414/LR24A |  | 1400 kPa | 200 kPa
110490 | R414+LR24A-MP | R414+LR24A-MP | 26 | R414 | + | LR24A-MP | Communicative actuator | 0 | Scenario 2 |  | PPK¦SelectPro¦VDI3805¦Internet_EU | PPK SelectPro VDI3805 Internet_EU | PPK SelectPro VDI3805 Internet_EU | R414+LR24A-MP |  | 1400 kPa | 200 kPa
110491 | R414/LR24A-MP | R414/LR24A-MP | 26 | R414 | / | LR24A-MP | Communicative actuator | 0 | Scenario 2 |  | PPK¦SelectPro¦VDI3805¦Internet_EU | PPK SelectPro VDI3805 Internet_EU | PPK SelectPro VDI3805 Internet_EU | R414/LR24A-MP |  | 1400 kPa | 200 kPa
110492 | R414+LR24A-S | R414+LR24A-S | 26 | R414 | + | LR24A-S | Standard actuator | 0 | Scenario 2 |  | PPK¦SelectPro¦VDI3805¦Internet_EU | PPK SelectPro VDI3805 Internet_EU | PPK SelectPro VDI3805 Internet_EU | R414+LR24A-S |  | 1400 kPa | 200 kPa
110493 | R414/LR24A-S | R414/LR24A-S | 26 | R414 | / | LR24A-S | Standard actuator | 0 | Scenario 2 |  | PPK¦SelectPro¦VDI3805¦Internet_EU | PPK SelectPro VDI3805 Internet_EU | PPK SelectPro VDI3805 Internet_EU | R414/LR24A-S |  | 1400 kPa | 200 kPa
110494 | R414+LR24A-SR | R414+LR24A-SR | 26 | R414 | + | LR24A-SR | Standard actuator | 1 | Scenario 2 |  | PPK¦SelectPro¦VDI3805¦Internet_EU | PPK SelectPro VDI3805 Internet_EU | PPK SelectPro VDI3805 Internet_EU | R414+LR24A-SR |  | 1400 kPa | 200 kPa
110495 | R414/LR24A-SR | R414/LR24A-SR | 26 | R414 | / | LR24A-SR | Standard actuator | 1 | Scenario 2 |  | PPK¦SelectPro¦VDI3805¦Internet_EU | PPK SelectPro VDI3805 Internet_EU | PPK SelectPro VDI3805 Internet_EU | R414/LR24A-SR |  | 1400 kPa | 200 kPa
110498 | R414+LRC24A-SR | R414+LRC24A-SR | 26 | R414 | + | LRC24A-SR | Fast runner | 1 | Scenario 2 |  | PPK¦SelectPro¦VDI3805¦Internet_EU | PPK SelectPro VDI3805 Internet_EU | PPK SelectPro VDI3805 Internet_EU | R414+LRC24A-SR |  | 1400 kPa | 200 kPa
110499 | R414/LRC24A-SR | R414/LRC24A-SR | 26 | R414 | / | LRC24A-SR | Fast runner | 1 | Scenario 2 |  | PPK¦SelectPro¦VDI3805¦Internet_EU | PPK SelectPro VDI3805 Internet_EU | PPK SelectPro VDI3805 Internet_EU | R414/LRC24A-SR |  | 1400 kPa | 200 kPa
110588 | R522+LR230A | R522+LR230A | 26 | R522 | + | LR230A | Standard actuator | 1 | Scenario 2 |  | PPK¦SelectPro¦VDI3805¦Internet_EU | PPK SelectPro VDI3805 Internet_EU | PPK SelectPro VDI3805 Internet_EU | R522+LR230A |  | 1400 kPa | 200 kPa
110589 | R522/LR230A | R522/LR230A | 26 | R522 | / | LR230A | Standard actuator | 1 | Scenario 2 |  | PPK¦SelectPro¦VDI3805¦Internet_EU | PPK SelectPro VDI3805 Internet_EU | PPK SelectPro VDI3805 Internet_EU | R522/LR230A |  | 1400 kPa | 200 kPa
110590 | R522+LR230A-S | R522+LR230A-S | 26 | R522 | + | LR230A-S | Standard actuator | 0 | Scenario 2 |  | PPK¦SelectPro¦VDI3805¦Internet_EU | PPK SelectPro VDI3805 Internet_EU | PPK SelectPro VDI3805 Internet_EU | R522+LR230A-S |  | 1400 kPa | 200 kPa
110591 | R522/LR230A-S | R522/LR230A-S | 26 | R522 | / | LR230A-S | Standard actuator | 0 | Scenario 2 |  | PPK¦SelectPro¦VDI3805¦Internet_EU | PPK SelectPro VDI3805 Internet_EU | PPK SelectPro VDI3805 Internet_EU | R522/LR230A-S |  | 1400 kPa | 200 kPa
110592 | R522+LR24A | R522+LR24A | 26 | R522 | + | LR24A | Standard actuator | 1 | Scenario 2 |  | PPK¦SelectPro¦VDI3805¦Internet_EU | PPK SelectPro VDI3805 Internet_EU | PPK SelectPro OEM VDI3805 Internet_EU | R522+LR24A |  | 1400 kPa | 200 kPa
110593 | R522/LR24A | R522/LR24A | 26 | R522 | / | LR24A | Standard actuator | 1 | Scenario 2 |  | PPK¦SelectPro¦VDI3805¦Internet_EU | PPK SelectPro VDI3805 Internet_EU | PPK SelectPro OEM VDI3805 Internet_EU | R522/LR24A |  | 1400 kPa | 200 kPa
110616 | R415+LR230A | R415+LR230A | 26 | R415 | + | LR230A | Standard actuator | 1 | Scenario 1 |  | PPK¦SelectPro¦VDI3805¦Internet_EU | PPK SelectPro VDI3805 Internet_EU | PPK SelectPro VDI3805 Internet_EU | R415+LR230A |  | 1400 kPa | 400 kPa
110617 | R415/LR230A | R415/LR230A | 26 | R415 | / | LR230A | Standard actuator | 1 | Scenario 1 |  | PPK¦SelectPro¦VDI3805¦Internet_EU | PPK SelectPro VDI3805 Internet_EU | PPK SelectPro VDI3805 Internet_EU | R415/LR230A |  | 1400 kPa | 400 kPa
110618 | R415+LR230A-S | R415+LR230A-S | 26 | R415 | + | LR230A-S | Standard actuator | 0 | Scenario 1 |  | PPK¦SelectPro¦VDI3805¦Internet_EU | PPK SelectPro VDI3805 Internet_EU | PPK SelectPro VDI3805 Internet_EU | R415+LR230A-S |  | 1400 kPa | 400 kPa
110619 | R415/LR230A-S | R415/LR230A-S | 26 | R415 | / | LR230A-S | Standard actuator | 0 | Scenario 1 |  | PPK¦SelectPro¦VDI3805¦Internet_EU | PPK SelectPro VDI3805 Internet_EU | PPK SelectPro VDI3805 Internet_EU | R415/LR230A-S |  | 1400 kPa | 400 kPa
110620 | R415+LR24A | R415+LR24A | 26 | R415 | + | LR24A | Standard actuator | 1 | Scenario 1 |  | PPK¦SelectPro¦VDI3805¦Internet_EU | PPK SelectPro VDI3805 Internet_EU | PPK SelectPro OEM VDI3805 Internet_EU | R415+LR24A |  | 1400 kPa | 400 kPa
110621 | R415/LR24A | R415/LR24A | 26 | R415 | / | LR24A | Standard actuator | 1 | Scenario 1 |  | PPK¦SelectPro¦VDI3805¦Internet_EU | PPK SelectPro VDI3805 Internet_EU | PPK SelectPro OEM VDI3805 Internet_EU | R415/LR24A |  | 1400 kPa | 400 kPa
110624 | R415+LR24A-MP | R415+LR24A-MP | 26 | R415 | + | LR24A-MP | Communicative actuator | 0 | Scenario 1 |  | PPK¦SelectPro¦VDI3805¦Internet_EU | PPK SelectPro VDI3805 Internet_EU | PPK SelectPro VDI3805 Internet_EU | R415+LR24A-MP |  | 1400 kPa | 400 kPa
110625 | R415/LR24A-MP | R415/LR24A-MP | 26 | R415 | / | LR24A-MP | Communicative actuator | 0 | Scenario 1 |  | PPK¦SelectPro¦VDI3805¦Internet_EU | PPK SelectPro VDI3805 Internet_EU | PPK SelectPro VDI3805 Internet_EU | R415/LR24A-MP |  | 1400 kPa | 400 kPa
110626 | R415+LR24A-S | R415+LR24A-S | 26 | R415 | + | LR24A-S | Standard actuator | 0 | Scenario 1 |  | PPK¦SelectPro¦VDI3805¦Internet_EU | PPK SelectPro VDI3805 Internet_EU | PPK SelectPro VDI3805 Internet_EU | R415+LR24A-S |  | 1400 kPa | 400 kPa
110627 | R415/LR24A-S | R415/LR24A-S | 26 | R415 | / | LR24A-S | Standard actuator | 0 | Scenario 1 |  | PPK¦SelectPro¦VDI3805¦Internet_EU | PPK SelectPro VDI3805 Internet_EU | PPK SelectPro VDI3805 Internet_EU | R415/LR24A-S |  | 1400 kPa | 400 kPa
110630 | R415+LRF230 | R415+LRF230 | 26 | R415 | + | LRF230 | Actuator with emergency control function | 1 | Scenario 1 |  | PPK¦SelectPro¦VDI3805¦Internet_EU | PPK SelectPro VDI3805 Internet_EU | PPK SelectPro OEM VDI3805 Internet_EU | R415+LRF230 |  | 1400 kPa | 400 kPa
110631 | R415/LRF230 | R415/LRF230 | 26 | R415 | / | LRF230 | Actuator with emergency control function | 1 | Scenario 1 |  | PPK¦SelectPro¦VDI3805¦Internet_EU | PPK SelectPro VDI3805 Internet_EU | PPK SelectPro OEM VDI3805 Internet_EU | R415/LRF230 |  | 1400 kPa | 400 kPa
110638 | R415+LRF24 | R415+LRF24 | 26 | R415 | + | LRF24 | Actuator with emergency control function | 1 | Scenario 1 |  | PPK¦SelectPro¦VDI3805¦Internet_EU | PPK SelectPro VDI3805 Internet_EU | PPK SelectPro VDI3805 Internet_EU | R415+LRF24 |  | 1400 kPa | 400 kPa
110639 | R415/LRF24 | R415/LRF24 | 26 | R415 | / | LRF24 | Actuator with emergency control function | 1 | Scenario 1 |  | PPK¦SelectPro¦VDI3805¦Internet_EU | PPK SelectPro VDI3805 Internet_EU | PPK SelectPro VDI3805 Internet_EU | R415/LRF24 |  | 1400 kPa | 400 kPa
110726 | R417+LR230A | R417+LR230A | 26 | R417 | + | LR230A | Standard actuator | 1 | Scenario 2 |  | PPK¦SelectPro¦VDI3805¦Internet_EU | PPK SelectPro VDI3805 Internet_EU | PPK SelectPro VDI3805 Internet_EU | R417+LR230A |  | 1400 kPa | 200 kPa
110727 | R417/LR230A | R417/LR230A | 26 | R417 | / | LR230A | Standard actuator | 1 | Scenario 2 |  | PPK¦SelectPro¦VDI3805¦Internet_EU | PPK SelectPro VDI3805 Internet_EU | PPK SelectPro VDI3805 Internet_EU | R417/LR230A |  | 1400 kPa | 200 kPa
110728 | R417+LR230A-S | R417+LR230A-S | 26 | R417 | + | LR230A-S | Standard actuator | 0 | Scenario 2 |  | PPK¦SelectPro¦VDI3805¦Internet_EU | PPK SelectPro VDI3805 Internet_EU | PPK SelectPro VDI3805 Internet_EU | R417+LR230A-S |  | 1400 kPa | 200 kPa
110729 | R417/LR230A-S | R417/LR230A-S | 26 | R417 | / | LR230A-S | Standard actuator | 0 | Scenario 2 |  | PPK¦SelectPro¦VDI3805¦Internet_EU | PPK SelectPro VDI3805 Internet_EU | PPK SelectPro VDI3805 Internet_EU | R417/LR230A-S |  | 1400 kPa | 200 kPa
110730 | R417+LR24A | R417+LR24A | 26 | R417 | + | LR24A | Standard actuator | 1 | Scenario 2 |  | PPK¦SelectPro¦VDI3805¦Internet_EU | PPK SelectPro VDI3805 Internet_EU | PPK SelectPro OEM VDI3805 Internet_EU | R417+LR24A |  | 1400 kPa | 200 kPa
110731 | R417/LR24A | R417/LR24A | 26 | R417 | / | LR24A | Standard actuator | 1 | Scenario 2 |  | PPK¦SelectPro¦VDI3805¦Internet_EU | PPK SelectPro VDI3805 Internet_EU | PPK SelectPro OEM VDI3805 Internet_EU | R417/LR24A |  | 1400 kPa | 200 kPa
110734 | R417+LR24A-MP | R417+LR24A-MP | 26 | R417 | + | LR24A-MP | Communicative actuator | 0 | Scenario 2 |  | PPK¦SelectPro¦VDI3805¦Internet_EU | PPK SelectPro VDI3805 Internet_EU | PPK SelectPro VDI3805 Internet_EU | R417+LR24A-MP |  | 1400 kPa | 200 kPa
110735 | R417/LR24A-MP | R417/LR24A-MP | 26 | R417 | / | LR24A-MP | Communicative actuator | 0 | Scenario 2 |  | PPK¦SelectPro¦VDI3805¦Internet_EU | PPK SelectPro VDI3805 Internet_EU | PPK SelectPro VDI3805 Internet_EU | R417/LR24A-MP |  | 1400 kPa | 200 kPa
110736 | R417+LR24A-S | R417+LR24A-S | 26 | R417 | + | LR24A-S | Standard actuator | 0 | Scenario 2 |  | PPK¦SelectPro¦VDI3805¦Internet_EU | PPK SelectPro VDI3805 Internet_EU | PPK SelectPro VDI3805 Internet_EU | R417+LR24A-S |  | 1400 kPa | 200 kPa
110737 | R417/LR24A-S | R417/LR24A-S | 26 | R417 | / | LR24A-S | Standard actuator | 0 | Scenario 2 |  | PPK¦SelectPro¦VDI3805¦Internet_EU | PPK SelectPro VDI3805 Internet_EU | PPK SelectPro VDI3805 Internet_EU | R417/LR24A-S |  | 1400 kPa | 200 kPa
110738 | R417+LR24A-SR | R417+LR24A-SR | 26 | R417 | + | LR24A-SR | Standard actuator | 1 | Scenario 2 |  | PPK¦SelectPro¦VDI3805¦Internet_EU | PPK SelectPro VDI3805 Internet_EU | PPK SelectPro VDI3805 Internet_EU | R417+LR24A-SR |  | 1400 kPa | 200 kPa
110739 | R417/LR24A-SR | R417/LR24A-SR | 26 | R417 | / | LR24A-SR | Standard actuator | 1 | Scenario 2 |  | PPK¦SelectPro¦VDI3805¦Internet_EU | PPK SelectPro VDI3805 Internet_EU | PPK SelectPro VDI3805 Internet_EU | R417/LR24A-SR |  | 1400 kPa | 200 kPa
110742 | R522+LR24A-MP | R522+LR24A-MP | 26 | R522 | + | LR24A-MP | Communicative actuator | 0 | Scenario 2 |  | PPK¦SelectPro¦VDI3805¦Internet_EU | PPK SelectPro VDI3805 Internet_EU | PPK SelectPro VDI3805 Internet_EU | R522+LR24A-MP |  | 1400 kPa | 200 kPa
110743 | R522/LR24A-MP | R522/LR24A-MP | 26 | R522 | / | LR24A-MP | Communicative actuator | 0 | Scenario 2 |  | PPK¦SelectPro¦VDI3805¦Internet_EU | PPK SelectPro VDI3805 Internet_EU | PPK SelectPro VDI3805 Internet_EU | R522/LR24A-MP |  | 1400 kPa | 200 kPa
110744 | R522+LR24A-S | R522+LR24A-S | 26 | R522 | + | LR24A-S | Standard actuator | 0 | Scenario 2 |  | PPK¦SelectPro¦VDI3805¦Internet_EU | PPK SelectPro VDI3805 Internet_EU | PPK SelectPro VDI3805 Internet_EU | R522+LR24A-S |  | 1400 kPa | 200 kPa
110745 | R522/LR24A-S | R522/LR24A-S | 26 | R522 | / | LR24A-S | Standard actuator | 0 | Scenario 2 |  | PPK¦SelectPro¦VDI3805¦Internet_EU | PPK SelectPro VDI3805 Internet_EU | PPK SelectPro VDI3805 Internet_EU | R522/LR24A-S |  | 1400 kPa | 200 kPa
110746 | R522+LR24A-SR | R522+LR24A-SR | 26 | R522 | + | LR24A-SR | Standard actuator | 1 | Scenario 2 |  | PPK¦SelectPro¦VDI3805¦Internet_EU | PPK SelectPro VDI3805 Internet_EU | PPK SelectPro VDI3805 Internet_EU | R522+LR24A-SR |  | 1400 kPa | 200 kPa
110747 | R522/LR24A-SR | R522/LR24A-SR | 26 | R522 | / | LR24A-SR | Standard actuator | 1 | Scenario 2 |  | PPK¦SelectPro¦VDI3805¦Internet_EU | PPK SelectPro VDI3805 Internet_EU | PPK SelectPro VDI3805 Internet_EU | R522/LR24A-SR |  | 1400 kPa | 200 kPa
110750 | R522+LRC24A-SR | R522+LRC24A-SR | 26 | R522 | + | LRC24A-SR | Fast runner | 1 | Scenario 2 |  | PPK¦SelectPro¦VDI3805¦Internet_EU | PPK SelectPro VDI3805 Internet_EU | PPK SelectPro VDI3805 Internet_EU | R522+LRC24A-SR |  | 1400 kPa | 200 kPa
110751 | R522/LRC24A-SR | R522/LRC24A-SR | 26 | R522 | / | LRC24A-SR | Fast runner | 1 | Scenario 2 |  | PPK¦SelectPro¦VDI3805¦Internet_EU | PPK SelectPro VDI3805 Internet_EU | PPK SelectPro VDI3805 Internet_EU | R522/LRC24A-SR |  | 1400 kPa | 200 kPa
110826 | R523+LR230A | R523+LR230A | 26 | R523 | + | LR230A | Standard actuator | 1 | Scenario 2 |  | PPK¦SelectPro¦VDI3805¦Internet_EU | PPK SelectPro VDI3805 Internet_EU | PPK SelectPro VDI3805 Internet_EU | R523+LR230A |  | 1400 kPa | 200 kPa
110827 | R523/LR230A | R523/LR230A | 26 | R523 | / | LR230A | Standard actuator | 1 | Scenario 2 |  | PPK¦SelectPro¦VDI3805¦Internet_EU | PPK SelectPro VDI3805 Internet_EU | PPK SelectPro VDI3805 Internet_EU | R523/LR230A |  | 1400 kPa | 200 kPa
110828 | R523+LR230A-S | R523+LR230A-S | 26 | R523 | + | LR230A-S | Standard actuator | 0 | Scenario 2 |  | PPK¦SelectPro¦VDI3805¦Internet_EU | PPK SelectPro VDI3805 Internet_EU | PPK SelectPro VDI3805 Internet_EU | R523+LR230A-S |  | 1400 kPa | 200 kPa
110829 | R523/LR230A-S | R523/LR230A-S | 26 | R523 | / | LR230A-S | Standard actuator | 0 | Scenario 2 |  | PPK¦SelectPro¦VDI3805¦Internet_EU | PPK SelectPro VDI3805 Internet_EU | PPK SelectPro VDI3805 Internet_EU | R523/LR230A-S |  | 1400 kPa | 200 kPa
110830 | R523+LR24A | R523+LR24A | 26 | R523 | + | LR24A | Standard actuator | 1 | Scenario 2 |  | PPK¦SelectPro¦VDI3805¦Internet_EU | PPK SelectPro VDI3805 Internet_EU | PPK SelectPro OEM VDI3805 Internet_EU | R523+LR24A |  | 1400 kPa | 200 kPa
110831 | R523/LR24A | R523/LR24A | 26 | R523 | / | LR24A | Standard actuator | 1 | Scenario 2 |  | PPK¦SelectPro¦VDI3805¦Internet_EU | PPK SelectPro VDI3805 Internet_EU | PPK SelectPro OEM VDI3805 Internet_EU | R523/LR24A |  | 1400 kPa | 200 kPa
110834 | R523+LR24A-MP | R523+LR24A-MP | 26 | R523 | + | LR24A-MP | Communicative actuator | 0 | Scenario 2 |  | PPK¦SelectPro¦VDI3805¦Internet_EU | PPK SelectPro VDI3805 Internet_EU | PPK SelectPro VDI3805 Internet_EU | R523+LR24A-MP |  | 1400 kPa | 200 kPa
110835 | R523/LR24A-MP | R523/LR24A-MP | 26 | R523 | / | LR24A-MP | Communicative actuator | 0 | Scenario 2 |  | PPK¦SelectPro¦VDI3805¦Internet_EU | PPK SelectPro VDI3805 Internet_EU | PPK SelectPro VDI3805 Internet_EU | R523/LR24A-MP |  | 1400 kPa | 200 kPa
110836 | R523+LR24A-S | R523+LR24A-S | 26 | R523 | + | LR24A-S | Standard actuator | 0 | Scenario 2 |  | PPK¦SelectPro¦VDI3805¦Internet_EU | PPK SelectPro VDI3805 Internet_EU | PPK SelectPro VDI3805 Internet_EU | R523+LR24A-S |  | 1400 kPa | 200 kPa
110837 | R523/LR24A-S | R523/LR24A-S | 26 | R523 | / | LR24A-S | Standard actuator | 0 | Scenario 2 |  | PPK¦SelectPro¦VDI3805¦Internet_EU | PPK SelectPro VDI3805 Internet_EU | PPK SelectPro VDI3805 Internet_EU | R523/LR24A-S |  | 1400 kPa | 200 kPa
110838 | R523+LR24A-SR | R523+LR24A-SR | 26 | R523 | + | LR24A-SR | Standard actuator | 1 | Scenario 2 |  | PPK¦SelectPro¦VDI3805¦Internet_EU | PPK SelectPro VDI3805 Internet_EU | PPK SelectPro VDI3805 Internet_EU | R523+LR24A-SR |  | 1400 kPa | 200 kPa
110839 | R523/LR24A-SR | R523/LR24A-SR | 26 | R523 | / | LR24A-SR | Standard actuator | 1 | Scenario 2 |  | PPK¦SelectPro¦VDI3805¦Internet_EU | PPK SelectPro VDI3805 Internet_EU | PPK SelectPro VDI3805 Internet_EU | R523/LR24A-SR |  | 1400 kPa | 200 kPa
110842 | R523+LRC24A-SR | R523+LRC24A-SR | 26 | R523 | + | LRC24A-SR | Fast runner | 1 | Scenario 2 |  | PPK¦SelectPro¦VDI3805¦Internet_EU | PPK SelectPro VDI3805 Internet_EU | PPK SelectPro VDI3805 Internet_EU | R523+LRC24A-SR |  | 1400 kPa | 200 kPa
110843 | R523/LRC24A-SR | R523/LRC24A-SR | 26 | R523 | / | LRC24A-SR | Fast runner | 1 | Scenario 2 |  | PPK¦SelectPro¦VDI3805¦Internet_EU | PPK SelectPro VDI3805 Internet_EU | PPK SelectPro VDI3805 Internet_EU | R523/LRC24A-SR |  | 1400 kPa | 200 kPa
110914 | R525+LR230A | R525+LR230A | 26 | R525 | + | LR230A | Standard actuator | 1 | Scenario 1 |  | PPK¦SelectPro¦VDI3805¦Internet_EU | PPK SelectPro VDI3805 Internet_EU | PPK SelectPro VDI3805 Internet_EU | R525+LR230A |  | 1400 kPa | 400 kPa
110915 | R525/LR230A | R525/LR230A | 26 | R525 | / | LR230A | Standard actuator | 1 | Scenario 1 |  | PPK¦SelectPro¦VDI3805¦Internet_EU | PPK SelectPro VDI3805 Internet_EU | PPK SelectPro VDI3805 Internet_EU | R525/LR230A |  | 1400 kPa | 400 kPa
110916 | R525+LR230A-S | R525+LR230A-S | 26 | R525 | + | LR230A-S | Standard actuator | 0 | Scenario 1 |  | PPK¦SelectPro¦VDI3805¦Internet_EU | PPK SelectPro VDI3805 Internet_EU | PPK SelectPro VDI3805 Internet_EU | R525+LR230A-S |  | 1400 kPa | 400 kPa
110917 | R525/LR230A-S | R525/LR230A-S | 26 | R525 | / | LR230A-S | Standard actuator | 0 | Scenario 1 |  | PPK¦SelectPro¦VDI3805¦Internet_EU | PPK SelectPro VDI3805 Internet_EU | PPK SelectPro VDI3805 Internet_EU | R525/LR230A-S |  | 1400 kPa | 400 kPa
110918 | R525+LR24A | R525+LR24A | 26 | R525 | + | LR24A | Standard actuator | 1 | Scenario 1 |  | PPK¦SelectPro¦VDI3805¦Internet_EU | PPK SelectPro VDI3805 Internet_EU | PPK SelectPro OEM VDI3805 Internet_EU | R525+LR24A |  | 1400 kPa | 400 kPa
110919 | R525/LR24A | R525/LR24A | 26 | R525 | / | LR24A | Standard actuator | 1 | Scenario 1 |  | PPK¦SelectPro¦VDI3805¦Internet_EU | PPK SelectPro VDI3805 Internet_EU | PPK SelectPro OEM VDI3805 Internet_EU | R525/LR24A |  | 1400 kPa | 400 kPa
110922 | R525+LR24A-MP | R525+LR24A-MP | 26 | R525 | + | LR24A-MP | Communicative actuator | 0 | Scenario 1 |  | PPK¦SelectPro¦VDI3805¦Internet_EU | PPK SelectPro VDI3805 Internet_EU | PPK SelectPro VDI3805 Internet_EU | R525+LR24A-MP |  | 1400 kPa | 400 kPa
110923 | R525/LR24A-MP | R525/LR24A-MP | 26 | R525 | / | LR24A-MP | Communicative actuator | 0 | Scenario 1 |  | PPK¦SelectPro¦VDI3805¦Internet_EU | PPK SelectPro VDI3805 Internet_EU | PPK SelectPro VDI3805 Internet_EU | R525/LR24A-MP |  | 1400 kPa | 400 kPa
110924 | R525+LR24A-S | R525+LR24A-S | 26 | R525 | + | LR24A-S | Standard actuator | 0 | Scenario 1 |  | PPK¦SelectPro¦VDI3805¦Internet_EU | PPK SelectPro VDI3805 Internet_EU | PPK SelectPro VDI3805 Internet_EU | R525+LR24A-S |  | 1400 kPa | 400 kPa
110925 | R525/LR24A-S | R525/LR24A-S | 26 | R525 | / | LR24A-S | Standard actuator | 0 | Scenario 1 |  | PPK¦SelectPro¦VDI3805¦Internet_EU | PPK SelectPro VDI3805 Internet_EU | PPK SelectPro VDI3805 Internet_EU | R525/LR24A-S |  | 1400 kPa | 400 kPa
110928 | R525+LRF230 | R525+LRF230 | 26 | R525 | + | LRF230 | Actuator with emergency control function | 1 | Scenario 1 |  | PPK¦SelectPro¦VDI3805¦Internet_EU | PPK SelectPro VDI3805 Internet_EU | PPK SelectPro OEM VDI3805 Internet_EU | R525+LRF230 |  | 1400 kPa | 400 kPa
110929 | R525/LRF230 | R525/LRF230 | 26 | R525 | / | LRF230 | Actuator with emergency control function | 1 | Scenario 1 |  | PPK¦SelectPro¦VDI3805¦Internet_EU | PPK SelectPro VDI3805 Internet_EU | PPK SelectPro OEM VDI3805 Internet_EU | R525/LRF230 |  | 1400 kPa | 400 kPa
110936 | R525+LRF24 | R525+LRF24 | 26 | R525 | + | LRF24 | Actuator with emergency control function | 1 | Scenario 1 |  | PPK¦SelectPro¦VDI3805¦Internet_EU | PPK SelectPro VDI3805 Internet_EU | PPK SelectPro VDI3805 Internet_EU | R525+LRF24 |  | 1400 kPa | 400 kPa
110937 | R525/LRF24 | R525/LRF24 | 26 | R525 | / | LRF24 | Actuator with emergency control function | 1 | Scenario 1 |  | PPK¦SelectPro¦VDI3805¦Internet_EU | PPK SelectPro VDI3805 Internet_EU | PPK SelectPro VDI3805 Internet_EU | R525/LRF24 |  | 1400 kPa | 400 kPa
110966 | R417+LRC24A-SR | R417+LRC24A-SR | 26 | R417 | + | LRC24A-SR | Fast runner | 1 | Scenario 2 |  | PPK¦SelectPro¦VDI3805¦Internet_EU | PPK SelectPro VDI3805 Internet_EU | PPK SelectPro VDI3805 Internet_EU | R417+LRC24A-SR |  | 1400 kPa | 200 kPa
110967 | R417/LRC24A-SR | R417/LRC24A-SR | 26 | R417 | / | LRC24A-SR | Fast runner | 1 | Scenario 2 |  | PPK¦SelectPro¦VDI3805¦Internet_EU | PPK SelectPro VDI3805 Internet_EU | PPK SelectPro VDI3805 Internet_EU | R417/LRC24A-SR |  | 1400 kPa | 200 kPa
111048 | R418+LR230A | R418+LR230A | 26 | R418 | + | LR230A | Standard actuator | 1 | Scenario 2 |  | PPK¦SelectPro¦VDI3805¦Internet_EU | PPK SelectPro VDI3805 Internet_EU | PPK SelectPro VDI3805 Internet_EU | R418+LR230A |  | 1400 kPa | 200 kPa
111049 | R418/LR230A | R418/LR230A | 26 | R418 | / | LR230A | Standard actuator | 1 | Scenario 2 |  | PPK¦SelectPro¦VDI3805¦Internet_EU | PPK SelectPro VDI3805 Internet_EU | PPK SelectPro VDI3805 Internet_EU | R418/LR230A |  | 1400 kPa | 200 kPa
111050 | R418+LR230A-S | R418+LR230A-S | 26 | R418 | + | LR230A-S | Standard actuator | 0 | Scenario 2 |  | PPK¦SelectPro¦VDI3805¦Internet_EU | PPK SelectPro VDI3805 Internet_EU | PPK SelectPro VDI3805 Internet_EU | R418+LR230A-S |  | 1400 kPa | 200 kPa
111051 | R418/LR230A-S | R418/LR230A-S | 26 | R418 | / | LR230A-S | Standard actuator | 0 | Scenario 2 |  | PPK¦SelectPro¦VDI3805¦Internet_EU | PPK SelectPro VDI3805 Internet_EU | PPK SelectPro VDI3805 Internet_EU | R418/LR230A-S |  | 1400 kPa | 200 kPa
111052 | R418+LR24A | R418+LR24A | 26 | R418 | + | LR24A | Standard actuator | 1 | Scenario 2 |  | PPK¦SelectPro¦VDI3805¦Internet_EU | PPK SelectPro VDI3805 Internet_EU | PPK SelectPro OEM VDI3805 Internet_EU | R418+LR24A |  | 1400 kPa | 200 kPa
111053 | R418/LR24A | R418/LR24A | 26 | R418 | / | LR24A | Standard actuator | 1 | Scenario 2 |  | PPK¦SelectPro¦VDI3805¦Internet_EU | PPK SelectPro VDI3805 Internet_EU | PPK SelectPro OEM VDI3805 Internet_EU | R418/LR24A |  | 1400 kPa | 200 kPa
111056 | R418+LR24A-MP | R418+LR24A-MP | 26 | R418 | + | LR24A-MP | Communicative actuator | 0 | Scenario 2 |  | PPK¦SelectPro¦VDI3805¦Internet_EU | PPK SelectPro VDI3805 Internet_EU | PPK SelectPro VDI3805 Internet_EU | R418+LR24A-MP |  | 1400 kPa | 200 kPa
111057 | R418/LR24A-MP | R418/LR24A-MP | 26 | R418 | / | LR24A-MP | Communicative actuator | 0 | Scenario 2 |  | PPK¦SelectPro¦VDI3805¦Internet_EU | PPK SelectPro VDI3805 Internet_EU | PPK SelectPro VDI3805 Internet_EU | R418/LR24A-MP |  | 1400 kPa | 200 kPa
111058 | R418+LR24A-S | R418+LR24A-S | 26 | R418 | + | LR24A-S | Standard actuator | 0 | Scenario 2 |  | PPK¦SelectPro¦VDI3805¦Internet_EU | PPK SelectPro VDI3805 Internet_EU | PPK SelectPro VDI3805 Internet_EU | R418+LR24A-S |  | 1400 kPa | 200 kPa
111059 | R418/LR24A-S | R418/LR24A-S | 26 | R418 | / | LR24A-S | Standard actuator | 0 | Scenario 2 |  | PPK¦SelectPro¦VDI3805¦Internet_EU | PPK SelectPro VDI3805 Internet_EU | PPK SelectPro VDI3805 Internet_EU | R418/LR24A-S |  | 1400 kPa | 200 kPa
111060 | R418+LR24A-SR | R418+LR24A-SR | 26 | R418 | + | LR24A-SR | Standard actuator | 1 | Scenario 2 |  | PPK¦SelectPro¦VDI3805¦Internet_EU | PPK SelectPro VDI3805 Internet_EU | PPK SelectPro VDI3805 Internet_EU | R418+LR24A-SR |  | 1400 kPa | 200 kPa
111061 | R418/LR24A-SR | R418/LR24A-SR | 26 | R418 | / | LR24A-SR | Standard actuator | 1 | Scenario 2 |  | PPK¦SelectPro¦VDI3805¦Internet_EU | PPK SelectPro VDI3805 Internet_EU | PPK SelectPro VDI3805 Internet_EU | R418/LR24A-SR |  | 1400 kPa | 200 kPa
111064 | R418+LRC24A-SR | R418+LRC24A-SR | 26 | R418 | + | LRC24A-SR | Fast runner | 1 | Scenario 2 |  | PPK¦SelectPro¦VDI3805¦Internet_EU | PPK SelectPro VDI3805 Internet_EU | PPK SelectPro VDI3805 Internet_EU | R418+LRC24A-SR |  | 1400 kPa | 200 kPa
111065 | R418/LRC24A-SR | R418/LRC24A-SR | 26 | R418 | / | LRC24A-SR | Fast runner | 1 | Scenario 2 |  | PPK¦SelectPro¦VDI3805¦Internet_EU | PPK SelectPro VDI3805 Internet_EU | PPK SelectPro VDI3805 Internet_EU | R418/LRC24A-SR |  | 1400 kPa | 200 kPa
111160 | R529+LR230A | R529+LR230A | 26 | R529 | + | LR230A | Standard actuator | 0 | Scenario 2 |  | SelectPro¦VDI3805¦Internet_EU | SelectPro VDI3805 Internet_EU | PPK SelectPro VDI3805 Internet_EU | R529+LR230A |  | 1400 kPa | 200 kPa
111161 | R529/LR230A | R529/LR230A | 26 | R529 | / | LR230A | Standard actuator | 0 | Scenario 2 |  | SelectPro¦VDI3805¦Internet_EU | SelectPro VDI3805 Internet_EU | PPK SelectPro VDI3805 Internet_EU | R529/LR230A |  | 1400 kPa | 200 kPa
111162 | R529+LR230A-S | R529+LR230A-S | 26 | R529 | + | LR230A-S | Standard actuator | 0 | Scenario 2 |  | SelectPro¦VDI3805¦Internet_EU | SelectPro VDI3805 Internet_EU | PPK SelectPro VDI3805 Internet_EU | R529+LR230A-S |  | 1400 kPa | 200 kPa
111163 | R529/LR230A-S | R529/LR230A-S | 26 | R529 | / | LR230A-S | Standard actuator | 0 | Scenario 2 |  | SelectPro¦VDI3805¦Internet_EU | SelectPro VDI3805 Internet_EU | PPK SelectPro VDI3805 Internet_EU | R529/LR230A-S |  | 1400 kPa | 200 kPa
111164 | R529+LR24A | R529+LR24A | 26 | R529 | + | LR24A | Standard actuator | 0 | Scenario 2 |  | SelectPro¦VDI3805¦Internet_EU | SelectPro VDI3805 Internet_EU | PPK SelectPro OEM VDI3805 Internet_EU | R529+LR24A |  | 1400 kPa | 200 kPa
111165 | R529/LR24A | R529/LR24A | 26 | R529 | / | LR24A | Standard actuator | 0 | Scenario 2 |  | SelectPro¦VDI3805¦Internet_EU | SelectPro VDI3805 Internet_EU | PPK SelectPro OEM VDI3805 Internet_EU | R529/LR24A |  | 1400 kPa | 200 kPa
111168 | R529+LR24A-MP | R529+LR24A-MP | 26 | R529 | + | LR24A-MP | Communicative actuator | 0 | Scenario 2 |  | SelectPro¦VDI3805¦Internet_EU | SelectPro VDI3805 Internet_EU | PPK SelectPro VDI3805 Internet_EU | R529+LR24A-MP |  | 1400 kPa | 200 kPa
111169 | R529/LR24A-MP | R529/LR24A-MP | 26 | R529 | / | LR24A-MP | Communicative actuator | 0 | Scenario 2 |  | SelectPro¦VDI3805¦Internet_EU | SelectPro VDI3805 Internet_EU | PPK SelectPro VDI3805 Internet_EU | R529/LR24A-MP |  | 1400 kPa | 200 kPa
111170 | R529+LR24A-S | R529+LR24A-S | 26 | R529 | + | LR24A-S | Standard actuator | 0 | Scenario 2 |  | SelectPro¦VDI3805¦Internet_EU | SelectPro VDI3805 Internet_EU | PPK SelectPro VDI3805 Internet_EU | R529+LR24A-S |  | 1400 kPa | 200 kPa
111171 | R529/LR24A-S | R529/LR24A-S | 26 | R529 | / | LR24A-S | Standard actuator | 0 | Scenario 2 |  | SelectPro¦VDI3805¦Internet_EU | SelectPro VDI3805 Internet_EU | PPK SelectPro VDI3805 Internet_EU | R529/LR24A-S |  | 1400 kPa | 200 kPa
111172 | R529+LR24A-SR | R529+LR24A-SR | 26 | R529 | + | LR24A-SR | Standard actuator | 0 | Scenario 2 |  | SelectPro¦VDI3805¦Internet_EU | SelectPro VDI3805 Internet_EU | PPK SelectPro VDI3805 Internet_EU | R529+LR24A-SR |  | 1400 kPa | 200 kPa
111173 | R529/LR24A-SR | R529/LR24A-SR | 26 | R529 | / | LR24A-SR | Standard actuator | 0 | Scenario 2 |  | SelectPro¦VDI3805¦Internet_EU | SelectPro VDI3805 Internet_EU | PPK SelectPro VDI3805 Internet_EU | R529/LR24A-SR |  | 1400 kPa | 200 kPa
111176 | R529+LRC24A-SR | R529+LRC24A-SR | 26 | R529 | + | LRC24A-SR | Fast runner | 0 | Scenario 2 |  | SelectPro¦VDI3805¦Internet_EU | SelectPro VDI3805 Internet_EU | PPK SelectPro VDI3805 Internet_EU | R529+LRC24A-SR |  | 1400 kPa | 200 kPa
111177 | R529/LRC24A-SR | R529/LRC24A-SR | 26 | R529 | / | LRC24A-SR | Fast runner | 0 | Scenario 2 |  | SelectPro¦VDI3805¦Internet_EU | SelectPro VDI3805 Internet_EU | PPK SelectPro VDI3805 Internet_EU | R529/LRC24A-SR |  | 1400 kPa | 200 kPa
111264 | R419+LR230A | R419+LR230A | 26 | R419 | + | LR230A | Standard actuator | 1 | Scenario 2 |  | PPK¦SelectPro¦VDI3805¦Internet_EU | PPK SelectPro VDI3805 Internet_EU | PPK SelectPro VDI3805 Internet_EU | R419+LR230A |  | 1400 kPa | 200 kPa
111265 | R419/LR230A | R419/LR230A | 26 | R419 | / | LR230A | Standard actuator | 1 | Scenario 2 |  | PPK¦SelectPro¦VDI3805¦Internet_EU | PPK SelectPro VDI3805 Internet_EU | PPK SelectPro VDI3805 Internet_EU | R419/LR230A |  | 1400 kPa | 200 kPa
111266 | R419+LR230A-S | R419+LR230A-S | 26 | R419 | + | LR230A-S | Standard actuator | 0 | Scenario 2 |  | PPK¦SelectPro¦VDI3805¦Internet_EU | PPK SelectPro VDI3805 Internet_EU | PPK SelectPro VDI3805 Internet_EU | R419+LR230A-S |  | 1400 kPa | 200 kPa
111267 | R419/LR230A-S | R419/LR230A-S | 26 | R419 | / | LR230A-S | Standard actuator | 0 | Scenario 2 |  | PPK¦SelectPro¦VDI3805¦Internet_EU | PPK SelectPro VDI3805 Internet_EU | PPK SelectPro VDI3805 Internet_EU | R419/LR230A-S |  | 1400 kPa | 200 kPa
111268 | R419+LR24A | R419+LR24A | 26 | R419 | + | LR24A | Standard actuator | 1 | Scenario 2 |  | PPK¦SelectPro¦VDI3805¦Internet_EU | PPK SelectPro VDI3805 Internet_EU | PPK SelectPro OEM VDI3805 Internet_EU | R419+LR24A |  | 1400 kPa | 200 kPa
111269 | R419/LR24A | R419/LR24A | 26 | R419 | / | LR24A | Standard actuator | 1 | Scenario 2 |  | PPK¦SelectPro¦VDI3805¦Internet_EU | PPK SelectPro VDI3805 Internet_EU | PPK SelectPro OEM VDI3805 Internet_EU | R419/LR24A |  | 1400 kPa | 200 kPa
111272 | R419+LR24A-MP | R419+LR24A-MP | 26 | R419 | + | LR24A-MP | Communicative actuator | 0 | Scenario 2 |  | PPK¦SelectPro¦VDI3805¦Internet_EU | PPK SelectPro VDI3805 Internet_EU | PPK SelectPro VDI3805 Internet_EU | R419+LR24A-MP |  | 1400 kPa | 200 kPa
111273 | R419/LR24A-MP | R419/LR24A-MP | 26 | R419 | / | LR24A-MP | Communicative actuator | 0 | Scenario 2 |  | PPK¦SelectPro¦VDI3805¦Internet_EU | PPK SelectPro VDI3805 Internet_EU | PPK SelectPro VDI3805 Internet_EU | R419/LR24A-MP |  | 1400 kPa | 200 kPa
111274 | R419+LR24A-S | R419+LR24A-S | 26 | R419 | + | LR24A-S | Standard actuator | 0 | Scenario 2 |  | PPK¦SelectPro¦VDI3805¦Internet_EU | PPK SelectPro VDI3805 Internet_EU | PPK SelectPro VDI3805 Internet_EU | R419+LR24A-S |  | 1400 kPa | 200 kPa
111275 | R419/LR24A-S | R419/LR24A-S | 26 | R419 | / | LR24A-S | Standard actuator | 0 | Scenario 2 |  | PPK¦SelectPro¦VDI3805¦Internet_EU | PPK SelectPro VDI3805 Internet_EU | PPK SelectPro VDI3805 Internet_EU | R419/LR24A-S |  | 1400 kPa | 200 kPa
111276 | R419+LR24A-SR | R419+LR24A-SR | 26 | R419 | + | LR24A-SR | Standard actuator | 1 | Scenario 2 |  | PPK¦SelectPro¦VDI3805¦Internet_EU | PPK SelectPro VDI3805 Internet_EU | PPK SelectPro VDI3805 Internet_EU | R419+LR24A-SR |  | 1400 kPa | 200 kPa
111277 | R419/LR24A-SR | R419/LR24A-SR | 26 | R419 | / | LR24A-SR | Standard actuator | 1 | Scenario 2 |  | PPK¦SelectPro¦VDI3805¦Internet_EU | PPK SelectPro VDI3805 Internet_EU | PPK SelectPro VDI3805 Internet_EU | R419/LR24A-SR |  | 1400 kPa | 200 kPa
111280 | R419+LRC24A-SR | R419+LRC24A-SR | 26 | R419 | + | LRC24A-SR | Fast runner | 1 | Scenario 2 |  | PPK¦SelectPro¦VDI3805¦Internet_EU | PPK SelectPro VDI3805 Internet_EU | PPK SelectPro VDI3805 Internet_EU | R419+LRC24A-SR |  | 1400 kPa | 200 kPa
111281 | R419/LRC24A-SR | R419/LRC24A-SR | 26 | R419 | / | LRC24A-SR | Fast runner | 1 | Scenario 2 |  | PPK¦SelectPro¦VDI3805¦Internet_EU | PPK SelectPro VDI3805 Internet_EU | PPK SelectPro VDI3805 Internet_EU | R419/LRC24A-SR |  | 1400 kPa | 200 kPa
111358 | R420+LR230A | R420+LR230A | 26 | R420 | + | LR230A | Standard actuator | 1 | Scenario 1 |  | PPK¦SelectPro¦VDI3805¦Internet_EU | PPK SelectPro VDI3805 Internet_EU | PPK SelectPro VDI3805 Internet_EU | R420+LR230A |  | 1400 kPa | 400 kPa
111359 | R420/LR230A | R420/LR230A | 26 | R420 | / | LR230A | Standard actuator | 1 | Scenario 1 |  | PPK¦SelectPro¦VDI3805¦Internet_EU | PPK SelectPro VDI3805 Internet_EU | PPK SelectPro VDI3805 Internet_EU | R420/LR230A |  | 1400 kPa | 400 kPa
111360 | R420+LR230A-S | R420+LR230A-S | 26 | R420 | + | LR230A-S | Standard actuator | 0 | Scenario 1 |  | PPK¦SelectPro¦VDI3805¦Internet_EU | PPK SelectPro VDI3805 Internet_EU | PPK SelectPro VDI3805 Internet_EU | R420+LR230A-S |  | 1400 kPa | 400 kPa
111361 | R420/LR230A-S | R420/LR230A-S | 26 | R420 | / | LR230A-S | Standard actuator | 0 | Scenario 1 |  | PPK¦SelectPro¦VDI3805¦Internet_EU | PPK SelectPro VDI3805 Internet_EU | PPK SelectPro VDI3805 Internet_EU | R420/LR230A-S |  | 1400 kPa | 400 kPa
111362 | R420+LR24A | R420+LR24A | 26 | R420 | + | LR24A | Standard actuator | 1 | Scenario 1 |  | PPK¦SelectPro¦VDI3805¦Internet_EU | PPK SelectPro VDI3805 Internet_EU | PPK SelectPro OEM VDI3805 Internet_EU | R420+LR24A |  | 1400 kPa | 400 kPa
111363 | R420/LR24A | R420/LR24A | 26 | R420 | / | LR24A | Standard actuator | 1 | Scenario 1 |  | PPK¦SelectPro¦VDI3805¦Internet_EU | PPK SelectPro VDI3805 Internet_EU | PPK SelectPro OEM VDI3805 Internet_EU | R420/LR24A |  | 1400 kPa | 400 kPa
111366 | R420+LR24A-MP | R420+LR24A-MP | 26 | R420 | + | LR24A-MP | Communicative actuator | 0 | Scenario 1 |  | PPK¦SelectPro¦VDI3805¦Internet_EU | PPK SelectPro VDI3805 Internet_EU | PPK SelectPro VDI3805 Internet_EU | R420+LR24A-MP |  | 1400 kPa | 400 kPa
111367 | R420/LR24A-MP | R420/LR24A-MP | 26 | R420 | / | LR24A-MP | Communicative actuator | 0 | Scenario 1 |  | PPK¦SelectPro¦VDI3805¦Internet_EU | PPK SelectPro VDI3805 Internet_EU | PPK SelectPro VDI3805 Internet_EU | R420/LR24A-MP |  | 1400 kPa | 400 kPa
111368 | R420+LR24A-S | R420+LR24A-S | 26 | R420 | + | LR24A-S | Standard actuator | 0 | Scenario 1 |  | PPK¦SelectPro¦VDI3805¦Internet_EU | PPK SelectPro VDI3805 Internet_EU | PPK SelectPro VDI3805 Internet_EU | R420+LR24A-S |  | 1400 kPa | 400 kPa
111369 | R420/LR24A-S | R420/LR24A-S | 26 | R420 | / | LR24A-S | Standard actuator | 0 | Scenario 1 |  | PPK¦SelectPro¦VDI3805¦Internet_EU | PPK SelectPro VDI3805 Internet_EU | PPK SelectPro VDI3805 Internet_EU | R420/LR24A-S |  | 1400 kPa | 400 kPa
111372 | R530+LR230A | R530+LR230A | 26 | R530 | + | LR230A | Standard actuator | 0 | Scenario 1 |  | VDI3805¦Internet_EU | VDI3805 Internet_EU | PPK SelectPro VDI3805 Internet_EU | R530+LR230A |  | 1400 kPa | 400 kPa
111373 | R530/LR230A | R530/LR230A | 26 | R530 | / | LR230A | Standard actuator | 0 | Scenario 1 |  | VDI3805¦Internet_EU | VDI3805 Internet_EU | PPK SelectPro VDI3805 Internet_EU | R530/LR230A |  | 1400 kPa | 400 kPa
111374 | R530+LR230A-S | R530+LR230A-S | 26 | R530 | + | LR230A-S | Standard actuator | 0 | Scenario 1 |  | VDI3805¦Internet_EU | VDI3805 Internet_EU | PPK SelectPro VDI3805 Internet_EU | R530+LR230A-S |  | 1400 kPa | 400 kPa
111375 | R530/LR230A-S | R530/LR230A-S | 26 | R530 | / | LR230A-S | Standard actuator | 0 | Scenario 1 |  | VDI3805¦Internet_EU | VDI3805 Internet_EU | PPK SelectPro VDI3805 Internet_EU | R530/LR230A-S |  | 1400 kPa | 400 kPa
111376 | R530+LR24A | R530+LR24A | 26 | R530 | + | LR24A | Standard actuator | 0 | Scenario 1 |  | VDI3805¦Internet_EU | VDI3805 Internet_EU | PPK SelectPro OEM VDI3805 Internet_EU | R530+LR24A |  | 1400 kPa | 400 kPa
111377 | R530/LR24A | R530/LR24A | 26 | R530 | / | LR24A | Standard actuator | 0 | Scenario 1 |  | VDI3805¦Internet_EU | VDI3805 Internet_EU | PPK SelectPro OEM VDI3805 Internet_EU | R530/LR24A |  | 1400 kPa | 400 kPa
111378 | R530+LR24A-MP | R530+LR24A-MP | 26 | R530 | + | LR24A-MP | Communicative actuator | 0 | Scenario 1 |  | VDI3805¦Internet_EU | VDI3805 Internet_EU | PPK SelectPro VDI3805 Internet_EU | R530+LR24A-MP |  | 1400 kPa | 400 kPa
111379 | R530/LR24A-MP | R530/LR24A-MP | 26 | R530 | / | LR24A-MP | Communicative actuator | 0 | Scenario 1 |  | VDI3805¦Internet_EU | VDI3805 Internet_EU | PPK SelectPro VDI3805 Internet_EU | R530/LR24A-MP |  | 1400 kPa | 400 kPa
111380 | R530+LR24A-S | R530+LR24A-S | 26 | R530 | + | LR24A-S | Standard actuator | 0 | Scenario 1 |  | VDI3805¦Internet_EU | VDI3805 Internet_EU | PPK SelectPro VDI3805 Internet_EU | R530+LR24A-S |  | 1400 kPa | 400 kPa
111381 | R530/LR24A-S | R530/LR24A-S | 26 | R530 | / | LR24A-S | Standard actuator | 0 | Scenario 1 |  | VDI3805¦Internet_EU | VDI3805 Internet_EU | PPK SelectPro VDI3805 Internet_EU | R530/LR24A-S |  | 1400 kPa | 400 kPa
111384 | R530+LRF230 | R530+LRF230 | 26 | R530 | + | LRF230 | Actuator with emergency control function | 0 | Scenario 1 |  | VDI3805¦Internet_EU | VDI3805 Internet_EU | PPK SelectPro OEM VDI3805 Internet_EU | R530+LRF230 |  | 1400 kPa | 400 kPa
111385 | R530/LRF230 | R530/LRF230 | 26 | R530 | / | LRF230 | Actuator with emergency control function | 0 | Scenario 1 |  | VDI3805¦Internet_EU | VDI3805 Internet_EU | PPK SelectPro OEM VDI3805 Internet_EU | R530/LRF230 |  | 1400 kPa | 400 kPa
111392 | R530+LRF24 | R530+LRF24 | 26 | R530 | + | LRF24 | Actuator with emergency control function | 0 | Scenario 1 |  | VDI3805¦Internet_EU | VDI3805 Internet_EU | PPK SelectPro VDI3805 Internet_EU | R530+LRF24 |  | 1400 kPa | 400 kPa
111393 | R530/LRF24 | R530/LRF24 | 26 | R530 | / | LRF24 | Actuator with emergency control function | 0 | Scenario 1 |  | VDI3805¦Internet_EU | VDI3805 Internet_EU | PPK SelectPro VDI3805 Internet_EU | R530/LRF24 |  | 1400 kPa | 400 kPa
111452 | R531+NR230A | R531+NR230A | 26 | R531 | + | NR230A | Standard actuator | 1 | Scenario 2 |  | PPK¦SelectPro¦VDI3805¦Internet_EU | PPK SelectPro VDI3805 Internet_EU | PPK SelectPro OEM VDI3805 Internet_EU | R531+NR230A |  | 1400 kPa | 200 kPa
111453 | R531/NR230A | R531/NR230A | 26 | R531 | / | NR230A | Standard actuator | 1 | Scenario 2 |  | PPK¦SelectPro¦VDI3805¦Internet_EU | PPK SelectPro VDI3805 Internet_EU | PPK SelectPro OEM VDI3805 Internet_EU | R531/NR230A |  | 1400 kPa | 200 kPa
111454 | R531+NR230A-S | R531+NR230A-S | 26 | R531 | + | NR230A-S | Standard actuator | 0 | Scenario 2 |  | PPK¦SelectPro¦VDI3805¦Internet_EU | PPK SelectPro VDI3805 Internet_EU | PPK SelectPro VDI3805 Internet_EU | R531+NR230A-S |  | 1400 kPa | 200 kPa
111455 | R531/NR230A-S | R531/NR230A-S | 26 | R531 | / | NR230A-S | Standard actuator | 0 | Scenario 2 |  | PPK¦SelectPro¦VDI3805¦Internet_EU | PPK SelectPro VDI3805 Internet_EU | PPK SelectPro VDI3805 Internet_EU | R531/NR230A-S |  | 1400 kPa | 200 kPa
111456 | R531+NR24A | R531+NR24A | 26 | R531 | + | NR24A | Standard actuator | 1 | Scenario 2 |  | PPK¦SelectPro¦VDI3805¦Internet_EU | PPK SelectPro VDI3805 Internet_EU | PPK SelectPro OEM VDI3805 Internet_EU | R531+NR24A |  | 1400 kPa | 200 kPa
111457 | R531/NR24A | R531/NR24A | 26 | R531 | / | NR24A | Standard actuator | 1 | Scenario 2 |  | PPK¦SelectPro¦VDI3805¦Internet_EU | PPK SelectPro VDI3805 Internet_EU | PPK SelectPro OEM VDI3805 Internet_EU | R531/NR24A |  | 1400 kPa | 200 kPa
111460 | R531+NR24A-MP | R531+NR24A-MP | 26 | R531 | + | NR24A-MP | Communicative actuator | 0 | Scenario 2 |  | PPK¦SelectPro¦VDI3805¦Internet_EU | PPK SelectPro VDI3805 Internet_EU | PPK SelectPro VDI3805 Internet_EU | R531+NR24A-MP |  | 1400 kPa | 200 kPa
111461 | R531/NR24A-MP | R531/NR24A-MP | 26 | R531 | / | NR24A-MP | Communicative actuator | 0 | Scenario 2 |  | PPK¦SelectPro¦VDI3805¦Internet_EU | PPK SelectPro VDI3805 Internet_EU | PPK SelectPro VDI3805 Internet_EU | R531/NR24A-MP |  | 1400 kPa | 200 kPa
111462 | R531+NR24A-S | R531+NR24A-S | 26 | R531 | + | NR24A-S | Standard actuator | 0 | Scenario 2 |  | PPK¦SelectPro¦VDI3805¦Internet_EU | PPK SelectPro VDI3805 Internet_EU | PPK SelectPro VDI3805 Internet_EU | R531+NR24A-S |  | 1400 kPa | 200 kPa
111463 | R531/NR24A-S | R531/NR24A-S | 26 | R531 | / | NR24A-S | Standard actuator | 0 | Scenario 2 |  | PPK¦SelectPro¦VDI3805¦Internet_EU | PPK SelectPro VDI3805 Internet_EU | PPK SelectPro VDI3805 Internet_EU | R531/NR24A-S |  | 1400 kPa | 200 kPa
111464 | R531+NR24A-SR | R531+NR24A-SR | 26 | R531 | + | NR24A-SR | Standard actuator | 1 | Scenario 2 |  | PPK¦SelectPro¦VDI3805¦Internet_EU | PPK SelectPro VDI3805 Internet_EU | PPK SelectPro VDI3805 Internet_EU | R531+NR24A-SR |  | 1400 kPa | 200 kPa
111465 | R531/NR24A-SR | R531/NR24A-SR | 26 | R531 | / | NR24A-SR | Standard actuator | 1 | Scenario 2 |  | PPK¦SelectPro¦VDI3805¦Internet_EU | PPK SelectPro VDI3805 Internet_EU | PPK SelectPro VDI3805 Internet_EU | R531/NR24A-SR |  | 1400 kPa | 200 kPa
111468 | R531+NRC24A-SR | R531+NRC24A-SR | 26 | R531 | + | NRC24A-SR | Fast runner | 1 | Scenario 2 |  | PPK¦SelectPro¦VDI3805¦Internet_EU | PPK SelectPro VDI3805 Internet_EU | PPK SelectPro VDI3805 Internet_EU | R531+NRC24A-SR |  | 1400 kPa | 200 kPa
111469 | R531/NRC24A-SR | R531/NRC24A-SR | 26 | R531 | / | NRC24A-SR | Fast runner | 1 | Scenario 2 |  | PPK¦SelectPro¦VDI3805¦Internet_EU | PPK SelectPro VDI3805 Internet_EU | PPK SelectPro VDI3805 Internet_EU | R531/NRC24A-SR |  | 1400 kPa | 200 kPa
111498 | R532+NR230A | R532+NR230A | 26 | R532 | + | NR230A | Standard actuator | 1 | Scenario 1 |  | PPK¦SelectPro¦VDI3805¦Internet_EU | PPK SelectPro VDI3805 Internet_EU | PPK SelectPro OEM VDI3805 Internet_EU | R532+NR230A |  | 1400 kPa | 400 kPa
111499 | R532/NR230A | R532/NR230A | 26 | R532 | / | NR230A | Standard actuator | 1 | Scenario 1 |  | PPK¦SelectPro¦VDI3805¦Internet_EU | PPK SelectPro VDI3805 Internet_EU | PPK SelectPro OEM VDI3805 Internet_EU | R532/NR230A |  | 1400 kPa | 400 kPa
111500 | R532+NR230A-S | R532+NR230A-S | 26 | R532 | + | NR230A-S | Standard actuator | 0 | Scenario 1 |  | PPK¦SelectPro¦VDI3805¦Internet_EU | PPK SelectPro VDI3805 Internet_EU | PPK SelectPro VDI3805 Internet_EU | R532+NR230A-S |  | 1400 kPa | 400 kPa
111501 | R532/NR230A-S | R532/NR230A-S | 26 | R532 | / | NR230A-S | Standard actuator | 0 | Scenario 1 |  | PPK¦SelectPro¦VDI3805¦Internet_EU | PPK SelectPro VDI3805 Internet_EU | PPK SelectPro VDI3805 Internet_EU | R532/NR230A-S |  | 1400 kPa | 400 kPa
111502 | R532+NR24A | R532+NR24A | 26 | R532 | + | NR24A | Standard actuator | 1 | Scenario 1 |  | PPK¦SelectPro¦VDI3805¦Internet_EU | PPK SelectPro VDI3805 Internet_EU | PPK SelectPro OEM VDI3805 Internet_EU | R532+NR24A |  | 1400 kPa | 400 kPa
111503 | R532/NR24A | R532/NR24A | 26 | R532 | / | NR24A | Standard actuator | 1 | Scenario 1 |  | PPK¦SelectPro¦VDI3805¦Internet_EU | PPK SelectPro VDI3805 Internet_EU | PPK SelectPro OEM VDI3805 Internet_EU | R532/NR24A |  | 1400 kPa | 400 kPa
111506 | R532+NR24A-MP | R532+NR24A-MP | 26 | R532 | + | NR24A-MP | Communicative actuator | 0 | Scenario 1 |  | PPK¦SelectPro¦VDI3805¦Internet_EU | PPK SelectPro VDI3805 Internet_EU | PPK SelectPro VDI3805 Internet_EU | R532+NR24A-MP |  | 1400 kPa | 400 kPa
111507 | R532/NR24A-MP | R532/NR24A-MP | 26 | R532 | / | NR24A-MP | Communicative actuator | 0 | Scenario 1 |  | PPK¦SelectPro¦VDI3805¦Internet_EU | PPK SelectPro VDI3805 Internet_EU | PPK SelectPro VDI3805 Internet_EU | R532/NR24A-MP |  | 1400 kPa | 400 kPa
111508 | R532+NR24A-S | R532+NR24A-S | 26 | R532 | + | NR24A-S | Standard actuator | 0 | Scenario 1 |  | PPK¦SelectPro¦VDI3805¦Internet_EU | PPK SelectPro VDI3805 Internet_EU | PPK SelectPro VDI3805 Internet_EU | R532+NR24A-S |  | 1400 kPa | 400 kPa
111509 | R532/NR24A-S | R532/NR24A-S | 26 | R532 | / | NR24A-S | Standard actuator | 0 | Scenario 1 |  | PPK¦SelectPro¦VDI3805¦Internet_EU | PPK SelectPro VDI3805 Internet_EU | PPK SelectPro VDI3805 Internet_EU | R532/NR24A-S |  | 1400 kPa | 400 kPa
112100 | R409+LRF24-SR | R409+LRF24-SR | 26 | R409 | + | LRF24-SR | Actuator with emergency control function | 1 | Scenario 2 |  | PPK¦SelectPro¦VDI3805¦Internet_EU | PPK SelectPro VDI3805 Internet_EU | PPK SelectPro VDI3805 Internet_EU | R409+LRF24-SR |  | 1400 kPa | 200 kPa
112101 | R409/LRF24-SR | R409/LRF24-SR | 26 | R409 | / | LRF24-SR | Actuator with emergency control function | 1 | Scenario 2 |  | PPK¦SelectPro¦VDI3805¦Internet_EU | PPK SelectPro VDI3805 Internet_EU | PPK SelectPro VDI3805 Internet_EU | R409/LRF24-SR |  | 1400 kPa | 200 kPa
112102 | R410+LRF24-SR | R410+LRF24-SR | 26 | R410 | + | LRF24-SR | Actuator with emergency control function | 1 | Scenario 2 |  | PPK¦SelectPro¦VDI3805¦Internet_EU | PPK SelectPro VDI3805 Internet_EU | PPK SelectPro VDI3805 Internet_EU | R410+LRF24-SR |  | 1400 kPa | 200 kPa
112103 | R410/LRF24-SR | R410/LRF24-SR | 26 | R410 | / | LRF24-SR | Actuator with emergency control function | 1 | Scenario 2 |  | PPK¦SelectPro¦VDI3805¦Internet_EU | PPK SelectPro VDI3805 Internet_EU | PPK SelectPro VDI3805 Internet_EU | R410/LRF24-SR |  | 1400 kPa | 200 kPa
112104 | R411+LRF24-SR | R411+LRF24-SR | 26 | R411 | + | LRF24-SR | Actuator with emergency control function | 1 | Scenario 2 |  | PPK¦SelectPro¦VDI3805¦Internet_EU | PPK SelectPro VDI3805 Internet_EU | PPK SelectPro VDI3805 Internet_EU | R411+LRF24-SR |  | 1400 kPa | 200 kPa
112105 | R411/LRF24-SR | R411/LRF24-SR | 26 | R411 | / | LRF24-SR | Actuator with emergency control function | 1 | Scenario 2 |  | PPK¦SelectPro¦VDI3805¦Internet_EU | PPK SelectPro VDI3805 Internet_EU | PPK SelectPro VDI3805 Internet_EU | R411/LRF24-SR |  | 1400 kPa | 200 kPa
112106 | R412+LRF24-SR | R412+LRF24-SR | 26 | R412 | + | LRF24-SR | Actuator with emergency control function | 1 | Scenario 2 |  | PPK¦SelectPro¦VDI3805¦Internet_EU | PPK SelectPro VDI3805 Internet_EU | PPK SelectPro VDI3805 Internet_EU | R412+LRF24-SR |  | 1400 kPa | 200 kPa
112107 | R412/LRF24-SR | R412/LRF24-SR | 26 | R412 | / | LRF24-SR | Actuator with emergency control function | 1 | Scenario 2 |  | PPK¦SelectPro¦VDI3805¦Internet_EU | PPK SelectPro VDI3805 Internet_EU | PPK SelectPro VDI3805 Internet_EU | R412/LRF24-SR |  | 1400 kPa | 200 kPa
112108 | R413+LRF24-SR | R413+LRF24-SR | 26 | R413 | + | LRF24-SR | Actuator with emergency control function | 1 | Scenario 2 |  | PPK¦SelectPro¦VDI3805¦Internet_EU | PPK SelectPro VDI3805 Internet_EU | PPK SelectPro VDI3805 Internet_EU | R413+LRF24-SR |  | 1400 kPa | 200 kPa
112109 | R413/LRF24-SR | R413/LRF24-SR | 26 | R413 | / | LRF24-SR | Actuator with emergency control function | 1 | Scenario 2 |  | PPK¦SelectPro¦VDI3805¦Internet_EU | PPK SelectPro VDI3805 Internet_EU | PPK SelectPro VDI3805 Internet_EU | R413/LRF24-SR |  | 1400 kPa | 200 kPa
112110 | R414+LRF24-SR | R414+LRF24-SR | 26 | R414 | + | LRF24-SR | Actuator with emergency control function | 1 | Scenario 2 |  | PPK¦SelectPro¦VDI3805¦Internet_EU | PPK SelectPro VDI3805 Internet_EU | PPK SelectPro VDI3805 Internet_EU | R414+LRF24-SR |  | 1400 kPa | 200 kPa
112111 | R414/LRF24-SR | R414/LRF24-SR | 26 | R414 | / | LRF24-SR | Actuator with emergency control function | 1 | Scenario 2 |  | PPK¦SelectPro¦VDI3805¦Internet_EU | PPK SelectPro VDI3805 Internet_EU | PPK SelectPro VDI3805 Internet_EU | R414/LRF24-SR |  | 1400 kPa | 200 kPa
112114 | R417+LRF24-SR | R417+LRF24-SR | 26 | R417 | + | LRF24-SR | Actuator with emergency control function | 1 | Scenario 2 |  | PPK¦SelectPro¦VDI3805¦Internet_EU | PPK SelectPro VDI3805 Internet_EU | PPK SelectPro VDI3805 Internet_EU | R417+LRF24-SR |  | 1400 kPa | 200 kPa
112115 | R417/LRF24-SR | R417/LRF24-SR | 26 | R417 | / | LRF24-SR | Actuator with emergency control function | 1 | Scenario 2 |  | PPK¦SelectPro¦VDI3805¦Internet_EU | PPK SelectPro VDI3805 Internet_EU | PPK SelectPro VDI3805 Internet_EU | R417/LRF24-SR |  | 1400 kPa | 200 kPa
112116 | R418+LRF24-SR | R418+LRF24-SR | 26 | R418 | + | LRF24-SR | Actuator with emergency control function | 1 | Scenario 2 |  | PPK¦SelectPro¦VDI3805¦Internet_EU | PPK SelectPro VDI3805 Internet_EU | PPK SelectPro VDI3805 Internet_EU | R418+LRF24-SR |  | 1400 kPa | 200 kPa
112117 | R418/LRF24-SR | R418/LRF24-SR | 26 | R418 | / | LRF24-SR | Actuator with emergency control function | 1 | Scenario 2 |  | PPK¦SelectPro¦VDI3805¦Internet_EU | PPK SelectPro VDI3805 Internet_EU | PPK SelectPro VDI3805 Internet_EU | R418/LRF24-SR |  | 1400 kPa | 200 kPa
112118 | R419+LRF24-SR | R419+LRF24-SR | 26 | R419 | + | LRF24-SR | Actuator with emergency control function | 1 | Scenario 2 |  | PPK¦SelectPro¦VDI3805¦Internet_EU | PPK SelectPro VDI3805 Internet_EU | PPK SelectPro VDI3805 Internet_EU | R419+LRF24-SR |  | 1400 kPa | 200 kPa
112119 | R419/LRF24-SR | R419/LRF24-SR | 26 | R419 | / | LRF24-SR | Actuator with emergency control function | 1 | Scenario 2 |  | PPK¦SelectPro¦VDI3805¦Internet_EU | PPK SelectPro VDI3805 Internet_EU | PPK SelectPro VDI3805 Internet_EU | R419/LRF24-SR |  | 1400 kPa | 200 kPa
112122 | R422+LRF24-SR | R422+LRF24-SR | 26 | R422 | + | LRF24-SR | Actuator with emergency control function | 1 | Scenario 2 |  | PPK¦SelectPro¦VDI3805¦Internet_EU | PPK SelectPro VDI3805 Internet_EU | PPK SelectPro VDI3805 Internet_EU | R422+LRF24-SR |  | 1400 kPa | 200 kPa
112123 | R422/LRF24-SR | R422/LRF24-SR | 26 | R422 | / | LRF24-SR | Actuator with emergency control function | 1 | Scenario 2 |  | PPK¦SelectPro¦VDI3805¦Internet_EU | PPK SelectPro VDI3805 Internet_EU | PPK SelectPro VDI3805 Internet_EU | R422/LRF24-SR |  | 1400 kPa | 200 kPa
112124 | R423+LRF24-SR | R423+LRF24-SR | 26 | R423 | + | LRF24-SR | Actuator with emergency control function | 1 | Scenario 2 |  | PPK¦SelectPro¦VDI3805¦Internet_EU | PPK SelectPro VDI3805 Internet_EU | PPK SelectPro VDI3805 Internet_EU | R423+LRF24-SR |  | 1400 kPa | 200 kPa
112125 | R423/LRF24-SR | R423/LRF24-SR | 26 | R423 | / | LRF24-SR | Actuator with emergency control function | 1 | Scenario 2 |  | PPK¦SelectPro¦VDI3805¦Internet_EU | PPK SelectPro VDI3805 Internet_EU | PPK SelectPro VDI3805 Internet_EU | R423/LRF24-SR |  | 1400 kPa | 200 kPa
112126 | R424+LRF24-SR | R424+LRF24-SR | 26 | R424 | + | LRF24-SR | Actuator with emergency control function | 1 | Scenario 2 |  | PPK¦SelectPro¦VDI3805¦Internet_EU | PPK SelectPro VDI3805 Internet_EU | PPK SelectPro VDI3805 Internet_EU | R424+LRF24-SR |  | 1400 kPa | 200 kPa
112127 | R424/LRF24-SR | R424/LRF24-SR | 26 | R424 | / | LRF24-SR | Actuator with emergency control function | 1 | Scenario 2 |  | PPK¦SelectPro¦VDI3805¦Internet_EU | PPK SelectPro VDI3805 Internet_EU | PPK SelectPro VDI3805 Internet_EU | R424/LRF24-SR |  | 1400 kPa | 200 kPa
112134 | R509+LRF24-SR | R509+LRF24-SR | 26 | R509 | + | LRF24-SR | Actuator with emergency control function | 1 | Scenario 2 |  | PPK¦SelectPro¦VDI3805¦Internet_EU | PPK SelectPro VDI3805 Internet_EU | PPK SelectPro VDI3805 Internet_EU | R509+LRF24-SR |  | 1400 kPa | 200 kPa
112135 | R509/LRF24-SR | R509/LRF24-SR | 26 | R509 | / | LRF24-SR | Actuator with emergency control function | 1 | Scenario 2 |  | PPK¦SelectPro¦VDI3805¦Internet_EU | PPK SelectPro VDI3805 Internet_EU | PPK SelectPro VDI3805 Internet_EU | R509/LRF24-SR |  | 1400 kPa | 200 kPa
112136 | R510+LRF24-SR | R510+LRF24-SR | 26 | R510 | + | LRF24-SR | Actuator with emergency control function | 1 | Scenario 2 |  | PPK¦SelectPro¦VDI3805¦Internet_EU | PPK SelectPro VDI3805 Internet_EU | PPK SelectPro VDI3805 Internet_EU | R510+LRF24-SR |  | 1400 kPa | 200 kPa
112137 | R510/LRF24-SR | R510/LRF24-SR | 26 | R510 | / | LRF24-SR | Actuator with emergency control function | 1 | Scenario 2 |  | PPK¦SelectPro¦VDI3805¦Internet_EU | PPK SelectPro VDI3805 Internet_EU | PPK SelectPro VDI3805 Internet_EU | R510/LRF24-SR |  | 1400 kPa | 200 kPa
112138 | R511+LRF24-SR | R511+LRF24-SR | 26 | R511 | + | LRF24-SR | Actuator with emergency control function | 1 | Scenario 2 |  | PPK¦SelectPro¦VDI3805¦Internet_EU | PPK SelectPro VDI3805 Internet_EU | PPK SelectPro VDI3805 Internet_EU | R511+LRF24-SR |  | 1400 kPa | 200 kPa
112139 | R511/LRF24-SR | R511/LRF24-SR | 26 | R511 | / | LRF24-SR | Actuator with emergency control function | 1 | Scenario 2 |  | PPK¦SelectPro¦VDI3805¦Internet_EU | PPK SelectPro VDI3805 Internet_EU | PPK SelectPro VDI3805 Internet_EU | R511/LRF24-SR |  | 1400 kPa | 200 kPa
112140 | R512+LRF24-SR | R512+LRF24-SR | 26 | R512 | + | LRF24-SR | Actuator with emergency control function | 1 | Scenario 2 |  | PPK¦SelectPro¦VDI3805¦Internet_EU | PPK SelectPro VDI3805 Internet_EU | PPK SelectPro VDI3805 Internet_EU | R512+LRF24-SR |  | 1400 kPa | 200 kPa
112141 | R512/LRF24-SR | R512/LRF24-SR | 26 | R512 | / | LRF24-SR | Actuator with emergency control function | 1 | Scenario 2 |  | PPK¦SelectPro¦VDI3805¦Internet_EU | PPK SelectPro VDI3805 Internet_EU | PPK SelectPro VDI3805 Internet_EU | R512/LRF24-SR |  | 1400 kPa | 200 kPa
112142 | R513+LRF24-SR | R513+LRF24-SR | 26 | R513 | + | LRF24-SR | Actuator with emergency control function | 1 | Scenario 2 |  | PPK¦SelectPro¦VDI3805¦Internet_EU | PPK SelectPro VDI3805 Internet_EU | PPK SelectPro VDI3805 Internet_EU | R513+LRF24-SR |  | 1400 kPa | 200 kPa
112143 | R513/LRF24-SR | R513/LRF24-SR | 26 | R513 | / | LRF24-SR | Actuator with emergency control function | 1 | Scenario 2 |  | PPK¦SelectPro¦VDI3805¦Internet_EU | PPK SelectPro VDI3805 Internet_EU | PPK SelectPro VDI3805 Internet_EU | R513/LRF24-SR |  | 1400 kPa | 200 kPa
112146 | R517+LRF24-SR | R517+LRF24-SR | 26 | R517 | + | LRF24-SR | Actuator with emergency control function | 1 | Scenario 2 |  | PPK¦SelectPro¦VDI3805¦Internet_EU | PPK SelectPro VDI3805 Internet_EU | PPK SelectPro VDI3805 Internet_EU | R517+LRF24-SR |  | 1400 kPa | 200 kPa
112147 | R517/LRF24-SR | R517/LRF24-SR | 26 | R517 | / | LRF24-SR | Actuator with emergency control function | 1 | Scenario 2 |  | PPK¦SelectPro¦VDI3805¦Internet_EU | PPK SelectPro VDI3805 Internet_EU | PPK SelectPro VDI3805 Internet_EU | R517/LRF24-SR |  | 1400 kPa | 200 kPa
112148 | R518+LRF24-SR | R518+LRF24-SR | 26 | R518 | + | LRF24-SR | Actuator with emergency control function | 1 | Scenario 2 |  | PPK¦SelectPro¦VDI3805¦Internet_EU | PPK SelectPro VDI3805 Internet_EU | PPK SelectPro VDI3805 Internet_EU | R518+LRF24-SR |  | 1400 kPa | 200 kPa
112149 | R518/LRF24-SR | R518/LRF24-SR | 26 | R518 | / | LRF24-SR | Actuator with emergency control function | 1 | Scenario 2 |  | PPK¦SelectPro¦VDI3805¦Internet_EU | PPK SelectPro VDI3805 Internet_EU | PPK SelectPro VDI3805 Internet_EU | R518/LRF24-SR |  | 1400 kPa | 200 kPa
112152 | R522+LRF24-SR | R522+LRF24-SR | 26 | R522 | + | LRF24-SR | Actuator with emergency control function | 1 | Scenario 2 |  | PPK¦SelectPro¦VDI3805¦Internet_EU | PPK SelectPro VDI3805 Internet_EU | PPK SelectPro VDI3805 Internet_EU | R522+LRF24-SR |  | 1400 kPa | 200 kPa
112153 | R522/LRF24-SR | R522/LRF24-SR | 26 | R522 | / | LRF24-SR | Actuator with emergency control function | 1 | Scenario 2 |  | PPK¦SelectPro¦VDI3805¦Internet_EU | PPK SelectPro VDI3805 Internet_EU | PPK SelectPro VDI3805 Internet_EU | R522/LRF24-SR |  | 1400 kPa | 200 kPa
112154 | R523+LRF24-SR | R523+LRF24-SR | 26 | R523 | + | LRF24-SR | Actuator with emergency control function | 1 | Scenario 2 |  | PPK¦SelectPro¦VDI3805¦Internet_EU | PPK SelectPro VDI3805 Internet_EU | PPK SelectPro VDI3805 Internet_EU | R523+LRF24-SR |  | 1400 kPa | 200 kPa
112155 | R523/LRF24-SR | R523/LRF24-SR | 26 | R523 | / | LRF24-SR | Actuator with emergency control function | 1 | Scenario 2 |  | PPK¦SelectPro¦VDI3805¦Internet_EU | PPK SelectPro VDI3805 Internet_EU | PPK SelectPro VDI3805 Internet_EU | R523/LRF24-SR |  | 1400 kPa | 200 kPa
112158 | R529+LRF24-SR | R529+LRF24-SR | 26 | R529 | + | LRF24-SR | Actuator with emergency control function | 0 | Scenario 2 |  | SelectPro¦VDI3805¦Internet_EU | SelectPro VDI3805 Internet_EU | PPK SelectPro VDI3805 Internet_EU | R529+LRF24-SR |  | 1400 kPa | 200 kPa
112159 | R529/LRF24-SR | R529/LRF24-SR | 26 | R529 | / | LRF24-SR | Actuator with emergency control function | 0 | Scenario 2 |  | SelectPro¦VDI3805¦Internet_EU | SelectPro VDI3805 Internet_EU | PPK SelectPro VDI3805 Internet_EU | R529/LRF24-SR |  | 1400 kPa | 200 kPa
112166 | D625N+SR230A-SR-5 | D625N+SR230A-SR-5 | 26 | D625N | + | SR230A-SR-5 | Standard actuator | 0 | Scenario 2 |  | PPK¦SelectPro¦VDI3805¦Internet_EU | PPK SelectPro VDI3805 Internet_EU | PPK SelectPro VDI3805 Internet_EU | D625N+SR230A-SR-5 |  | 1200 kPa | 1.6 kPa
112167 | D625N/SR230A-SR-5 | D625N/SR230A-SR-5 | 26 | D625N | / | SR230A-SR-5 | Standard actuator | 0 | Scenario 2 |  | PPK¦SelectPro¦VDI3805¦Internet_EU | PPK SelectPro VDI3805 Internet_EU | PPK SelectPro VDI3805 Internet_EU | D625N/SR230A-SR-5 |  | 1200 kPa | 1.6 kPa
112168 | D625N+SR24A-SR-5 | D625N+SR24A-SR-5 | 26 | D625N | + | SR24A-SR-5 | Standard actuator | 0 | Scenario 2 |  | PPK¦SelectPro¦VDI3805¦Internet_EU | PPK SelectPro VDI3805 Internet_EU | PPK SelectPro VDI3805 Internet_EU | D625N+SR24A-SR-5 |  | 1200 kPa | 1.6 kPa
112169 | D625N/SR24A-SR-5 | D625N/SR24A-SR-5 | 26 | D625N | / | SR24A-SR-5 | Standard actuator | 0 | Scenario 2 |  | PPK¦SelectPro¦VDI3805¦Internet_EU | PPK SelectPro VDI3805 Internet_EU | PPK SelectPro VDI3805 Internet_EU | D625N/SR24A-SR-5 |  | 1200 kPa | 1.6 kPa
112170 | D632N+SR230A-SR-5 | D632N+SR230A-SR-5 | 26 | D632N | + | SR230A-SR-5 | Standard actuator | 0 | Scenario 2 |  | PPK¦SelectPro¦VDI3805¦Internet_EU | PPK SelectPro VDI3805 Internet_EU | PPK SelectPro VDI3805 Internet_EU | D632N+SR230A-SR-5 |  | 1200 kPa | 2.5 kPa
112171 | D632N/SR230A-SR-5 | D632N/SR230A-SR-5 | 26 | D632N | / | SR230A-SR-5 | Standard actuator | 0 | Scenario 2 |  | PPK¦SelectPro¦VDI3805¦Internet_EU | PPK SelectPro VDI3805 Internet_EU | PPK SelectPro VDI3805 Internet_EU | D632N/SR230A-SR-5 |  | 1200 kPa | 2.5 kPa
112172 | D632N+SR24A-SR-5 | D632N+SR24A-SR-5 | 26 | D632N | + | SR24A-SR-5 | Standard actuator | 0 | Scenario 2 |  | PPK¦SelectPro¦VDI3805¦Internet_EU | PPK SelectPro VDI3805 Internet_EU | PPK SelectPro VDI3805 Internet_EU | D632N+SR24A-SR-5 |  | 1200 kPa | 2.5 kPa
112173 | D632N/SR24A-SR-5 | D632N/SR24A-SR-5 | 26 | D632N | / | SR24A-SR-5 | Standard actuator | 0 | Scenario 2 |  | PPK¦SelectPro¦VDI3805¦Internet_EU | PPK SelectPro VDI3805 Internet_EU | PPK SelectPro VDI3805 Internet_EU | D632N/SR24A-SR-5 |  | 1200 kPa | 2.5 kPa
112174 | D640N+SR230A-SR-5 | D640N+SR230A-SR-5 | 26 | D640N | + | SR230A-SR-5 | Standard actuator | 0 | Scenario 2 |  | PPK¦SelectPro¦VDI3805¦Internet_EU | PPK SelectPro VDI3805 Internet_EU | PPK SelectPro VDI3805 Internet_EU | D640N+SR230A-SR-5 |  | 1200 kPa | 3.4 kPa
112175 | D640N/SR230A-SR-5 | D640N/SR230A-SR-5 | 26 | D640N | / | SR230A-SR-5 | Standard actuator | 0 | Scenario 2 |  | PPK¦SelectPro¦VDI3805¦Internet_EU | PPK SelectPro VDI3805 Internet_EU | PPK SelectPro VDI3805 Internet_EU | D640N/SR230A-SR-5 |  | 1200 kPa | 3.4 kPa
112176 | D640N+SR24A-SR-5 | D640N+SR24A-SR-5 | 26 | D640N | + | SR24A-SR-5 | Standard actuator | 0 | Scenario 2 |  | PPK¦SelectPro¦VDI3805¦Internet_EU | PPK SelectPro VDI3805 Internet_EU | PPK SelectPro VDI3805 Internet_EU | D640N+SR24A-SR-5 |  | 1200 kPa | 3.4 kPa
112177 | D640N/SR24A-SR-5 | D640N/SR24A-SR-5 | 26 | D640N | / | SR24A-SR-5 | Standard actuator | 0 | Scenario 2 |  | PPK¦SelectPro¦VDI3805¦Internet_EU | PPK SelectPro VDI3805 Internet_EU | PPK SelectPro VDI3805 Internet_EU | D640N/SR24A-SR-5 |  | 1200 kPa | 3.4 kPa
112178 | D650N+SR230A-SR-5 | D650N+SR230A-SR-5 | 26 | D650N | + | SR230A-SR-5 | Standard actuator | 0 | Scenario 2 |  | PPK¦SelectPro¦VDI3805¦Internet_EU | PPK SelectPro VDI3805 Internet_EU | PPK SelectPro VDI3805 Internet_EU | D650N+SR230A-SR-5 |  | 1200 kPa | 3.1 kPa
112179 | D650N/SR230A-SR-5 | D650N/SR230A-SR-5 | 26 | D650N | / | SR230A-SR-5 | Standard actuator | 0 | Scenario 2 |  | PPK¦SelectPro¦VDI3805¦Internet_EU | PPK SelectPro VDI3805 Internet_EU | PPK SelectPro VDI3805 Internet_EU | D650N/SR230A-SR-5 |  | 1200 kPa | 3.1 kPa
112180 | D650N+SR24A-SR-5 | D650N+SR24A-SR-5 | 26 | D650N | + | SR24A-SR-5 | Standard actuator | 0 | Scenario 2 |  | PPK¦SelectPro¦VDI3805¦Internet_EU | PPK SelectPro VDI3805 Internet_EU | PPK SelectPro VDI3805 Internet_EU | D650N+SR24A-SR-5 |  | 1200 kPa | 3.1 kPa
112181 | D650N/SR24A-SR-5 | D650N/SR24A-SR-5 | 26 | D650N | / | SR24A-SR-5 | Standard actuator | 0 | Scenario 2 |  | PPK¦SelectPro¦VDI3805¦Internet_EU | PPK SelectPro VDI3805 Internet_EU | PPK SelectPro VDI3805 Internet_EU | D650N/SR24A-SR-5 |  | 1200 kPa | 3.1 kPa
112182 | D665N+SR230A-SR-5 | D665N+SR230A-SR-5 | 26 | D665N | + | SR230A-SR-5 | Standard actuator | 0 | Scenario 2 |  | PPK¦SelectPro¦VDI3805¦Internet_EU | PPK SelectPro VDI3805 Internet_EU | PPK SelectPro VDI3805 Internet_EU | D665N+SR230A-SR-5 |  | 1200 kPa | 2.4 kPa
112183 | D665N/SR230A-SR-5 | D665N/SR230A-SR-5 | 26 | D665N | / | SR230A-SR-5 | Standard actuator | 0 | Scenario 2 |  | PPK¦SelectPro¦VDI3805¦Internet_EU | PPK SelectPro VDI3805 Internet_EU | PPK SelectPro VDI3805 Internet_EU | D665N/SR230A-SR-5 |  | 1200 kPa | 2.4 kPa
112184 | D665N+SR24A-SR-5 | D665N+SR24A-SR-5 | 26 | D665N | + | SR24A-SR-5 | Standard actuator | 0 | Scenario 2 |  | PPK¦SelectPro¦VDI3805¦Internet_EU | PPK SelectPro VDI3805 Internet_EU | PPK SelectPro VDI3805 Internet_EU | D665N+SR24A-SR-5 |  | 1200 kPa | 2.4 kPa
112185 | D665N/SR24A-SR-5 | D665N/SR24A-SR-5 | 26 | D665N | / | SR24A-SR-5 | Standard actuator | 0 | Scenario 2 |  | PPK¦SelectPro¦VDI3805¦Internet_EU | PPK SelectPro VDI3805 Internet_EU | PPK SelectPro VDI3805 Internet_EU | D665N/SR24A-SR-5 |  | 1200 kPa | 2.4 kPa
112230 | R404DK+LRF24-SR | R404DK+LRF24-SR | 26 | R404DK | + | LRF24-SR | Actuator with emergency control function | 1 | Scenario 2 |  | PPK¦SelectPro¦VDI3805¦Internet_EU | PPK SelectPro VDI3805 Internet_EU | PPK SelectPro VDI3805 Internet_EU | R404DK+LRF24-SR |  | 1400 kPa | 400 kPa
112231 | R404DK/LRF24-SR | R404DK/LRF24-SR | 26 | R404DK | / | LRF24-SR | Actuator with emergency control function | 1 | Scenario 2 |  | PPK¦SelectPro¦VDI3805¦Internet_EU | PPK SelectPro VDI3805 Internet_EU | PPK SelectPro VDI3805 Internet_EU | R404DK/LRF24-SR |  | 1400 kPa | 400 kPa
112236 | R405DK+LRF24-SR | R405DK+LRF24-SR | 26 | R405DK | + | LRF24-SR | Actuator with emergency control function | 1 | Scenario 2 |  | PPK¦SelectPro¦VDI3805¦Internet_EU | PPK SelectPro VDI3805 Internet_EU | PPK SelectPro VDI3805 Internet_EU | R405DK+LRF24-SR |  | 1400 kPa | 400 kPa
112237 | R405DK/LRF24-SR | R405DK/LRF24-SR | 26 | R405DK | / | LRF24-SR | Actuator with emergency control function | 1 | Scenario 2 |  | PPK¦SelectPro¦VDI3805¦Internet_EU | PPK SelectPro VDI3805 Internet_EU | PPK SelectPro VDI3805 Internet_EU | R405DK/LRF24-SR |  | 1400 kPa | 400 kPa
112242 | R406DK+LRF24-SR | R406DK+LRF24-SR | 26 | R406DK | + | LRF24-SR | Actuator with emergency control function | 1 | Scenario 2 |  | PPK¦SelectPro¦VDI3805¦Internet_EU | PPK SelectPro VDI3805 Internet_EU | PPK SelectPro VDI3805 Internet_EU | R406DK+LRF24-SR |  | 1400 kPa | 400 kPa
112243 | R406DK/LRF24-SR | R406DK/LRF24-SR | 26 | R406DK | / | LRF24-SR | Actuator with emergency control function | 1 | Scenario 2 |  | PPK¦SelectPro¦VDI3805¦Internet_EU | PPK SelectPro VDI3805 Internet_EU | PPK SelectPro VDI3805 Internet_EU | R406DK/LRF24-SR |  | 1400 kPa | 400 kPa
112248 | R407DK+LRF24-SR | R407DK+LRF24-SR | 26 | R407DK | + | LRF24-SR | Actuator with emergency control function | 1 | Scenario 2 |  | PPK¦SelectPro¦VDI3805¦Internet_EU | PPK SelectPro VDI3805 Internet_EU | PPK SelectPro VDI3805 Internet_EU | R407DK+LRF24-SR |  | 1400 kPa | 400 kPa
112249 | R407DK/LRF24-SR | R407DK/LRF24-SR | 26 | R407DK | / | LRF24-SR | Actuator with emergency control function | 1 | Scenario 2 |  | PPK¦SelectPro¦VDI3805¦Internet_EU | PPK SelectPro VDI3805 Internet_EU | PPK SelectPro VDI3805 Internet_EU | R407DK/LRF24-SR |  | 1400 kPa | 400 kPa
112254 | R408DK+LRF24-SR | R408DK+LRF24-SR | 26 | R408DK | + | LRF24-SR | Actuator with emergency control function | 1 | Scenario 2 |  | PPK¦SelectPro¦VDI3805¦Internet_EU | PPK SelectPro VDI3805 Internet_EU | PPK SelectPro VDI3805 Internet_EU | R408DK+LRF24-SR |  | 1400 kPa | 400 kPa
112255 | R408DK/LRF24-SR | R408DK/LRF24-SR | 26 | R408DK | / | LRF24-SR | Actuator with emergency control function | 1 | Scenario 2 |  | PPK¦SelectPro¦VDI3805¦Internet_EU | PPK SelectPro VDI3805 Internet_EU | PPK SelectPro VDI3805 Internet_EU | R408DK/LRF24-SR |  | 1400 kPa | 400 kPa
112260 | R409DK+LRF24-SR | R409DK+LRF24-SR | 26 | R409DK | + | LRF24-SR | Actuator with emergency control function | 1 | Scenario 2 |  | PPK¦SelectPro¦VDI3805¦Internet_EU | PPK SelectPro VDI3805 Internet_EU | PPK SelectPro VDI3805 Internet_EU | R409DK+LRF24-SR |  | 1400 kPa | 400 kPa
112261 | R409DK/LRF24-SR | R409DK/LRF24-SR | 26 | R409DK | / | LRF24-SR | Actuator with emergency control function | 1 | Scenario 2 |  | PPK¦SelectPro¦VDI3805¦Internet_EU | PPK SelectPro VDI3805 Internet_EU | PPK SelectPro VDI3805 Internet_EU | R409DK/LRF24-SR |  | 1400 kPa | 400 kPa
112288 | R412D+LRF24-SR | R412D+LRF24-SR | 26 | R412D | + | LRF24-SR | Actuator with emergency control function | 1 | Scenario 2 |  | PPK¦SelectPro¦VDI3805¦Internet_EU | PPK SelectPro VDI3805 Internet_EU | PPK SelectPro VDI3805 Internet_EU | R412D+LRF24-SR |  | 1400 kPa | 400 kPa
112289 | R412D/LRF24-SR | R412D/LRF24-SR | 26 | R412D | / | LRF24-SR | Actuator with emergency control function | 1 | Scenario 2 |  | PPK¦SelectPro¦VDI3805¦Internet_EU | PPK SelectPro VDI3805 Internet_EU | PPK SelectPro VDI3805 Internet_EU | R412D/LRF24-SR |  | 1400 kPa | 400 kPa
112294 | R413D+LRF24-SR | R413D+LRF24-SR | 26 | R413D | + | LRF24-SR | Actuator with emergency control function | 1 | Scenario 2 |  | PPK¦SelectPro¦VDI3805¦Internet_EU | PPK SelectPro VDI3805 Internet_EU | PPK SelectPro VDI3805 Internet_EU | R413D+LRF24-SR |  | 1400 kPa | 400 kPa
112295 | R413D/LRF24-SR | R413D/LRF24-SR | 26 | R413D | / | LRF24-SR | Actuator with emergency control function | 1 | Scenario 2 |  | PPK¦SelectPro¦VDI3805¦Internet_EU | PPK SelectPro VDI3805 Internet_EU | PPK SelectPro VDI3805 Internet_EU | R413D/LRF24-SR |  | 1400 kPa | 400 kPa
112300 | R414D+LRF24-SR | R414D+LRF24-SR | 26 | R414D | + | LRF24-SR | Actuator with emergency control function | 1 | Scenario 2 |  | PPK¦SelectPro¦VDI3805¦Internet_EU | PPK SelectPro VDI3805 Internet_EU | PPK SelectPro VDI3805 Internet_EU | R414D+LRF24-SR |  | 1400 kPa | 400 kPa
112301 | R414D/LRF24-SR | R414D/LRF24-SR | 26 | R414D | / | LRF24-SR | Actuator with emergency control function | 1 | Scenario 2 |  | PPK¦SelectPro¦VDI3805¦Internet_EU | PPK SelectPro VDI3805 Internet_EU | PPK SelectPro VDI3805 Internet_EU | R414D/LRF24-SR |  | 1400 kPa | 400 kPa
112328 | R417D+LRF24-SR | R417D+LRF24-SR | 26 | R417D | + | LRF24-SR | Actuator with emergency control function | 1 | Scenario 2 |  | PPK¦SelectPro¦VDI3805¦Internet_EU | PPK SelectPro VDI3805 Internet_EU | PPK SelectPro VDI3805 Internet_EU | R417D+LRF24-SR |  | 1400 kPa | 400 kPa
112329 | R417D/LRF24-SR | R417D/LRF24-SR | 26 | R417D | / | LRF24-SR | Actuator with emergency control function | 1 | Scenario 2 |  | PPK¦SelectPro¦VDI3805¦Internet_EU | PPK SelectPro VDI3805 Internet_EU | PPK SelectPro VDI3805 Internet_EU | R417D/LRF24-SR |  | 1400 kPa | 400 kPa
112334 | R418D+LRF24-SR | R418D+LRF24-SR | 26 | R418D | + | LRF24-SR | Actuator with emergency control function | 1 | Scenario 2 |  | PPK¦SelectPro¦VDI3805¦Internet_EU | PPK SelectPro VDI3805 Internet_EU | PPK SelectPro VDI3805 Internet_EU | R418D+LRF24-SR |  | 1400 kPa | 400 kPa
112335 | R418D/LRF24-SR | R418D/LRF24-SR | 26 | R418D | / | LRF24-SR | Actuator with emergency control function | 1 | Scenario 2 |  | PPK¦SelectPro¦VDI3805¦Internet_EU | PPK SelectPro VDI3805 Internet_EU | PPK SelectPro VDI3805 Internet_EU | R418D/LRF24-SR |  | 1400 kPa | 400 kPa
112340 | R419D+LRF24-SR | R419D+LRF24-SR | 26 | R419D | + | LRF24-SR | Actuator with emergency control function | 1 | Scenario 2 |  | PPK¦SelectPro¦VDI3805¦Internet_EU | PPK SelectPro VDI3805 Internet_EU | PPK SelectPro VDI3805 Internet_EU | R419D+LRF24-SR |  | 1400 kPa | 400 kPa
112341 | R419D/LRF24-SR | R419D/LRF24-SR | 26 | R419D | / | LRF24-SR | Actuator with emergency control function | 1 | Scenario 2 |  | PPK¦SelectPro¦VDI3805¦Internet_EU | PPK SelectPro VDI3805 Internet_EU | PPK SelectPro VDI3805 Internet_EU | R419D/LRF24-SR |  | 1400 kPa | 400 kPa
112500 | R3015-1-1-B2+LR24A-MP | R3015-1-1-B2+LR24A-MP | 26 | R3015-1-1-B2 | + | LR24A-MP | Communicative actuator | 1 | Scenario 5 |  | PPK¦SelectPro¦VDI3805¦Internet_EU | PPK SelectPro VDI3805 Internet_EU | PPK SelectPro VDI3805 Internet_EU | R3015-1-1-B2+LR24A-MP |  | 100 kPa | 100 kPa
112501 | R3015-1-1-B2/LR24A-MP | R3015-1-1-B2/LR24A-MP | 26 | R3015-1-1-B2 | / | LR24A-MP | Communicative actuator | 1 | Scenario 5 |  | PPK¦SelectPro¦VDI3805¦Internet_EU | PPK SelectPro VDI3805 Internet_EU | PPK SelectPro VDI3805 Internet_EU | R3015-1-1-B2/LR24A-MP |  | 100 kPa | 100 kPa
112502 | R3015-1-1-B2+LR24A-SR | R3015-1-1-B2+LR24A-SR | 26 | R3015-1-1-B2 | + | LR24A-SR | Standard actuator | 1 | Scenario 5 |  | PPK¦SelectPro¦VDI3805¦Internet_EU | PPK SelectPro VDI3805 Internet_EU | PPK SelectPro VDI3805 Internet_EU | R3015-1-1-B2+LR24A-SR |  | 100 kPa | 100 kPa
112503 | R3015-1-1-B2/LR24A-SR | R3015-1-1-B2/LR24A-SR | 26 | R3015-1-1-B2 | / | LR24A-SR | Standard actuator | 1 | Scenario 5 |  | PPK¦SelectPro¦VDI3805¦Internet_EU | PPK SelectPro VDI3805 Internet_EU | PPK SelectPro VDI3805 Internet_EU | R3015-1-1-B2/LR24A-SR |  | 100 kPa | 100 kPa
112506 | R3015-1-1P3-B2+LR24A-MP | R3015-1-1P3-B2+LR24A-MP | 26 | R3015-1-1P3-B2 | + | LR24A-MP | Communicative actuator | 1 | Scenario 5 |  | PPK¦SelectPro¦VDI3805¦Internet_EU | PPK SelectPro VDI3805 Internet_EU | PPK SelectPro VDI3805 Internet_EU | R3015-1-1P3-B2+LR24A-MP |  | 100 kPa | 100 kPa
112507 | R3015-1-1P3-B2/LR24A-MP | R3015-1-1P3-B2/LR24A-MP | 26 | R3015-1-1P3-B2 | / | LR24A-MP | Communicative actuator | 1 | Scenario 5 |  | PPK¦SelectPro¦VDI3805¦Internet_EU | PPK SelectPro VDI3805 Internet_EU | PPK SelectPro VDI3805 Internet_EU | R3015-1-1P3-B2/LR24A-MP |  | 100 kPa | 100 kPa
112508 | R3015-1-1P3-B2+LR24A-SR | R3015-1-1P3-B2+LR24A-SR | 26 | R3015-1-1P3-B2 | + | LR24A-SR | Standard actuator | 1 | Scenario 5 |  | PPK¦SelectPro¦VDI3805¦Internet_EU | PPK SelectPro VDI3805 Internet_EU | PPK SelectPro VDI3805 Internet_EU | R3015-1-1P3-B2+LR24A-SR |  | 100 kPa | 100 kPa
112509 | R3015-1-1P3-B2/LR24A-SR | R3015-1-1P3-B2/LR24A-SR | 26 | R3015-1-1P3-B2 | / | LR24A-SR | Standard actuator | 1 | Scenario 5 |  | PPK¦SelectPro¦VDI3805¦Internet_EU | PPK SelectPro VDI3805 Internet_EU | PPK SelectPro VDI3805 Internet_EU | R3015-1-1P3-B2/LR24A-SR |  | 100 kPa | 100 kPa
112512 | R3015-1-P25-B2+LR24A-MP | R3015-1-P25-B2+LR24A-MP | 26 | R3015-1-P25-B2 | + | LR24A-MP | Communicative actuator | 1 | Scenario 5 |  | PPK¦SelectPro¦VDI3805¦Internet_EU | PPK SelectPro VDI3805 Internet_EU | PPK SelectPro VDI3805 Internet_EU | R3015-1-P25-B2+LR24A-MP |  | 100 kPa | 100 kPa
112513 | R3015-1-P25-B2/LR24A-MP | R3015-1-P25-B2/LR24A-MP | 26 | R3015-1-P25-B2 | / | LR24A-MP | Communicative actuator | 1 | Scenario 5 |  | PPK¦SelectPro¦VDI3805¦Internet_EU | PPK SelectPro VDI3805 Internet_EU | PPK SelectPro VDI3805 Internet_EU | R3015-1-P25-B2/LR24A-MP |  | 100 kPa | 100 kPa
112514 | R3015-1-P25-B2+LR24A-SR | R3015-1-P25-B2+LR24A-SR | 26 | R3015-1-P25-B2 | + | LR24A-SR | Standard actuator | 1 | Scenario 5 |  | PPK¦SelectPro¦VDI3805¦Internet_EU | PPK SelectPro VDI3805 Internet_EU | PPK SelectPro VDI3805 Internet_EU | R3015-1-P25-B2+LR24A-SR |  | 100 kPa | 100 kPa
112515 | R3015-1-P25-B2/LR24A-SR | R3015-1-P25-B2/LR24A-SR | 26 | R3015-1-P25-B2 | / | LR24A-SR | Standard actuator | 1 | Scenario 5 |  | PPK¦SelectPro¦VDI3805¦Internet_EU | PPK SelectPro VDI3805 Internet_EU | PPK SelectPro VDI3805 Internet_EU | R3015-1-P25-B2/LR24A-SR |  | 100 kPa | 100 kPa
112518 | R3015-1-P4-B2+LR24A-MP | R3015-1-P4-B2+LR24A-MP | 26 | R3015-1-P4-B2 | + | LR24A-MP | Communicative actuator | 1 | Scenario 5 |  | PPK¦SelectPro¦VDI3805¦Internet_EU | PPK SelectPro VDI3805 Internet_EU | PPK SelectPro VDI3805 Internet_EU | R3015-1-P4-B2+LR24A-MP |  | 100 kPa | 100 kPa
112519 | R3015-1-P4-B2/LR24A-MP | R3015-1-P4-B2/LR24A-MP | 26 | R3015-1-P4-B2 | / | LR24A-MP | Communicative actuator | 1 | Scenario 5 |  | PPK¦SelectPro¦VDI3805¦Internet_EU | PPK SelectPro VDI3805 Internet_EU | PPK SelectPro VDI3805 Internet_EU | R3015-1-P4-B2/LR24A-MP |  | 100 kPa | 100 kPa
112520 | R3015-1-P4-B2+LR24A-SR | R3015-1-P4-B2+LR24A-SR | 26 | R3015-1-P4-B2 | + | LR24A-SR | Standard actuator | 1 | Scenario 5 |  | PPK¦SelectPro¦VDI3805¦Internet_EU | PPK SelectPro VDI3805 Internet_EU | PPK SelectPro VDI3805 Internet_EU | R3015-1-P4-B2+LR24A-SR |  | 100 kPa | 100 kPa
112521 | R3015-1-P4-B2/LR24A-SR | R3015-1-P4-B2/LR24A-SR | 26 | R3015-1-P4-B2 | / | LR24A-SR | Standard actuator | 1 | Scenario 5 |  | PPK¦SelectPro¦VDI3805¦Internet_EU | PPK SelectPro VDI3805 Internet_EU | PPK SelectPro VDI3805 Internet_EU | R3015-1-P4-B2/LR24A-SR |  | 100 kPa | 100 kPa
112524 | R3015-1-P63-B2+LR24A-MP | R3015-1-P63-B2+LR24A-MP | 26 | R3015-1-P63-B2 | + | LR24A-MP | Communicative actuator | 1 | Scenario 5 |  | PPK¦SelectPro¦VDI3805¦Internet_EU | PPK SelectPro VDI3805 Internet_EU | PPK SelectPro VDI3805 Internet_EU | R3015-1-P63-B2+LR24A-MP |  | 100 kPa | 100 kPa
112525 | R3015-1-P63-B2/LR24A-MP | R3015-1-P63-B2/LR24A-MP | 26 | R3015-1-P63-B2 | / | LR24A-MP | Communicative actuator | 1 | Scenario 5 |  | PPK¦SelectPro¦VDI3805¦Internet_EU | PPK SelectPro VDI3805 Internet_EU | PPK SelectPro VDI3805 Internet_EU | R3015-1-P63-B2/LR24A-MP |  | 100 kPa | 100 kPa
112526 | R3015-1-P63-B2+LR24A-SR | R3015-1-P63-B2+LR24A-SR | 26 | R3015-1-P63-B2 | + | LR24A-SR | Standard actuator | 1 | Scenario 5 |  | PPK¦SelectPro¦VDI3805¦Internet_EU | PPK SelectPro VDI3805 Internet_EU | PPK SelectPro VDI3805 Internet_EU | R3015-1-P63-B2+LR24A-SR |  | 100 kPa | 100 kPa
112527 | R3015-1-P63-B2/LR24A-SR | R3015-1-P63-B2/LR24A-SR | 26 | R3015-1-P63-B2 | / | LR24A-SR | Standard actuator | 1 | Scenario 5 |  | PPK¦SelectPro¦VDI3805¦Internet_EU | PPK SelectPro VDI3805 Internet_EU | PPK SelectPro VDI3805 Internet_EU | R3015-1-P63-B2/LR24A-SR |  | 100 kPa | 100 kPa
112530 | R3015-1P3-1-B2+LR24A-MP | R3015-1P3-1-B2+LR24A-MP | 26 | R3015-1P3-1-B2 | + | LR24A-MP | Communicative actuator | 1 | Scenario 5 |  | PPK¦SelectPro¦VDI3805¦Internet_EU | PPK SelectPro VDI3805 Internet_EU | PPK SelectPro VDI3805 Internet_EU | R3015-1P3-1-B2+LR24A-MP |  | 100 kPa | 100 kPa
112531 | R3015-1P3-1-B2/LR24A-MP | R3015-1P3-1-B2/LR24A-MP | 26 | R3015-1P3-1-B2 | / | LR24A-MP | Communicative actuator | 1 | Scenario 5 |  | PPK¦SelectPro¦VDI3805¦Internet_EU | PPK SelectPro VDI3805 Internet_EU | PPK SelectPro VDI3805 Internet_EU | R3015-1P3-1-B2/LR24A-MP |  | 100 kPa | 100 kPa
112532 | R3015-1P3-1-B2+LR24A-SR | R3015-1P3-1-B2+LR24A-SR | 26 | R3015-1P3-1-B2 | + | LR24A-SR | Standard actuator | 1 | Scenario 5 |  | PPK¦SelectPro¦VDI3805¦Internet_EU | PPK SelectPro VDI3805 Internet_EU | PPK SelectPro VDI3805 Internet_EU | R3015-1P3-1-B2+LR24A-SR |  | 100 kPa | 100 kPa
112533 | R3015-1P3-1-B2/LR24A-SR | R3015-1P3-1-B2/LR24A-SR | 26 | R3015-1P3-1-B2 | / | LR24A-SR | Standard actuator | 1 | Scenario 5 |  | PPK¦SelectPro¦VDI3805¦Internet_EU | PPK SelectPro VDI3805 Internet_EU | PPK SelectPro VDI3805 Internet_EU | R3015-1P3-1-B2/LR24A-SR |  | 100 kPa | 100 kPa
112536 | R3015-1P3-1P3-B2+LR24A-MP | R3015-1P3-1P3-B2+LR24A-MP | 26 | R3015-1P3-1P3-B2 | + | LR24A-MP | Communicative actuator | 1 | Scenario 5 |  | PPK¦SelectPro¦VDI3805¦Internet_EU | PPK SelectPro VDI3805 Internet_EU | PPK SelectPro VDI3805 Internet_EU | R3015-1P3-1P3-B2+LR24A-MP |  | 100 kPa | 100 kPa
112537 | R3015-1P3-1P3-B2/LR24A-MP | R3015-1P3-1P3-B2/LR24A-MP | 26 | R3015-1P3-1P3-B2 | / | LR24A-MP | Communicative actuator | 1 | Scenario 5 |  | PPK¦SelectPro¦VDI3805¦Internet_EU | PPK SelectPro VDI3805 Internet_EU | PPK SelectPro VDI3805 Internet_EU | R3015-1P3-1P3-B2/LR24A-MP |  | 100 kPa | 100 kPa
112538 | R3015-1P3-1P3-B2+LR24A-SR | R3015-1P3-1P3-B2+LR24A-SR | 26 | R3015-1P3-1P3-B2 | + | LR24A-SR | Standard actuator | 1 | Scenario 5 |  | PPK¦SelectPro¦VDI3805¦Internet_EU | PPK SelectPro VDI3805 Internet_EU | PPK SelectPro VDI3805 Internet_EU | R3015-1P3-1P3-B2+LR24A-SR |  | 100 kPa | 100 kPa
112539 | R3015-1P3-1P3-B2/LR24A-SR | R3015-1P3-1P3-B2/LR24A-SR | 26 | R3015-1P3-1P3-B2 | / | LR24A-SR | Standard actuator | 1 | Scenario 5 |  | PPK¦SelectPro¦VDI3805¦Internet_EU | PPK SelectPro VDI3805 Internet_EU | PPK SelectPro VDI3805 Internet_EU | R3015-1P3-1P3-B2/LR24A-SR |  | 100 kPa | 100 kPa
112542 | R3015-1P3-P25-B2+LR24A-MP | R3015-1P3-P25-B2+LR24A-MP | 26 | R3015-1P3-P25-B2 | + | LR24A-MP | Communicative actuator | 1 | Scenario 5 |  | PPK¦SelectPro¦VDI3805¦Internet_EU | PPK SelectPro VDI3805 Internet_EU | PPK SelectPro VDI3805 Internet_EU | R3015-1P3-P25-B2+LR24A-MP |  | 100 kPa | 100 kPa
112543 | R3015-1P3-P25-B2/LR24A-MP | R3015-1P3-P25-B2/LR24A-MP | 26 | R3015-1P3-P25-B2 | / | LR24A-MP | Communicative actuator | 1 | Scenario 5 |  | PPK¦SelectPro¦VDI3805¦Internet_EU | PPK SelectPro VDI3805 Internet_EU | PPK SelectPro VDI3805 Internet_EU | R3015-1P3-P25-B2/LR24A-MP |  | 100 kPa | 100 kPa
112544 | R3015-1P3-P25-B2+LR24A-SR | R3015-1P3-P25-B2+LR24A-SR | 26 | R3015-1P3-P25-B2 | + | LR24A-SR | Standard actuator | 1 | Scenario 5 |  | PPK¦SelectPro¦VDI3805¦Internet_EU | PPK SelectPro VDI3805 Internet_EU | PPK SelectPro VDI3805 Internet_EU | R3015-1P3-P25-B2+LR24A-SR |  | 100 kPa | 100 kPa
112545 | R3015-1P3-P25-B2/LR24A-SR | R3015-1P3-P25-B2/LR24A-SR | 26 | R3015-1P3-P25-B2 | / | LR24A-SR | Standard actuator | 1 | Scenario 5 |  | PPK¦SelectPro¦VDI3805¦Internet_EU | PPK SelectPro VDI3805 Internet_EU | PPK SelectPro VDI3805 Internet_EU | R3015-1P3-P25-B2/LR24A-SR |  | 100 kPa | 100 kPa
112548 | R3015-1P3-P4-B2+LR24A-MP | R3015-1P3-P4-B2+LR24A-MP | 26 | R3015-1P3-P4-B2 | + | LR24A-MP | Communicative actuator | 1 | Scenario 5 |  | PPK¦SelectPro¦VDI3805¦Internet_EU | PPK SelectPro VDI3805 Internet_EU | PPK SelectPro VDI3805 Internet_EU | R3015-1P3-P4-B2+LR24A-MP |  | 100 kPa | 100 kPa
112549 | R3015-1P3-P4-B2/LR24A-MP | R3015-1P3-P4-B2/LR24A-MP | 26 | R3015-1P3-P4-B2 | / | LR24A-MP | Communicative actuator | 1 | Scenario 5 |  | PPK¦SelectPro¦VDI3805¦Internet_EU | PPK SelectPro VDI3805 Internet_EU | PPK SelectPro VDI3805 Internet_EU | R3015-1P3-P4-B2/LR24A-MP |  | 100 kPa | 100 kPa
112550 | R3015-1P3-P4-B2+LR24A-SR | R3015-1P3-P4-B2+LR24A-SR | 26 | R3015-1P3-P4-B2 | + | LR24A-SR | Standard actuator | 1 | Scenario 5 |  | PPK¦SelectPro¦VDI3805¦Internet_EU | PPK SelectPro VDI3805 Internet_EU | PPK SelectPro VDI3805 Internet_EU | R3015-1P3-P4-B2+LR24A-SR |  | 100 kPa | 100 kPa
112551 | R3015-1P3-P4-B2/LR24A-SR | R3015-1P3-P4-B2/LR24A-SR | 26 | R3015-1P3-P4-B2 | / | LR24A-SR | Standard actuator | 1 | Scenario 5 |  | PPK¦SelectPro¦VDI3805¦Internet_EU | PPK SelectPro VDI3805 Internet_EU | PPK SelectPro VDI3805 Internet_EU | R3015-1P3-P4-B2/LR24A-SR |  | 100 kPa | 100 kPa
112554 | R3015-1P3-P63-B2+LR24A-MP | R3015-1P3-P63-B2+LR24A-MP | 26 | R3015-1P3-P63-B2 | + | LR24A-MP | Communicative actuator | 1 | Scenario 5 |  | PPK¦SelectPro¦VDI3805¦Internet_EU | PPK SelectPro VDI3805 Internet_EU | PPK SelectPro VDI3805 Internet_EU | R3015-1P3-P63-B2+LR24A-MP |  | 100 kPa | 100 kPa
112555 | R3015-1P3-P63-B2/LR24A-MP | R3015-1P3-P63-B2/LR24A-MP | 26 | R3015-1P3-P63-B2 | / | LR24A-MP | Communicative actuator | 1 | Scenario 5 |  | PPK¦SelectPro¦VDI3805¦Internet_EU | PPK SelectPro VDI3805 Internet_EU | PPK SelectPro VDI3805 Internet_EU | R3015-1P3-P63-B2/LR24A-MP |  | 100 kPa | 100 kPa
112556 | R3015-1P3-P63-B2+LR24A-SR | R3015-1P3-P63-B2+LR24A-SR | 26 | R3015-1P3-P63-B2 | + | LR24A-SR | Standard actuator | 1 | Scenario 5 |  | PPK¦SelectPro¦VDI3805¦Internet_EU | PPK SelectPro VDI3805 Internet_EU | PPK SelectPro VDI3805 Internet_EU | R3015-1P3-P63-B2+LR24A-SR |  | 100 kPa | 100 kPa
112557 | R3015-1P3-P63-B2/LR24A-SR | R3015-1P3-P63-B2/LR24A-SR | 26 | R3015-1P3-P63-B2 | / | LR24A-SR | Standard actuator | 1 | Scenario 5 |  | PPK¦SelectPro¦VDI3805¦Internet_EU | PPK SelectPro VDI3805 Internet_EU | PPK SelectPro VDI3805 Internet_EU | R3015-1P3-P63-B2/LR24A-SR |  | 100 kPa | 100 kPa
112560 | R3015-P25-1-B2+LR24A-MP | R3015-P25-1-B2+LR24A-MP | 26 | R3015-P25-1-B2 | + | LR24A-MP | Communicative actuator | 1 | Scenario 5 |  | PPK¦SelectPro¦VDI3805¦Internet_EU | PPK SelectPro VDI3805 Internet_EU | PPK SelectPro VDI3805 Internet_EU | R3015-P25-1-B2+LR24A-MP |  | 100 kPa | 100 kPa
112561 | R3015-P25-1-B2/LR24A-MP | R3015-P25-1-B2/LR24A-MP | 26 | R3015-P25-1-B2 | / | LR24A-MP | Communicative actuator | 1 | Scenario 5 |  | PPK¦SelectPro¦VDI3805¦Internet_EU | PPK SelectPro VDI3805 Internet_EU | PPK SelectPro VDI3805 Internet_EU | R3015-P25-1-B2/LR24A-MP |  | 100 kPa | 100 kPa
112562 | R3015-P25-1-B2+LR24A-SR | R3015-P25-1-B2+LR24A-SR | 26 | R3015-P25-1-B2 | + | LR24A-SR | Standard actuator | 1 | Scenario 5 |  | PPK¦SelectPro¦VDI3805¦Internet_EU | PPK SelectPro VDI3805 Internet_EU | PPK SelectPro VDI3805 Internet_EU | R3015-P25-1-B2+LR24A-SR |  | 100 kPa | 100 kPa
112563 | R3015-P25-1-B2/LR24A-SR | R3015-P25-1-B2/LR24A-SR | 26 | R3015-P25-1-B2 | / | LR24A-SR | Standard actuator | 1 | Scenario 5 |  | PPK¦SelectPro¦VDI3805¦Internet_EU | PPK SelectPro VDI3805 Internet_EU | PPK SelectPro VDI3805 Internet_EU | R3015-P25-1-B2/LR24A-SR |  | 100 kPa | 100 kPa
112566 | R3015-P25-1P3-B2+LR24A-MP | R3015-P25-1P3-B2+LR24A-MP | 26 | R3015-P25-1P3-B2 | + | LR24A-MP | Communicative actuator | 1 | Scenario 5 |  | PPK¦SelectPro¦VDI3805¦Internet_EU | PPK SelectPro VDI3805 Internet_EU | PPK SelectPro VDI3805 Internet_EU | R3015-P25-1P3-B2+LR24A-MP |  | 100 kPa | 100 kPa
112567 | R3015-P25-1P3-B2/LR24A-MP | R3015-P25-1P3-B2/LR24A-MP | 26 | R3015-P25-1P3-B2 | / | LR24A-MP | Communicative actuator | 1 | Scenario 5 |  | PPK¦SelectPro¦VDI3805¦Internet_EU | PPK SelectPro VDI3805 Internet_EU | PPK SelectPro VDI3805 Internet_EU | R3015-P25-1P3-B2/LR24A-MP |  | 100 kPa | 100 kPa
112568 | R3015-P25-1P3-B2+LR24A-SR | R3015-P25-1P3-B2+LR24A-SR | 26 | R3015-P25-1P3-B2 | + | LR24A-SR | Standard actuator | 1 | Scenario 5 |  | PPK¦SelectPro¦VDI3805¦Internet_EU | PPK SelectPro VDI3805 Internet_EU | PPK SelectPro VDI3805 Internet_EU | R3015-P25-1P3-B2+LR24A-SR |  | 100 kPa | 100 kPa
112569 | R3015-P25-1P3-B2/LR24A-SR | R3015-P25-1P3-B2/LR24A-SR | 26 | R3015-P25-1P3-B2 | / | LR24A-SR | Standard actuator | 1 | Scenario 5 |  | PPK¦SelectPro¦VDI3805¦Internet_EU | PPK SelectPro VDI3805 Internet_EU | PPK SelectPro VDI3805 Internet_EU | R3015-P25-1P3-B2/LR24A-SR |  | 100 kPa | 100 kPa
112572 | R3015-P25-P25-B2+LR24A-MP | R3015-P25-P25-B2+LR24A-MP | 26 | R3015-P25-P25-B2 | + | LR24A-MP | Communicative actuator | 1 | Scenario 5 |  | PPK¦SelectPro¦VDI3805¦Internet_EU | PPK SelectPro VDI3805 Internet_EU | PPK SelectPro VDI3805 Internet_EU | R3015-P25-P25-B2+LR24A-MP |  | 100 kPa | 100 kPa
112573 | R3015-P25-P25-B2/LR24A-MP | R3015-P25-P25-B2/LR24A-MP | 26 | R3015-P25-P25-B2 | / | LR24A-MP | Communicative actuator | 1 | Scenario 5 |  | PPK¦SelectPro¦VDI3805¦Internet_EU | PPK SelectPro VDI3805 Internet_EU | PPK SelectPro VDI3805 Internet_EU | R3015-P25-P25-B2/LR24A-MP |  | 100 kPa | 100 kPa
112574 | R3015-P25-P25-B2+LR24A-SR | R3015-P25-P25-B2+LR24A-SR | 26 | R3015-P25-P25-B2 | + | LR24A-SR | Standard actuator | 1 | Scenario 5 |  | PPK¦SelectPro¦VDI3805¦Internet_EU | PPK SelectPro VDI3805 Internet_EU | PPK SelectPro VDI3805 Internet_EU | R3015-P25-P25-B2+LR24A-SR |  | 100 kPa | 100 kPa
112575 | R3015-P25-P25-B2/LR24A-SR | R3015-P25-P25-B2/LR24A-SR | 26 | R3015-P25-P25-B2 | / | LR24A-SR | Standard actuator | 1 | Scenario 5 |  | PPK¦SelectPro¦VDI3805¦Internet_EU | PPK SelectPro VDI3805 Internet_EU | PPK SelectPro VDI3805 Internet_EU | R3015-P25-P25-B2/LR24A-SR |  | 100 kPa | 100 kPa
112578 | R3015-P25-P4-B2+LR24A-MP | R3015-P25-P4-B2+LR24A-MP | 26 | R3015-P25-P4-B2 | + | LR24A-MP | Communicative actuator | 1 | Scenario 5 |  | PPK¦SelectPro¦VDI3805¦Internet_EU | PPK SelectPro VDI3805 Internet_EU | PPK SelectPro VDI3805 Internet_EU | R3015-P25-P4-B2+LR24A-MP |  | 100 kPa | 100 kPa
112579 | R3015-P25-P4-B2/LR24A-MP | R3015-P25-P4-B2/LR24A-MP | 26 | R3015-P25-P4-B2 | / | LR24A-MP | Communicative actuator | 1 | Scenario 5 |  | PPK¦SelectPro¦VDI3805¦Internet_EU | PPK SelectPro VDI3805 Internet_EU | PPK SelectPro VDI3805 Internet_EU | R3015-P25-P4-B2/LR24A-MP |  | 100 kPa | 100 kPa
112580 | R3015-P25-P4-B2+LR24A-SR | R3015-P25-P4-B2+LR24A-SR | 26 | R3015-P25-P4-B2 | + | LR24A-SR | Standard actuator | 1 | Scenario 5 |  | PPK¦SelectPro¦VDI3805¦Internet_EU | PPK SelectPro VDI3805 Internet_EU | PPK SelectPro VDI3805 Internet_EU | R3015-P25-P4-B2+LR24A-SR |  | 100 kPa | 100 kPa
112581 | R3015-P25-P4-B2/LR24A-SR | R3015-P25-P4-B2/LR24A-SR | 26 | R3015-P25-P4-B2 | / | LR24A-SR | Standard actuator | 1 | Scenario 5 |  | PPK¦SelectPro¦VDI3805¦Internet_EU | PPK SelectPro VDI3805 Internet_EU | PPK SelectPro VDI3805 Internet_EU | R3015-P25-P4-B2/LR24A-SR |  | 100 kPa | 100 kPa
112584 | R3015-P25-P63-B2+LR24A-MP | R3015-P25-P63-B2+LR24A-MP | 26 | R3015-P25-P63-B2 | + | LR24A-MP | Communicative actuator | 1 | Scenario 5 |  | PPK¦SelectPro¦VDI3805¦Internet_EU | PPK SelectPro VDI3805 Internet_EU | PPK SelectPro VDI3805 Internet_EU | R3015-P25-P63-B2+LR24A-MP |  | 100 kPa | 100 kPa
112585 | R3015-P25-P63-B2/LR24A-MP | R3015-P25-P63-B2/LR24A-MP | 26 | R3015-P25-P63-B2 | / | LR24A-MP | Communicative actuator | 1 | Scenario 5 |  | PPK¦SelectPro¦VDI3805¦Internet_EU | PPK SelectPro VDI3805 Internet_EU | PPK SelectPro VDI3805 Internet_EU | R3015-P25-P63-B2/LR24A-MP |  | 100 kPa | 100 kPa
112586 | R3015-P25-P63-B2+LR24A-SR | R3015-P25-P63-B2+LR24A-SR | 26 | R3015-P25-P63-B2 | + | LR24A-SR | Standard actuator | 1 | Scenario 5 |  | PPK¦SelectPro¦VDI3805¦Internet_EU | PPK SelectPro VDI3805 Internet_EU | PPK SelectPro VDI3805 Internet_EU | R3015-P25-P63-B2+LR24A-SR |  | 100 kPa | 100 kPa
112587 | R3015-P25-P63-B2/LR24A-SR | R3015-P25-P63-B2/LR24A-SR | 26 | R3015-P25-P63-B2 | / | LR24A-SR | Standard actuator | 1 | Scenario 5 |  | PPK¦SelectPro¦VDI3805¦Internet_EU | PPK SelectPro VDI3805 Internet_EU | PPK SelectPro VDI3805 Internet_EU | R3015-P25-P63-B2/LR24A-SR |  | 100 kPa | 100 kPa
112590 | R3015-P4-1-B2+LR24A-MP | R3015-P4-1-B2+LR24A-MP | 26 | R3015-P4-1-B2 | + | LR24A-MP | Communicative actuator | 1 | Scenario 5 |  | PPK¦SelectPro¦VDI3805¦Internet_EU | PPK SelectPro VDI3805 Internet_EU | PPK SelectPro VDI3805 Internet_EU | R3015-P4-1-B2+LR24A-MP |  | 100 kPa | 100 kPa
112591 | R3015-P4-1-B2/LR24A-MP | R3015-P4-1-B2/LR24A-MP | 26 | R3015-P4-1-B2 | / | LR24A-MP | Communicative actuator | 1 | Scenario 5 |  | PPK¦SelectPro¦VDI3805¦Internet_EU | PPK SelectPro VDI3805 Internet_EU | PPK SelectPro VDI3805 Internet_EU | R3015-P4-1-B2/LR24A-MP |  | 100 kPa | 100 kPa
112592 | R3015-P4-1-B2+LR24A-SR | R3015-P4-1-B2+LR24A-SR | 26 | R3015-P4-1-B2 | + | LR24A-SR | Standard actuator | 1 | Scenario 5 |  | PPK¦SelectPro¦VDI3805¦Internet_EU | PPK SelectPro VDI3805 Internet_EU | PPK SelectPro VDI3805 Internet_EU | R3015-P4-1-B2+LR24A-SR |  | 100 kPa | 100 kPa
112593 | R3015-P4-1-B2/LR24A-SR | R3015-P4-1-B2/LR24A-SR | 26 | R3015-P4-1-B2 | / | LR24A-SR | Standard actuator | 1 | Scenario 5 |  | PPK¦SelectPro¦VDI3805¦Internet_EU | PPK SelectPro VDI3805 Internet_EU | PPK SelectPro VDI3805 Internet_EU | R3015-P4-1-B2/LR24A-SR |  | 100 kPa | 100 kPa
112596 | R3015-P4-1P3-B2+LR24A-MP | R3015-P4-1P3-B2+LR24A-MP | 26 | R3015-P4-1P3-B2 | + | LR24A-MP | Communicative actuator | 1 | Scenario 5 |  | PPK¦SelectPro¦VDI3805¦Internet_EU | PPK SelectPro VDI3805 Internet_EU | PPK SelectPro VDI3805 Internet_EU | R3015-P4-1P3-B2+LR24A-MP |  | 100 kPa | 100 kPa
112597 | R3015-P4-1P3-B2/LR24A-MP | R3015-P4-1P3-B2/LR24A-MP | 26 | R3015-P4-1P3-B2 | / | LR24A-MP | Communicative actuator | 1 | Scenario 5 |  | PPK¦SelectPro¦VDI3805¦Internet_EU | PPK SelectPro VDI3805 Internet_EU | PPK SelectPro VDI3805 Internet_EU | R3015-P4-1P3-B2/LR24A-MP |  | 100 kPa | 100 kPa
112598 | R3015-P4-1P3-B2+LR24A-SR | R3015-P4-1P3-B2+LR24A-SR | 26 | R3015-P4-1P3-B2 | + | LR24A-SR | Standard actuator | 1 | Scenario 5 |  | PPK¦SelectPro¦VDI3805¦Internet_EU | PPK SelectPro VDI3805 Internet_EU | PPK SelectPro VDI3805 Internet_EU | R3015-P4-1P3-B2+LR24A-SR |  | 100 kPa | 100 kPa
112599 | R3015-P4-1P3-B2/LR24A-SR | R3015-P4-1P3-B2/LR24A-SR | 26 | R3015-P4-1P3-B2 | / | LR24A-SR | Standard actuator | 1 | Scenario 5 |  | PPK¦SelectPro¦VDI3805¦Internet_EU | PPK SelectPro VDI3805 Internet_EU | PPK SelectPro VDI3805 Internet_EU | R3015-P4-1P3-B2/LR24A-SR |  | 100 kPa | 100 kPa
112602 | R3015-P4-P25-B2+LR24A-MP | R3015-P4-P25-B2+LR24A-MP | 26 | R3015-P4-P25-B2 | + | LR24A-MP | Communicative actuator | 1 | Scenario 5 |  | PPK¦SelectPro¦VDI3805¦Internet_EU | PPK SelectPro VDI3805 Internet_EU | PPK SelectPro VDI3805 Internet_EU | R3015-P4-P25-B2+LR24A-MP |  | 100 kPa | 100 kPa
112603 | R3015-P4-P25-B2/LR24A-MP | R3015-P4-P25-B2/LR24A-MP | 26 | R3015-P4-P25-B2 | / | LR24A-MP | Communicative actuator | 1 | Scenario 5 |  | PPK¦SelectPro¦VDI3805¦Internet_EU | PPK SelectPro VDI3805 Internet_EU | PPK SelectPro VDI3805 Internet_EU | R3015-P4-P25-B2/LR24A-MP |  | 100 kPa | 100 kPa
112604 | R3015-P4-P25-B2+LR24A-SR | R3015-P4-P25-B2+LR24A-SR | 26 | R3015-P4-P25-B2 | + | LR24A-SR | Standard actuator | 1 | Scenario 5 |  | PPK¦SelectPro¦VDI3805¦Internet_EU | PPK SelectPro VDI3805 Internet_EU | PPK SelectPro VDI3805 Internet_EU | R3015-P4-P25-B2+LR24A-SR |  | 100 kPa | 100 kPa
112605 | R3015-P4-P25-B2/LR24A-SR | R3015-P4-P25-B2/LR24A-SR | 26 | R3015-P4-P25-B2 | / | LR24A-SR | Standard actuator | 1 | Scenario 5 |  | PPK¦SelectPro¦VDI3805¦Internet_EU | PPK SelectPro VDI3805 Internet_EU | PPK SelectPro VDI3805 Internet_EU | R3015-P4-P25-B2/LR24A-SR |  | 100 kPa | 100 kPa
112608 | R3015-P4-P4-B2+LR24A-MP | R3015-P4-P4-B2+LR24A-MP | 26 | R3015-P4-P4-B2 | + | LR24A-MP | Communicative actuator | 1 | Scenario 5 |  | PPK¦SelectPro¦VDI3805¦Internet_EU | PPK SelectPro VDI3805 Internet_EU | PPK SelectPro VDI3805 Internet_EU | R3015-P4-P4-B2+LR24A-MP |  | 100 kPa | 100 kPa
112609 | R3015-P4-P4-B2/LR24A-MP | R3015-P4-P4-B2/LR24A-MP | 26 | R3015-P4-P4-B2 | / | LR24A-MP | Communicative actuator | 1 | Scenario 5 |  | PPK¦SelectPro¦VDI3805¦Internet_EU | PPK SelectPro VDI3805 Internet_EU | PPK SelectPro VDI3805 Internet_EU | R3015-P4-P4-B2/LR24A-MP |  | 100 kPa | 100 kPa
112610 | R3015-P4-P4-B2+LR24A-SR | R3015-P4-P4-B2+LR24A-SR | 26 | R3015-P4-P4-B2 | + | LR24A-SR | Standard actuator | 1 | Scenario 5 |  | PPK¦SelectPro¦VDI3805¦Internet_EU | PPK SelectPro VDI3805 Internet_EU | PPK SelectPro VDI3805 Internet_EU | R3015-P4-P4-B2+LR24A-SR |  | 100 kPa | 100 kPa
112611 | R3015-P4-P4-B2/LR24A-SR | R3015-P4-P4-B2/LR24A-SR | 26 | R3015-P4-P4-B2 | / | LR24A-SR | Standard actuator | 1 | Scenario 5 |  | PPK¦SelectPro¦VDI3805¦Internet_EU | PPK SelectPro VDI3805 Internet_EU | PPK SelectPro VDI3805 Internet_EU | R3015-P4-P4-B2/LR24A-SR |  | 100 kPa | 100 kPa
112614 | R3015-P4-P63-B2+LR24A-MP | R3015-P4-P63-B2+LR24A-MP | 26 | R3015-P4-P63-B2 | + | LR24A-MP | Communicative actuator | 1 | Scenario 5 |  | PPK¦SelectPro¦VDI3805¦Internet_EU | PPK SelectPro VDI3805 Internet_EU | PPK SelectPro VDI3805 Internet_EU | R3015-P4-P63-B2+LR24A-MP |  | 100 kPa | 100 kPa
112615 | R3015-P4-P63-B2/LR24A-MP | R3015-P4-P63-B2/LR24A-MP | 26 | R3015-P4-P63-B2 | / | LR24A-MP | Communicative actuator | 1 | Scenario 5 |  | PPK¦SelectPro¦VDI3805¦Internet_EU | PPK SelectPro VDI3805 Internet_EU | PPK SelectPro VDI3805 Internet_EU | R3015-P4-P63-B2/LR24A-MP |  | 100 kPa | 100 kPa
112616 | R3015-P4-P63-B2+LR24A-SR | R3015-P4-P63-B2+LR24A-SR | 26 | R3015-P4-P63-B2 | + | LR24A-SR | Standard actuator | 1 | Scenario 5 |  | PPK¦SelectPro¦VDI3805¦Internet_EU | PPK SelectPro VDI3805 Internet_EU | PPK SelectPro VDI3805 Internet_EU | R3015-P4-P63-B2+LR24A-SR |  | 100 kPa | 100 kPa
112617 | R3015-P4-P63-B2/LR24A-SR | R3015-P4-P63-B2/LR24A-SR | 26 | R3015-P4-P63-B2 | / | LR24A-SR | Standard actuator | 1 | Scenario 5 |  | PPK¦SelectPro¦VDI3805¦Internet_EU | PPK SelectPro VDI3805 Internet_EU | PPK SelectPro VDI3805 Internet_EU | R3015-P4-P63-B2/LR24A-SR |  | 100 kPa | 100 kPa
112620 | R3015-P63-1-B2+LR24A-MP | R3015-P63-1-B2+LR24A-MP | 26 | R3015-P63-1-B2 | + | LR24A-MP | Communicative actuator | 1 | Scenario 5 |  | PPK¦SelectPro¦VDI3805¦Internet_EU | PPK SelectPro VDI3805 Internet_EU | PPK SelectPro VDI3805 Internet_EU | R3015-P63-1-B2+LR24A-MP |  | 100 kPa | 100 kPa
112621 | R3015-P63-1-B2/LR24A-MP | R3015-P63-1-B2/LR24A-MP | 26 | R3015-P63-1-B2 | / | LR24A-MP | Communicative actuator | 1 | Scenario 5 |  | PPK¦SelectPro¦VDI3805¦Internet_EU | PPK SelectPro VDI3805 Internet_EU | PPK SelectPro VDI3805 Internet_EU | R3015-P63-1-B2/LR24A-MP |  | 100 kPa | 100 kPa
112622 | R3015-P63-1-B2+LR24A-SR | R3015-P63-1-B2+LR24A-SR | 26 | R3015-P63-1-B2 | + | LR24A-SR | Standard actuator | 1 | Scenario 5 |  | PPK¦SelectPro¦VDI3805¦Internet_EU | PPK SelectPro VDI3805 Internet_EU | PPK SelectPro VDI3805 Internet_EU | R3015-P63-1-B2+LR24A-SR |  | 100 kPa | 100 kPa
112623 | R3015-P63-1-B2/LR24A-SR | R3015-P63-1-B2/LR24A-SR | 26 | R3015-P63-1-B2 | / | LR24A-SR | Standard actuator | 1 | Scenario 5 |  | PPK¦SelectPro¦VDI3805¦Internet_EU | PPK SelectPro VDI3805 Internet_EU | PPK SelectPro VDI3805 Internet_EU | R3015-P63-1-B2/LR24A-SR |  | 100 kPa | 100 kPa
112626 | R3015-P63-1P3-B2+LR24A-MP | R3015-P63-1P3-B2+LR24A-MP | 26 | R3015-P63-1P3-B2 | + | LR24A-MP | Communicative actuator | 1 | Scenario 5 |  | PPK¦SelectPro¦VDI3805¦Internet_EU | PPK SelectPro VDI3805 Internet_EU | PPK SelectPro VDI3805 Internet_EU | R3015-P63-1P3-B2+LR24A-MP |  | 100 kPa | 100 kPa
112627 | R3015-P63-1P3-B2/LR24A-MP | R3015-P63-1P3-B2/LR24A-MP | 26 | R3015-P63-1P3-B2 | / | LR24A-MP | Communicative actuator | 1 | Scenario 5 |  | PPK¦SelectPro¦VDI3805¦Internet_EU | PPK SelectPro VDI3805 Internet_EU | PPK SelectPro VDI3805 Internet_EU | R3015-P63-1P3-B2/LR24A-MP |  | 100 kPa | 100 kPa
112628 | R3015-P63-1P3-B2+LR24A-SR | R3015-P63-1P3-B2+LR24A-SR | 26 | R3015-P63-1P3-B2 | + | LR24A-SR | Standard actuator | 1 | Scenario 5 |  | PPK¦SelectPro¦VDI3805¦Internet_EU | PPK SelectPro VDI3805 Internet_EU | PPK SelectPro VDI3805 Internet_EU | R3015-P63-1P3-B2+LR24A-SR |  | 100 kPa | 100 kPa
112629 | R3015-P63-1P3-B2/LR24A-SR | R3015-P63-1P3-B2/LR24A-SR | 26 | R3015-P63-1P3-B2 | / | LR24A-SR | Standard actuator | 1 | Scenario 5 |  | PPK¦SelectPro¦VDI3805¦Internet_EU | PPK SelectPro VDI3805 Internet_EU | PPK SelectPro VDI3805 Internet_EU | R3015-P63-1P3-B2/LR24A-SR |  | 100 kPa | 100 kPa
112632 | R3015-P63-P25-B2+LR24A-MP | R3015-P63-P25-B2+LR24A-MP | 26 | R3015-P63-P25-B2 | + | LR24A-MP | Communicative actuator | 1 | Scenario 5 |  | PPK¦SelectPro¦VDI3805¦Internet_EU | PPK SelectPro VDI3805 Internet_EU | PPK SelectPro VDI3805 Internet_EU | R3015-P63-P25-B2+LR24A-MP |  | 100 kPa | 100 kPa
112633 | R3015-P63-P25-B2/LR24A-MP | R3015-P63-P25-B2/LR24A-MP | 26 | R3015-P63-P25-B2 | / | LR24A-MP | Communicative actuator | 1 | Scenario 5 |  | PPK¦SelectPro¦VDI3805¦Internet_EU | PPK SelectPro VDI3805 Internet_EU | PPK SelectPro VDI3805 Internet_EU | R3015-P63-P25-B2/LR24A-MP |  | 100 kPa | 100 kPa
112634 | R3015-P63-P25-B2+LR24A-SR | R3015-P63-P25-B2+LR24A-SR | 26 | R3015-P63-P25-B2 | + | LR24A-SR | Standard actuator | 1 | Scenario 5 |  | PPK¦SelectPro¦VDI3805¦Internet_EU | PPK SelectPro VDI3805 Internet_EU | PPK SelectPro VDI3805 Internet_EU | R3015-P63-P25-B2+LR24A-SR |  | 100 kPa | 100 kPa
112635 | R3015-P63-P25-B2/LR24A-SR | R3015-P63-P25-B2/LR24A-SR | 26 | R3015-P63-P25-B2 | / | LR24A-SR | Standard actuator | 1 | Scenario 5 |  | PPK¦SelectPro¦VDI3805¦Internet_EU | PPK SelectPro VDI3805 Internet_EU | PPK SelectPro VDI3805 Internet_EU | R3015-P63-P25-B2/LR24A-SR |  | 100 kPa | 100 kPa
112638 | R3015-P63-P4-B2+LR24A-MP | R3015-P63-P4-B2+LR24A-MP | 26 | R3015-P63-P4-B2 | + | LR24A-MP | Communicative actuator | 1 | Scenario 5 |  | PPK¦SelectPro¦VDI3805¦Internet_EU | PPK SelectPro VDI3805 Internet_EU | PPK SelectPro VDI3805 Internet_EU | R3015-P63-P4-B2+LR24A-MP |  | 100 kPa | 100 kPa
112639 | R3015-P63-P4-B2/LR24A-MP | R3015-P63-P4-B2/LR24A-MP | 26 | R3015-P63-P4-B2 | / | LR24A-MP | Communicative actuator | 1 | Scenario 5 |  | PPK¦SelectPro¦VDI3805¦Internet_EU | PPK SelectPro VDI3805 Internet_EU | PPK SelectPro VDI3805 Internet_EU | R3015-P63-P4-B2/LR24A-MP |  | 100 kPa | 100 kPa
112640 | R3015-P63-P4-B2+LR24A-SR | R3015-P63-P4-B2+LR24A-SR | 26 | R3015-P63-P4-B2 | + | LR24A-SR | Standard actuator | 1 | Scenario 5 |  | PPK¦SelectPro¦VDI3805¦Internet_EU | PPK SelectPro VDI3805 Internet_EU | PPK SelectPro VDI3805 Internet_EU | R3015-P63-P4-B2+LR24A-SR |  | 100 kPa | 100 kPa
112641 | R3015-P63-P4-B2/LR24A-SR | R3015-P63-P4-B2/LR24A-SR | 26 | R3015-P63-P4-B2 | / | LR24A-SR | Standard actuator | 1 | Scenario 5 |  | PPK¦SelectPro¦VDI3805¦Internet_EU | PPK SelectPro VDI3805 Internet_EU | PPK SelectPro VDI3805 Internet_EU | R3015-P63-P4-B2/LR24A-SR |  | 100 kPa | 100 kPa
112644 | R3015-P63-P63-B2+LR24A-MP | R3015-P63-P63-B2+LR24A-MP | 26 | R3015-P63-P63-B2 | + | LR24A-MP | Communicative actuator | 1 | Scenario 5 |  | PPK¦SelectPro¦VDI3805¦Internet_EU | PPK SelectPro VDI3805 Internet_EU | PPK SelectPro VDI3805 Internet_EU | R3015-P63-P63-B2+LR24A-MP |  | 100 kPa | 100 kPa
112645 | R3015-P63-P63-B2/LR24A-MP | R3015-P63-P63-B2/LR24A-MP | 26 | R3015-P63-P63-B2 | / | LR24A-MP | Communicative actuator | 1 | Scenario 5 |  | PPK¦SelectPro¦VDI3805¦Internet_EU | PPK SelectPro VDI3805 Internet_EU | PPK SelectPro VDI3805 Internet_EU | R3015-P63-P63-B2/LR24A-MP |  | 100 kPa | 100 kPa
112646 | R3015-P63-P63-B2+LR24A-SR | R3015-P63-P63-B2+LR24A-SR | 26 | R3015-P63-P63-B2 | + | LR24A-SR | Standard actuator | 1 | Scenario 5 |  | PPK¦SelectPro¦VDI3805¦Internet_EU | PPK SelectPro VDI3805 Internet_EU | PPK SelectPro VDI3805 Internet_EU | R3015-P63-P63-B2+LR24A-SR |  | 100 kPa | 100 kPa
112647 | R3015-P63-P63-B2/LR24A-SR | R3015-P63-P63-B2/LR24A-SR | 26 | R3015-P63-P63-B2 | / | LR24A-SR | Standard actuator | 1 | Scenario 5 |  | PPK¦SelectPro¦VDI3805¦Internet_EU | PPK SelectPro VDI3805 Internet_EU | PPK SelectPro VDI3805 Internet_EU | R3015-P63-P63-B2/LR24A-SR |  | 100 kPa | 100 kPa
113070 | D650NL+SR230A-5 | D650NL+SR230A-5 | 26 | D650NL | + | SR230A-5 | Standard actuator | 1 | Scenario 1 |  | PPK¦SelectPro¦VDI3805¦Internet_EU | PPK SelectPro VDI3805 Internet_EU | PPK SelectPro VDI3805 Internet_EU | D650NL+SR230A-5 |  | 1200 kPa | 3.1 kPa
113071 | D650NL/SR230A-5 | D650NL/SR230A-5 | 26 | D650NL | / | SR230A-5 | Standard actuator | 1 | Scenario 1 |  | PPK¦SelectPro¦VDI3805¦Internet_EU | PPK SelectPro VDI3805 Internet_EU | PPK SelectPro VDI3805 Internet_EU | D650NL/SR230A-5 |  | 1200 kPa | 3.1 kPa
113072 | D650NL+SR230A-SR-5 | D650NL+SR230A-SR-5 | 26 | D650NL | + | SR230A-SR-5 | Standard actuator | 0 | Scenario 2 |  | PPK¦SelectPro¦VDI3805¦Internet_EU | PPK SelectPro VDI3805 Internet_EU | PPK SelectPro VDI3805 Internet_EU | D650NL+SR230A-SR-5 |  | 1200 kPa | 3.1 kPa
113073 | D650NL/SR230A-SR-5 | D650NL/SR230A-SR-5 | 26 | D650NL | / | SR230A-SR-5 | Standard actuator | 0 | Scenario 2 |  | PPK¦SelectPro¦VDI3805¦Internet_EU | PPK SelectPro VDI3805 Internet_EU | PPK SelectPro VDI3805 Internet_EU | D650NL/SR230A-SR-5 |  | 1200 kPa | 3.1 kPa
113074 | D650NL+SR24A-5 | D650NL+SR24A-5 | 26 | D650NL | + | SR24A-5 | Standard actuator | 1 | Scenario 1 |  | PPK¦SelectPro¦VDI3805¦Internet_EU | PPK SelectPro VDI3805 Internet_EU | PPK SelectPro VDI3805 Internet_EU | D650NL+SR24A-5 |  | 1200 kPa | 3.1 kPa
113075 | D650NL/SR24A-5 | D650NL/SR24A-5 | 26 | D650NL | / | SR24A-5 | Standard actuator | 1 | Scenario 1 |  | PPK¦SelectPro¦VDI3805¦Internet_EU | PPK SelectPro VDI3805 Internet_EU | PPK SelectPro VDI3805 Internet_EU | D650NL/SR24A-5 |  | 1200 kPa | 3.1 kPa
113078 | D650NL+SR24A-MP-5 | D650NL+SR24A-MP-5 | 26 | D650NL | + | SR24A-MP-5 | Communicative actuator | 0 | Scenario 1¦Scenario 2 |  | PPK¦SelectPro¦VDI3805¦Internet_EU | PPK SelectPro VDI3805 Internet_EU | PPK SelectPro VDI3805 Internet_EU | D650NL+SR24A-MP-5 |  | 1200 kPa | 3.1 kPa
113079 | D650NL/SR24A-MP-5 | D650NL/SR24A-MP-5 | 26 | D650NL | / | SR24A-MP-5 | Communicative actuator | 0 | Scenario 1¦Scenario 2 |  | PPK¦SelectPro¦VDI3805¦Internet_EU | PPK SelectPro VDI3805 Internet_EU | PPK SelectPro VDI3805 Internet_EU | D650NL/SR24A-MP-5 |  | 1200 kPa | 3.1 kPa
113080 | D650NL+SR24A-SR-5 | D650NL+SR24A-SR-5 | 26 | D650NL | + | SR24A-SR-5 | Standard actuator | 0 | Scenario 2 |  | PPK¦SelectPro¦VDI3805¦Internet_EU | PPK SelectPro VDI3805 Internet_EU | PPK SelectPro VDI3805 Internet_EU | D650NL+SR24A-SR-5 |  | 1200 kPa | 3.1 kPa
113081 | D650NL/SR24A-SR-5 | D650NL/SR24A-SR-5 | 26 | D650NL | / | SR24A-SR-5 | Standard actuator | 0 | Scenario 2 |  | PPK¦SelectPro¦VDI3805¦Internet_EU | PPK SelectPro VDI3805 Internet_EU | PPK SelectPro VDI3805 Internet_EU | D650NL/SR24A-SR-5 |  | 1200 kPa | 3.1 kPa
114050 | R6150W320-S8+GR230A-5 | R6150W320-S8+GR230A-5 | 26 | R6150W320-S8 | + | GR230A-5 | Standard actuator | 1 | Scenario 2 |  | PPK¦SelectPro¦VDI3805¦Internet_EU | PPK SelectPro VDI3805 Internet_EU | PPK SelectPro VDI3805 Internet_EU | R6150W320-S8+GR230A-5 |  | 690 kPa | 400 kPa
114051 | R6150W320-S8/GR230A-5 | R6150W320-S8/GR230A-5 | 26 | R6150W320-S8 | / | GR230A-5 | Standard actuator | 1 | Scenario 2 |  | PPK¦SelectPro¦VDI3805¦Internet_EU | PPK SelectPro VDI3805 Internet_EU | PPK SelectPro VDI3805 Internet_EU | R6150W320-S8/GR230A-5 |  | 690 kPa | 400 kPa
114052 | R6150W320-S8+GR24A-5 | R6150W320-S8+GR24A-5 | 26 | R6150W320-S8 | + | GR24A-5 | Standard actuator | 1 | Scenario 2 |  | PPK¦SelectPro¦VDI3805¦Internet_EU | PPK SelectPro VDI3805 Internet_EU | PPK SelectPro VDI3805 Internet_EU | R6150W320-S8+GR24A-5 |  | 690 kPa | 400 kPa
114053 | R6150W320-S8/GR24A-5 | R6150W320-S8/GR24A-5 | 26 | R6150W320-S8 | / | GR24A-5 | Standard actuator | 1 | Scenario 2 |  | PPK¦SelectPro¦VDI3805¦Internet_EU | PPK SelectPro VDI3805 Internet_EU | PPK SelectPro VDI3805 Internet_EU | R6150W320-S8/GR24A-5 |  | 690 kPa | 400 kPa
114056 | R6150W320-S8+GR24A-MP-5 | R6150W320-S8+GR24A-MP-5 | 26 | R6150W320-S8 | + | GR24A-MP-5 | Communicative actuator | 0 | Scenario 2 |  | PPK¦SelectPro¦VDI3805¦Internet_EU | PPK SelectPro VDI3805 Internet_EU | PPK SelectPro VDI3805 Internet_EU | R6150W320-S8+GR24A-MP-5 |  | 690 kPa | 400 kPa
114057 | R6150W320-S8/GR24A-MP-5 | R6150W320-S8/GR24A-MP-5 | 26 | R6150W320-S8 | / | GR24A-MP-5 | Communicative actuator | 0 | Scenario 2 |  | PPK¦SelectPro¦VDI3805¦Internet_EU | PPK SelectPro VDI3805 Internet_EU | PPK SelectPro VDI3805 Internet_EU | R6150W320-S8/GR24A-MP-5 |  | 690 kPa | 400 kPa
114548 | D680NL+GR24A-SR-5 | D680NL+GR24A-SR-5 | 26 | D680NL | + | GR24A-SR-5 | Standard actuator | 0 | Scenario 2 |  | PPK¦SelectPro¦VDI3805¦Internet_EU | PPK SelectPro VDI3805 Internet_EU | PPK SelectPro VDI3805 Internet_EU | D680NL+GR24A-SR-5 |  | 1200 kPa | 2.4 kPa
114549 | D680NL/GR24A-SR-5 | D680NL/GR24A-SR-5 | 26 | D680NL | / | GR24A-SR-5 | Standard actuator | 0 | Scenario 2 |  | PPK¦SelectPro¦VDI3805¦Internet_EU | PPK SelectPro VDI3805 Internet_EU | PPK SelectPro VDI3805 Internet_EU | D680NL/GR24A-SR-5 |  | 1200 kPa | 2.4 kPa
115108 | R6125W250-S8+GR230A-5 | R6125W250-S8+GR230A-5 | 26 | R6125W250-S8 | + | GR230A-5 | Standard actuator | 1 | Scenario 2 |  | PPK¦SelectPro¦VDI3805¦Internet_EU | PPK SelectPro VDI3805 Internet_EU | PPK SelectPro VDI3805 Internet_EU | R6125W250-S8+GR230A-5 |  | 690 kPa | 400 kPa
115109 | R6125W250-S8/GR230A-5 | R6125W250-S8/GR230A-5 | 26 | R6125W250-S8 | / | GR230A-5 | Standard actuator | 1 | Scenario 2 |  | PPK¦SelectPro¦VDI3805¦Internet_EU | PPK SelectPro VDI3805 Internet_EU | PPK SelectPro VDI3805 Internet_EU | R6125W250-S8/GR230A-5 |  | 690 kPa | 400 kPa
115110 | R6125W250-S8+GR24A-5 | R6125W250-S8+GR24A-5 | 26 | R6125W250-S8 | + | GR24A-5 | Standard actuator | 1 | Scenario 2 |  | PPK¦SelectPro¦VDI3805¦Internet_EU | PPK SelectPro VDI3805 Internet_EU | PPK SelectPro VDI3805 Internet_EU | R6125W250-S8+GR24A-5 |  | 690 kPa | 400 kPa
115111 | R6125W250-S8/GR24A-5 | R6125W250-S8/GR24A-5 | 26 | R6125W250-S8 | / | GR24A-5 | Standard actuator | 1 | Scenario 2 |  | PPK¦SelectPro¦VDI3805¦Internet_EU | PPK SelectPro VDI3805 Internet_EU | PPK SelectPro VDI3805 Internet_EU | R6125W250-S8/GR24A-5 |  | 690 kPa | 400 kPa
115112 | R6100W160-S8+GR230A-5 | R6100W160-S8+GR230A-5 | 26 | R6100W160-S8 | + | GR230A-5 | Standard actuator | 1 | Scenario 2 |  | PPK¦SelectPro¦VDI3805¦Internet_EU | PPK SelectPro VDI3805 Internet_EU | PPK SelectPro VDI3805 Internet_EU | R6100W160-S8+GR230A-5 |  | 690 kPa | 400 kPa
115113 | R6100W160-S8/GR230A-5 | R6100W160-S8/GR230A-5 | 26 | R6100W160-S8 | / | GR230A-5 | Standard actuator | 1 | Scenario 2 |  | PPK¦SelectPro¦VDI3805¦Internet_EU | PPK SelectPro VDI3805 Internet_EU | PPK SelectPro VDI3805 Internet_EU | R6100W160-S8/GR230A-5 |  | 690 kPa | 400 kPa
115114 | R6100W160-S8+GR24A-5 | R6100W160-S8+GR24A-5 | 26 | R6100W160-S8 | + | GR24A-5 | Standard actuator | 1 | Scenario 2 |  | PPK¦SelectPro¦VDI3805¦Internet_EU | PPK SelectPro VDI3805 Internet_EU | PPK SelectPro VDI3805 Internet_EU | R6100W160-S8+GR24A-5 |  | 690 kPa | 400 kPa
115115 | R6100W160-S8/GR24A-5 | R6100W160-S8/GR24A-5 | 26 | R6100W160-S8 | / | GR24A-5 | Standard actuator | 1 | Scenario 2 |  | PPK¦SelectPro¦VDI3805¦Internet_EU | PPK SelectPro VDI3805 Internet_EU | PPK SelectPro VDI3805 Internet_EU | R6100W160-S8/GR24A-5 |  | 690 kPa | 400 kPa
115118 | R6100W160-S8+GR24A-MP-5 | R6100W160-S8+GR24A-MP-5 | 26 | R6100W160-S8 | + | GR24A-MP-5 | Communicative actuator | 0 | Scenario 2 |  | PPK¦SelectPro¦VDI3805¦Internet_EU | PPK SelectPro VDI3805 Internet_EU | PPK SelectPro VDI3805 Internet_EU | R6100W160-S8+GR24A-MP-5 |  | 690 kPa | 400 kPa
115119 | R6100W160-S8/GR24A-MP-5 | R6100W160-S8/GR24A-MP-5 | 26 | R6100W160-S8 | / | GR24A-MP-5 | Communicative actuator | 0 | Scenario 2 |  | PPK¦SelectPro¦VDI3805¦Internet_EU | PPK SelectPro VDI3805 Internet_EU | PPK SelectPro VDI3805 Internet_EU | R6100W160-S8/GR24A-MP-5 |  | 690 kPa | 400 kPa
115126 | R6125W250-S8+GR24A-MP-5 | R6125W250-S8+GR24A-MP-5 | 26 | R6125W250-S8 | + | GR24A-MP-5 | Communicative actuator | 0 | Scenario 2 |  | PPK¦SelectPro¦VDI3805¦Internet_EU | PPK SelectPro VDI3805 Internet_EU | PPK SelectPro VDI3805 Internet_EU | R6125W250-S8+GR24A-MP-5 |  | 690 kPa | 400 kPa
115127 | R6125W250-S8/GR24A-MP-5 | R6125W250-S8/GR24A-MP-5 | 26 | R6125W250-S8 | / | GR24A-MP-5 | Communicative actuator | 0 | Scenario 2 |  | PPK¦SelectPro¦VDI3805¦Internet_EU | PPK SelectPro VDI3805 Internet_EU | PPK SelectPro VDI3805 Internet_EU | R6125W250-S8/GR24A-MP-5 |  | 690 kPa | 400 kPa
115348 | D665NL+SR230A-5 | D665NL+SR230A-5 | 26 | D665NL | + | SR230A-5 | Standard actuator | 1 | Scenario 1 |  | PPK¦SelectPro¦VDI3805¦Internet_EU | PPK SelectPro VDI3805 Internet_EU | PPK SelectPro VDI3805 Internet_EU | D665NL+SR230A-5 |  | 1200 kPa | 2.4 kPa
115349 | D665NL/SR230A-5 | D665NL/SR230A-5 | 26 | D665NL | / | SR230A-5 | Standard actuator | 1 | Scenario 1 |  | PPK¦SelectPro¦VDI3805¦Internet_EU | PPK SelectPro VDI3805 Internet_EU | PPK SelectPro VDI3805 Internet_EU | D665NL/SR230A-5 |  | 1200 kPa | 2.4 kPa
115350 | D665NL+SR230A-SR-5 | D665NL+SR230A-SR-5 | 26 | D665NL | + | SR230A-SR-5 | Standard actuator | 0 | Scenario 2 |  | PPK¦SelectPro¦VDI3805¦Internet_EU | PPK SelectPro VDI3805 Internet_EU | PPK SelectPro VDI3805 Internet_EU | D665NL+SR230A-SR-5 |  | 1200 kPa | 2.4 kPa
115351 | D665NL/SR230A-SR-5 | D665NL/SR230A-SR-5 | 26 | D665NL | / | SR230A-SR-5 | Standard actuator | 0 | Scenario 2 |  | PPK¦SelectPro¦VDI3805¦Internet_EU | PPK SelectPro VDI3805 Internet_EU | PPK SelectPro VDI3805 Internet_EU | D665NL/SR230A-SR-5 |  | 1200 kPa | 2.4 kPa
115352 | D665NL+SR24A-5 | D665NL+SR24A-5 | 26 | D665NL | + | SR24A-5 | Standard actuator | 1 | Scenario 1 |  | PPK¦SelectPro¦VDI3805¦Internet_EU | PPK SelectPro VDI3805 Internet_EU | PPK SelectPro VDI3805 Internet_EU | D665NL+SR24A-5 |  | 1200 kPa | 2.4 kPa
115353 | D665NL/SR24A-5 | D665NL/SR24A-5 | 26 | D665NL | / | SR24A-5 | Standard actuator | 1 | Scenario 1 |  | PPK¦SelectPro¦VDI3805¦Internet_EU | PPK SelectPro VDI3805 Internet_EU | PPK SelectPro VDI3805 Internet_EU | D665NL/SR24A-5 |  | 1200 kPa | 2.4 kPa
115356 | D665NL+SR24A-MP-5 | D665NL+SR24A-MP-5 | 26 | D665NL | + | SR24A-MP-5 | Communicative actuator | 0 | Scenario 1¦Scenario 2 |  | PPK¦SelectPro¦VDI3805¦Internet_EU | PPK SelectPro VDI3805 Internet_EU | PPK SelectPro VDI3805 Internet_EU | D665NL+SR24A-MP-5 |  | 1200 kPa | 2.4 kPa
115357 | D665NL/SR24A-MP-5 | D665NL/SR24A-MP-5 | 26 | D665NL | / | SR24A-MP-5 | Communicative actuator | 0 | Scenario 1¦Scenario 2 |  | PPK¦SelectPro¦VDI3805¦Internet_EU | PPK SelectPro VDI3805 Internet_EU | PPK SelectPro VDI3805 Internet_EU | D665NL/SR24A-MP-5 |  | 1200 kPa | 2.4 kPa
115358 | D665NL+SR24A-SR-5 | D665NL+SR24A-SR-5 | 26 | D665NL | + | SR24A-SR-5 | Standard actuator | 0 | Scenario 2 |  | PPK¦SelectPro¦VDI3805¦Internet_EU | PPK SelectPro VDI3805 Internet_EU | PPK SelectPro VDI3805 Internet_EU | D665NL+SR24A-SR-5 |  | 1200 kPa | 2.4 kPa
115359 | D665NL/SR24A-SR-5 | D665NL/SR24A-SR-5 | 26 | D665NL | / | SR24A-SR-5 | Standard actuator | 0 | Scenario 2 |  | PPK¦SelectPro¦VDI3805¦Internet_EU | PPK SelectPro VDI3805 Internet_EU | PPK SelectPro VDI3805 Internet_EU | D665NL/SR24A-SR-5 |  | 1200 kPa | 2.4 kPa
115400 | R6065W63-S8+SR230A-5 | R6065W63-S8+SR230A-5 | 26 | R6065W63-S8 | + | SR230A-5 | Standard actuator | 1 | Scenario 2 |  | PPK¦SelectPro¦VDI3805¦Internet_EU | PPK SelectPro VDI3805 Internet_EU | PPK SelectPro VDI3805 Internet_EU | R6065W63-S8+SR230A-5 |  | 690 kPa | 400 kPa
115401 | R6065W63-S8/SR230A-5 | R6065W63-S8/SR230A-5 | 26 | R6065W63-S8 | / | SR230A-5 | Standard actuator | 1 | Scenario 2 |  | PPK¦SelectPro¦VDI3805¦Internet_EU | PPK SelectPro VDI3805 Internet_EU | PPK SelectPro VDI3805 Internet_EU | R6065W63-S8/SR230A-5 |  | 690 kPa | 400 kPa
115404 | R6065W63-S8+SR24A-5 | R6065W63-S8+SR24A-5 | 26 | R6065W63-S8 | + | SR24A-5 | Standard actuator | 1 | Scenario 2 |  | PPK¦SelectPro¦VDI3805¦Internet_EU | PPK SelectPro VDI3805 Internet_EU | PPK SelectPro VDI3805 Internet_EU | R6065W63-S8+SR24A-5 |  | 690 kPa | 400 kPa
115405 | R6065W63-S8/SR24A-5 | R6065W63-S8/SR24A-5 | 26 | R6065W63-S8 | / | SR24A-5 | Standard actuator | 1 | Scenario 2 |  | PPK¦SelectPro¦VDI3805¦Internet_EU | PPK SelectPro VDI3805 Internet_EU | PPK SelectPro VDI3805 Internet_EU | R6065W63-S8/SR24A-5 |  | 690 kPa | 400 kPa
115408 | R6065W63-S8+SR24A-MP-5 | R6065W63-S8+SR24A-MP-5 | 26 | R6065W63-S8 | + | SR24A-MP-5 | Communicative actuator | 0 | Scenario 2 |  | PPK¦SelectPro¦VDI3805¦Internet_EU | PPK SelectPro VDI3805 Internet_EU | PPK SelectPro VDI3805 Internet_EU | R6065W63-S8+SR24A-MP-5 |  | 690 kPa | 400 kPa
115409 | R6065W63-S8/SR24A-MP-5 | R6065W63-S8/SR24A-MP-5 | 26 | R6065W63-S8 | / | SR24A-MP-5 | Communicative actuator | 0 | Scenario 2 |  | PPK¦SelectPro¦VDI3805¦Internet_EU | PPK SelectPro VDI3805 Internet_EU | PPK SelectPro VDI3805 Internet_EU | R6065W63-S8/SR24A-MP-5 |  | 690 kPa | 400 kPa
115410 | R6065W63-S8+SR24A-SR-5 | R6065W63-S8+SR24A-SR-5 | 26 | R6065W63-S8 | + | SR24A-SR-5 | Standard actuator | 1 | Scenario 2 |  | PPK¦SelectPro¦VDI3805¦Internet_EU | PPK SelectPro VDI3805 Internet_EU | PPK SelectPro VDI3805 Internet_EU | R6065W63-S8+SR24A-SR-5 |  | 690 kPa | 400 kPa
115411 | R6065W63-S8/SR24A-SR-5 | R6065W63-S8/SR24A-SR-5 | 26 | R6065W63-S8 | / | SR24A-SR-5 | Standard actuator | 1 | Scenario 2 |  | PPK¦SelectPro¦VDI3805¦Internet_EU | PPK SelectPro VDI3805 Internet_EU | PPK SelectPro VDI3805 Internet_EU | R6065W63-S8/SR24A-SR-5 |  | 690 kPa | 400 kPa
115426 | R6080W100-S8+SR230A-5 | R6080W100-S8+SR230A-5 | 26 | R6080W100-S8 | + | SR230A-5 | Standard actuator | 1 | Scenario 2 |  | PPK¦SelectPro¦VDI3805¦Internet_EU | PPK SelectPro VDI3805 Internet_EU | PPK SelectPro VDI3805 Internet_EU | R6080W100-S8+SR230A-5 |  | 690 kPa | 400 kPa
115427 | R6080W100-S8/SR230A-5 | R6080W100-S8/SR230A-5 | 26 | R6080W100-S8 | / | SR230A-5 | Standard actuator | 1 | Scenario 2 |  | PPK¦SelectPro¦VDI3805¦Internet_EU | PPK SelectPro VDI3805 Internet_EU | PPK SelectPro VDI3805 Internet_EU | R6080W100-S8/SR230A-5 |  | 690 kPa | 400 kPa
115430 | R6080W100-S8+SR24A-5 | R6080W100-S8+SR24A-5 | 26 | R6080W100-S8 | + | SR24A-5 | Standard actuator | 1 | Scenario 2 |  | PPK¦SelectPro¦VDI3805¦Internet_EU | PPK SelectPro VDI3805 Internet_EU | PPK SelectPro VDI3805 Internet_EU | R6080W100-S8+SR24A-5 |  | 690 kPa | 400 kPa
115431 | R6080W100-S8/SR24A-5 | R6080W100-S8/SR24A-5 | 26 | R6080W100-S8 | / | SR24A-5 | Standard actuator | 1 | Scenario 2 |  | PPK¦SelectPro¦VDI3805¦Internet_EU | PPK SelectPro VDI3805 Internet_EU | PPK SelectPro VDI3805 Internet_EU | R6080W100-S8/SR24A-5 |  | 690 kPa | 400 kPa
115434 | R6080W100-S8+SR24A-MP-5 | R6080W100-S8+SR24A-MP-5 | 26 | R6080W100-S8 | + | SR24A-MP-5 | Communicative actuator | 0 | Scenario 2 |  | PPK¦SelectPro¦VDI3805¦Internet_EU | PPK SelectPro VDI3805 Internet_EU | PPK SelectPro VDI3805 Internet_EU | R6080W100-S8+SR24A-MP-5 |  | 690 kPa | 400 kPa
115435 | R6080W100-S8/SR24A-MP-5 | R6080W100-S8/SR24A-MP-5 | 26 | R6080W100-S8 | / | SR24A-MP-5 | Communicative actuator | 0 | Scenario 2 |  | PPK¦SelectPro¦VDI3805¦Internet_EU | PPK SelectPro VDI3805 Internet_EU | PPK SelectPro VDI3805 Internet_EU | R6080W100-S8/SR24A-MP-5 |  | 690 kPa | 400 kPa
115436 | R6080W100-S8+SR24A-SR-5 | R6080W100-S8+SR24A-SR-5 | 26 | R6080W100-S8 | + | SR24A-SR-5 | Standard actuator | 1 | Scenario 2 |  | PPK¦SelectPro¦VDI3805¦Internet_EU | PPK SelectPro VDI3805 Internet_EU | PPK SelectPro VDI3805 Internet_EU | R6080W100-S8+SR24A-SR-5 |  | 690 kPa | 400 kPa
115437 | R6080W100-S8/SR24A-SR-5 | R6080W100-S8/SR24A-SR-5 | 26 | R6080W100-S8 | / | SR24A-SR-5 | Standard actuator | 1 | Scenario 2 |  | PPK¦SelectPro¦VDI3805¦Internet_EU | PPK SelectPro VDI3805 Internet_EU | PPK SelectPro VDI3805 Internet_EU | R6080W100-S8/SR24A-SR-5 |  | 690 kPa | 400 kPa
115718 | R2025-16-S2+LRF24-SR | R2025-16-S2+LRF24-SR | 26 | R2025-16-S2 | + | LRF24-SR | Actuator with emergency control function | 1 | Scenario 2 |  | PPK¦SelectPro¦VDI3805¦Internet_EU | PPK SelectPro VDI3805 Internet_EU | PPK SelectPro VDI3805 Internet_EU | R2025-16-S2+LRF24-SR |  | 1400 kPa | 350 kPa
115719 | R2025-16-S2/LRF24-SR | R2025-16-S2/LRF24-SR | 26 | R2025-16-S2 | / | LRF24-SR | Actuator with emergency control function | 1 | Scenario 2 |  | PPK¦SelectPro¦VDI3805¦Internet_EU | PPK SelectPro VDI3805 Internet_EU | PPK SelectPro VDI3805 Internet_EU | R2025-16-S2/LRF24-SR |  | 1400 kPa | 350 kPa
115726 | R2025-S2+LRF230 | R2025-S2+LRF230 | 26 | R2025-S2 | + | LRF230 | Actuator with emergency control function | 1 | Scenario 1 |  | PPK¦SelectPro¦VDI3805¦Internet_EU | PPK SelectPro VDI3805 Internet_EU | PPK SelectPro OEM VDI3805 Internet_EU | R2025-S2+LRF230 |  | 1400 kPa | 1000 kPa
115727 | R2025-S2/LRF230 | R2025-S2/LRF230 | 26 | R2025-S2 | / | LRF230 | Actuator with emergency control function | 1 | Scenario 1 |  | PPK¦SelectPro¦VDI3805¦Internet_EU | PPK SelectPro VDI3805 Internet_EU | PPK SelectPro OEM VDI3805 Internet_EU | R2025-S2/LRF230 |  | 1400 kPa | 1000 kPa
115734 | R2025-S2+LRF24 | R2025-S2+LRF24 | 26 | R2025-S2 | + | LRF24 | Actuator with emergency control function | 1 | Scenario 1 |  | PPK¦SelectPro¦VDI3805¦Internet_EU | PPK SelectPro VDI3805 Internet_EU | PPK SelectPro VDI3805 Internet_EU | R2025-S2+LRF24 |  | 1400 kPa | 1000 kPa
115735 | R2025-S2/LRF24 | R2025-S2/LRF24 | 26 | R2025-S2 | / | LRF24 | Actuator with emergency control function | 1 | Scenario 1 |  | PPK¦SelectPro¦VDI3805¦Internet_EU | PPK SelectPro VDI3805 Internet_EU | PPK SelectPro VDI3805 Internet_EU | R2025-S2/LRF24 |  | 1400 kPa | 1000 kPa
115746 | R3015-1-S1+LRF24-SR | R3015-1-S1+LRF24-SR | 26 | R3015-1-S1 | + | LRF24-SR | Actuator with emergency control function | 1 | Scenario 2 |  | PPK¦SelectPro¦VDI3805¦Internet_EU | PPK SelectPro VDI3805 Internet_EU | PPK SelectPro VDI3805 Internet_EU | R3015-1-S1+LRF24-SR |  | 1400 kPa | 350 kPa
115747 | R3015-1-S1/LRF24-SR | R3015-1-S1/LRF24-SR | 26 | R3015-1-S1 | / | LRF24-SR | Actuator with emergency control function | 1 | Scenario 2 |  | PPK¦SelectPro¦VDI3805¦Internet_EU | PPK SelectPro VDI3805 Internet_EU | PPK SelectPro VDI3805 Internet_EU | R3015-1-S1/LRF24-SR |  | 1400 kPa | 350 kPa
115752 | R3015-1P6-S1+LRF24-SR | R3015-1P6-S1+LRF24-SR | 26 | R3015-1P6-S1 | + | LRF24-SR | Actuator with emergency control function | 1 | Scenario 2 |  | PPK¦SelectPro¦VDI3805¦Internet_EU | PPK SelectPro VDI3805 Internet_EU | PPK SelectPro VDI3805 Internet_EU | R3015-1P6-S1+LRF24-SR |  | 1400 kPa | 350 kPa
115753 | R3015-1P6-S1/LRF24-SR | R3015-1P6-S1/LRF24-SR | 26 | R3015-1P6-S1 | / | LRF24-SR | Actuator with emergency control function | 1 | Scenario 2 |  | PPK¦SelectPro¦VDI3805¦Internet_EU | PPK SelectPro VDI3805 Internet_EU | PPK SelectPro VDI3805 Internet_EU | R3015-1P6-S1/LRF24-SR |  | 1400 kPa | 350 kPa
115844 | D6500N+SY8-230A-3-T | D6500N+SY8-230A-3-T | 26 | D6500N | + | SY8-230A-3-T | Fast runner | 0 | Scenario 1 |  | PPK¦SelectPro¦VDI3805¦Internet_EU | PPK SelectPro VDI3805 Internet_EU | PPK SelectPro VDI3805 Internet_EU | D6500N+SY8-230A-3-T |  | 600 kPa | 0.7 kPa
115846 | D6700N+SY12-230A-3-T | D6700N+SY12-230A-3-T | 26 | D6700N | + | SY12-230A-3-T | Fast runner | 0 | Scenario 1 |  | PPK¦SelectPro¦VDI3805¦Internet_EU | PPK SelectPro VDI3805 Internet_EU | PPK SelectPro VDI3805 Internet_EU | D6700N+SY12-230A-3-T |  | 200 kPa | 1.0 kPa
115850 | D6700NL+SY12-230A-3-T | D6700NL+SY12-230A-3-T | 26 | D6700NL | + | SY12-230A-3-T | Fast runner | 0 | Scenario 1 |  | PPK¦SelectPro¦VDI3805¦Internet_EU | PPK SelectPro VDI3805 Internet_EU | PPK SelectPro VDI3805 Internet_EU | D6700NL+SY12-230A-3-T |  | 200 kPa | 1.0 kPa
115852 | D6500N+SY9-230A-3-T | D6500N+SY9-230A-3-T | 26 | D6500N | + | SY9-230A-3-T | Fast runner | 0 | Scenario 1 |  | PPK¦SelectPro¦VDI3805¦Internet_EU | PPK SelectPro VDI3805 Internet_EU | PPK SelectPro VDI3805 Internet_EU | D6500N+SY9-230A-3-T |  | 1000 kPa | 0.7 kPa
115854 | D6500NL+SY8-230A-3-T | D6500NL+SY8-230A-3-T | 26 | D6500NL | + | SY8-230A-3-T | Fast runner | 0 | Scenario 1 |  | PPK¦SelectPro¦VDI3805¦Internet_EU | PPK SelectPro VDI3805 Internet_EU | PPK SelectPro VDI3805 Internet_EU | D6500NL+SY8-230A-3-T |  | 600 kPa | 0.7 kPa
115856 | D6500NL+SY9-230A-3-T | D6500NL+SY9-230A-3-T | 26 | D6500NL | + | SY9-230A-3-T | Fast runner | 0 | Scenario 1 |  | PPK¦SelectPro¦VDI3805¦Internet_EU | PPK SelectPro VDI3805 Internet_EU | PPK SelectPro VDI3805 Internet_EU | D6500NL+SY9-230A-3-T |  | 1000 kPa | 0.7 kPa
115858 | D6450N+SY8-230A-3-T | D6450N+SY8-230A-3-T | 26 | D6450N | + | SY8-230A-3-T | Fast runner | 0 | Scenario 1 |  | PPK¦SelectPro¦VDI3805¦Internet_EU | PPK SelectPro VDI3805 Internet_EU | PPK SelectPro VDI3805 Internet_EU | D6450N+SY8-230A-3-T |  | 1000 kPa | 0.9 kPa
115860 | D6450NL+SY8-230A-3-T | D6450NL+SY8-230A-3-T | 26 | D6450NL | + | SY8-230A-3-T | Fast runner | 0 | Scenario 1 |  | PPK¦SelectPro¦VDI3805¦Internet_EU | PPK SelectPro VDI3805 Internet_EU | PPK SelectPro VDI3805 Internet_EU | D6450NL+SY8-230A-3-T |  | 1000 kPa | 0.9 kPa
115862 | D6600N+SY10-230A-3-T | D6600N+SY10-230A-3-T | 26 | D6600N | + | SY10-230A-3-T | Fast runner | 0 | Scenario 1 |  | PPK¦SelectPro¦VDI3805¦Internet_EU | PPK SelectPro VDI3805 Internet_EU | PPK SelectPro VDI3805 Internet_EU | D6600N+SY10-230A-3-T |  | 600 kPa | 0.7 kPa
115864 | D6600N+SY12-230A-3-T | D6600N+SY12-230A-3-T | 26 | D6600N | + | SY12-230A-3-T | Fast runner | 0 | Scenario 1 |  | PPK¦SelectPro¦VDI3805¦Internet_EU | PPK SelectPro VDI3805 Internet_EU | PPK SelectPro VDI3805 Internet_EU | D6600N+SY12-230A-3-T |  | 1000 kPa | 0.7 kPa
115868 | D6600NL+SY10-230A-3-T | D6600NL+SY10-230A-3-T | 26 | D6600NL | + | SY10-230A-3-T | Fast runner | 0 | Scenario 1 |  | PPK¦SelectPro¦VDI3805¦Internet_EU | PPK SelectPro VDI3805 Internet_EU | PPK SelectPro VDI3805 Internet_EU | D6600NL+SY10-230A-3-T |  | 600 kPa | 0.7 kPa
115870 | D6600NL+SY12-230A-3-T | D6600NL+SY12-230A-3-T | 26 | D6600NL | + | SY12-230A-3-T | Fast runner | 0 | Scenario 1 |  | PPK¦SelectPro¦VDI3805¦Internet_EU | PPK SelectPro VDI3805 Internet_EU | PPK SelectPro VDI3805 Internet_EU | D6600NL+SY12-230A-3-T |  | 1000 kPa | 0.7 kPa
115884 | D6400N+SY6-230-3-T | D6400N+SY6-230-3-T | 26 | D6400N | + | SY6-230-3-T | Fast runner | 0 | Scenario 1 |  | PPK¦SelectPro¦VDI3805¦Internet_EU | PPK SelectPro VDI3805 Internet_EU | PPK SelectPro VDI3805 Internet_EU | D6400N+SY6-230-3-T |  | 600 kPa | 1.0 kPa
115886 | D6400NL+SY6-230-3-T | D6400NL+SY6-230-3-T | 26 | D6400NL | + | SY6-230-3-T | Fast runner | 0 | Scenario 1 |  | PPK¦SelectPro¦VDI3805¦Internet_EU | PPK SelectPro VDI3805 Internet_EU | PPK SelectPro VDI3805 Internet_EU | D6400NL+SY6-230-3-T |  | 600 kPa | 1.0 kPa
115888 | D625N+SRC24A-SR-5 | D625N+SRC24A-SR-5 | 26 | D625N | + | SRC24A-SR-5 | Fast runner | 0 | Scenario 2 |  | PPK¦SelectPro¦VDI3805¦Internet_EU | PPK SelectPro VDI3805 Internet_EU | PPK SelectPro VDI3805 Internet_EU | D625N+SRC24A-SR-5 |  | 1200 kPa | 1.6 kPa
115889 | D625N/SRC24A-SR-5 | D625N/SRC24A-SR-5 | 26 | D625N | / | SRC24A-SR-5 | Fast runner | 0 | Scenario 2 |  | PPK¦SelectPro¦VDI3805¦Internet_EU | PPK SelectPro VDI3805 Internet_EU | PPK SelectPro VDI3805 Internet_EU | D625N/SRC24A-SR-5 |  | 1200 kPa | 1.6 kPa
115890 | D632N+SRC24A-SR-5 | D632N+SRC24A-SR-5 | 26 | D632N | + | SRC24A-SR-5 | Fast runner | 0 | Scenario 2 |  | PPK¦SelectPro¦VDI3805¦Internet_EU | PPK SelectPro VDI3805 Internet_EU | PPK SelectPro VDI3805 Internet_EU | D632N+SRC24A-SR-5 |  | 1200 kPa | 2.5 kPa
115891 | D632N/SRC24A-SR-5 | D632N/SRC24A-SR-5 | 26 | D632N | / | SRC24A-SR-5 | Fast runner | 0 | Scenario 2 |  | PPK¦SelectPro¦VDI3805¦Internet_EU | PPK SelectPro VDI3805 Internet_EU | PPK SelectPro VDI3805 Internet_EU | D632N/SRC24A-SR-5 |  | 1200 kPa | 2.5 kPa
115892 | D640N+SRC24A-SR-5 | D640N+SRC24A-SR-5 | 26 | D640N | + | SRC24A-SR-5 | Fast runner | 0 | Scenario 2 |  | PPK¦SelectPro¦VDI3805¦Internet_EU | PPK SelectPro VDI3805 Internet_EU | PPK SelectPro VDI3805 Internet_EU | D640N+SRC24A-SR-5 |  | 1200 kPa | 3.4 kPa
115893 | D640N/SRC24A-SR-5 | D640N/SRC24A-SR-5 | 26 | D640N | / | SRC24A-SR-5 | Fast runner | 0 | Scenario 2 |  | PPK¦SelectPro¦VDI3805¦Internet_EU | PPK SelectPro VDI3805 Internet_EU | PPK SelectPro VDI3805 Internet_EU | D640N/SRC24A-SR-5 |  | 1200 kPa | 3.4 kPa
115894 | D650N+SRC24A-SR-5 | D650N+SRC24A-SR-5 | 26 | D650N | + | SRC24A-SR-5 | Fast runner | 0 | Scenario 2 |  | PPK¦SelectPro¦VDI3805¦Internet_EU | PPK SelectPro VDI3805 Internet_EU | PPK SelectPro VDI3805 Internet_EU | D650N+SRC24A-SR-5 |  | 1200 kPa | 3.1 kPa
115895 | D650N/SRC24A-SR-5 | D650N/SRC24A-SR-5 | 26 | D650N | / | SRC24A-SR-5 | Fast runner | 0 | Scenario 2 |  | PPK¦SelectPro¦VDI3805¦Internet_EU | PPK SelectPro VDI3805 Internet_EU | PPK SelectPro VDI3805 Internet_EU | D650N/SRC24A-SR-5 |  | 1200 kPa | 3.1 kPa
115896 | D650NL+SRC24A-SR-5 | D650NL+SRC24A-SR-5 | 26 | D650NL | + | SRC24A-SR-5 | Fast runner | 0 | Scenario 2 |  | PPK¦SelectPro¦VDI3805¦Internet_EU | PPK SelectPro VDI3805 Internet_EU | PPK SelectPro VDI3805 Internet_EU | D650NL+SRC24A-SR-5 |  | 1200 kPa | 3.1 kPa
115897 | D650NL/SRC24A-SR-5 | D650NL/SRC24A-SR-5 | 26 | D650NL | / | SRC24A-SR-5 | Fast runner | 0 | Scenario 2 |  | PPK¦SelectPro¦VDI3805¦Internet_EU | PPK SelectPro VDI3805 Internet_EU | PPK SelectPro VDI3805 Internet_EU | D650NL/SRC24A-SR-5 |  | 1200 kPa | 3.1 kPa
115898 | D665N+SRC24A-SR-5 | D665N+SRC24A-SR-5 | 26 | D665N | + | SRC24A-SR-5 | Fast runner | 0 | Scenario 2 |  | PPK¦SelectPro¦VDI3805¦Internet_EU | PPK SelectPro VDI3805 Internet_EU | PPK SelectPro VDI3805 Internet_EU | D665N+SRC24A-SR-5 |  | 1200 kPa | 2.4 kPa
115899 | D665N/SRC24A-SR-5 | D665N/SRC24A-SR-5 | 26 | D665N | / | SRC24A-SR-5 | Fast runner | 0 | Scenario 2 |  | PPK¦SelectPro¦VDI3805¦Internet_EU | PPK SelectPro VDI3805 Internet_EU | PPK SelectPro VDI3805 Internet_EU | D665N/SRC24A-SR-5 |  | 1200 kPa | 2.4 kPa
115900 | D665NL+SRC24A-SR-5 | D665NL+SRC24A-SR-5 | 26 | D665NL | + | SRC24A-SR-5 | Fast runner | 0 | Scenario 2 |  | PPK¦SelectPro¦VDI3805¦Internet_EU | PPK SelectPro VDI3805 Internet_EU | PPK SelectPro VDI3805 Internet_EU | D665NL+SRC24A-SR-5 |  | 1200 kPa | 2.4 kPa
115901 | D665NL/SRC24A-SR-5 | D665NL/SRC24A-SR-5 | 26 | D665NL | / | SRC24A-SR-5 | Fast runner | 0 | Scenario 2 |  | PPK¦SelectPro¦VDI3805¦Internet_EU | PPK SelectPro VDI3805 Internet_EU | PPK SelectPro VDI3805 Internet_EU | D665NL/SRC24A-SR-5 |  | 1200 kPa | 2.4 kPa
115916 | R3015-2P5-S1+LRF24-SR | R3015-2P5-S1+LRF24-SR | 26 | R3015-2P5-S1 | + | LRF24-SR | Actuator with emergency control function | 1 | Scenario 2 |  | PPK¦SelectPro¦VDI3805¦Internet_EU | PPK SelectPro VDI3805 Internet_EU | PPK SelectPro VDI3805 Internet_EU | R3015-2P5-S1+LRF24-SR |  | 1400 kPa | 350 kPa
115917 | R3015-2P5-S1/LRF24-SR | R3015-2P5-S1/LRF24-SR | 26 | R3015-2P5-S1 | / | LRF24-SR | Actuator with emergency control function | 1 | Scenario 2 |  | PPK¦SelectPro¦VDI3805¦Internet_EU | PPK SelectPro VDI3805 Internet_EU | PPK SelectPro VDI3805 Internet_EU | R3015-2P5-S1/LRF24-SR |  | 1400 kPa | 350 kPa
115922 | R3015-4-S1+LRF24-SR | R3015-4-S1+LRF24-SR | 26 | R3015-4-S1 | + | LRF24-SR | Actuator with emergency control function | 1 | Scenario 2 |  | PPK¦SelectPro¦VDI3805¦Internet_EU | PPK SelectPro VDI3805 Internet_EU | PPK SelectPro VDI3805 Internet_EU | R3015-4-S1+LRF24-SR |  | 1400 kPa | 350 kPa
115923 | R3015-4-S1/LRF24-SR | R3015-4-S1/LRF24-SR | 26 | R3015-4-S1 | / | LRF24-SR | Actuator with emergency control function | 1 | Scenario 2 |  | PPK¦SelectPro¦VDI3805¦Internet_EU | PPK SelectPro VDI3805 Internet_EU | PPK SelectPro VDI3805 Internet_EU | R3015-4-S1/LRF24-SR |  | 1400 kPa | 350 kPa
115924 | R3015-BL1+LRF230 | R3015-BL1+LRF230 | 26 | R3015-BL1 | + | LRF230 | Actuator with emergency control function | 1 | Scenario 1 |  | PPK¦SelectPro¦VDI3805¦Internet_EU | PPK SelectPro VDI3805 Internet_EU | PPK SelectPro OEM VDI3805 Internet_EU | R3015-BL1+LRF230 |  | 500 kPa | 350 kPa
115925 | R3015-BL1/LRF230 | R3015-BL1/LRF230 | 26 | R3015-BL1 | / | LRF230 | Actuator with emergency control function | 1 | Scenario 1 |  | PPK¦SelectPro¦VDI3805¦Internet_EU | PPK SelectPro VDI3805 Internet_EU | PPK SelectPro OEM VDI3805 Internet_EU | R3015-BL1/LRF230 |  | 500 kPa | 350 kPa
115932 | R3015-BL1+LRF24 | R3015-BL1+LRF24 | 26 | R3015-BL1 | + | LRF24 | Actuator with emergency control function | 1 | Scenario 1 |  | PPK¦SelectPro¦VDI3805¦Internet_EU | PPK SelectPro VDI3805 Internet_EU | PPK SelectPro VDI3805 Internet_EU | R3015-BL1+LRF24 |  | 500 kPa | 350 kPa
115933 | R3015-BL1/LRF24 | R3015-BL1/LRF24 | 26 | R3015-BL1 | / | LRF24 | Actuator with emergency control function | 1 | Scenario 1 |  | PPK¦SelectPro¦VDI3805¦Internet_EU | PPK SelectPro VDI3805 Internet_EU | PPK SelectPro VDI3805 Internet_EU | R3015-BL1/LRF24 |  | 500 kPa | 350 kPa
115944 | R3015-P25-S1+LRF24-SR | R3015-P25-S1+LRF24-SR | 26 | R3015-P25-S1 | + | LRF24-SR | Actuator with emergency control function | 1 | Scenario 2 |  | PPK¦SelectPro¦VDI3805¦Internet_EU | PPK SelectPro VDI3805 Internet_EU | PPK SelectPro VDI3805 Internet_EU | R3015-P25-S1+LRF24-SR |  | 1400 kPa | 350 kPa
115945 | R3015-P25-S1/LRF24-SR | R3015-P25-S1/LRF24-SR | 26 | R3015-P25-S1 | / | LRF24-SR | Actuator with emergency control function | 1 | Scenario 2 |  | PPK¦SelectPro¦VDI3805¦Internet_EU | PPK SelectPro VDI3805 Internet_EU | PPK SelectPro VDI3805 Internet_EU | R3015-P25-S1/LRF24-SR |  | 1400 kPa | 350 kPa
115950 | R3015-P4-S1+LRF24-SR | R3015-P4-S1+LRF24-SR | 26 | R3015-P4-S1 | + | LRF24-SR | Actuator with emergency control function | 1 | Scenario 2 |  | PPK¦SelectPro¦VDI3805¦Internet_EU | PPK SelectPro VDI3805 Internet_EU | PPK SelectPro VDI3805 Internet_EU | R3015-P4-S1+LRF24-SR |  | 1400 kPa | 350 kPa
115951 | R3015-P4-S1/LRF24-SR | R3015-P4-S1/LRF24-SR | 26 | R3015-P4-S1 | / | LRF24-SR | Actuator with emergency control function | 1 | Scenario 2 |  | PPK¦SelectPro¦VDI3805¦Internet_EU | PPK SelectPro VDI3805 Internet_EU | PPK SelectPro VDI3805 Internet_EU | R3015-P4-S1/LRF24-SR |  | 1400 kPa | 350 kPa
115956 | R3015-P63-S1+LRF24-SR | R3015-P63-S1+LRF24-SR | 26 | R3015-P63-S1 | + | LRF24-SR | Actuator with emergency control function | 1 | Scenario 2 |  | PPK¦SelectPro¦VDI3805¦Internet_EU | PPK SelectPro VDI3805 Internet_EU | PPK SelectPro VDI3805 Internet_EU | R3015-P63-S1+LRF24-SR |  | 1400 kPa | 350 kPa
115957 | R3015-P63-S1/LRF24-SR | R3015-P63-S1/LRF24-SR | 26 | R3015-P63-S1 | / | LRF24-SR | Actuator with emergency control function | 1 | Scenario 2 |  | PPK¦SelectPro¦VDI3805¦Internet_EU | PPK SelectPro VDI3805 Internet_EU | PPK SelectPro VDI3805 Internet_EU | R3015-P63-S1/LRF24-SR |  | 1400 kPa | 350 kPa
116080 | D6400N+SY7-230A-3-T | D6400N+SY7-230A-3-T | 26 | D6400N | + | SY7-230A-3-T | Fast runner | 0 | Scenario 1 |  | PPK¦SelectPro¦VDI3805¦Internet_EU | PPK SelectPro VDI3805 Internet_EU | PPK SelectPro VDI3805 Internet_EU | D6400N+SY7-230A-3-T |  | 1000 kPa | 1.0 kPa
116082 | D6400NL+SY7-230A-3-T | D6400NL+SY7-230A-3-T | 26 | D6400NL | + | SY7-230A-3-T | Fast runner | 0 | Scenario 1 |  | PPK¦SelectPro¦VDI3805¦Internet_EU | PPK SelectPro VDI3805 Internet_EU | PPK SelectPro VDI3805 Internet_EU | D6400NL+SY7-230A-3-T |  | 1000 kPa | 1.0 kPa
116084 | D6450N+SY7-230A-3-T | D6450N+SY7-230A-3-T | 26 | D6450N | + | SY7-230A-3-T | Fast runner | 0 | Scenario 1 |  | PPK¦SelectPro¦VDI3805¦Internet_EU | PPK SelectPro VDI3805 Internet_EU | PPK SelectPro VDI3805 Internet_EU | D6450N+SY7-230A-3-T |  | 600 kPa | 0.9 kPa
116086 | D6450NL+SY7-230A-3-T | D6450NL+SY7-230A-3-T | 26 | D6450NL | + | SY7-230A-3-T | Fast runner | 0 | Scenario 1 |  | PPK¦SelectPro¦VDI3805¦Internet_EU | PPK SelectPro VDI3805 Internet_EU | PPK SelectPro VDI3805 Internet_EU | D6450NL+SY7-230A-3-T |  | 600 kPa | 0.9 kPa
116090 | R3020-1-1P6-B2+LR24A-MP | R3020-1-1P6-B2+LR24A-MP | 26 | R3020-1-1P6-B2 | + | LR24A-MP | Communicative actuator | 1 | Scenario 5 |  | PPK¦SelectPro¦VDI3805¦Internet_EU | PPK SelectPro VDI3805 Internet_EU | PPK SelectPro VDI3805 Internet_EU | R3020-1-1P6-B2+LR24A-MP |  | 100 kPa | 100 kPa
116091 | R3020-1-1P6-B2/LR24A-MP | R3020-1-1P6-B2/LR24A-MP | 26 | R3020-1-1P6-B2 | / | LR24A-MP | Communicative actuator | 1 | Scenario 5 |  | PPK¦SelectPro¦VDI3805¦Internet_EU | PPK SelectPro VDI3805 Internet_EU | PPK SelectPro VDI3805 Internet_EU | R3020-1-1P6-B2/LR24A-MP |  | 100 kPa | 100 kPa
116092 | R3020-1-1P6-B2+LR24A-SR | R3020-1-1P6-B2+LR24A-SR | 26 | R3020-1-1P6-B2 | + | LR24A-SR | Standard actuator | 1 | Scenario 5 |  | PPK¦SelectPro¦VDI3805¦Internet_EU | PPK SelectPro VDI3805 Internet_EU | PPK SelectPro VDI3805 Internet_EU | R3020-1-1P6-B2+LR24A-SR |  | 100 kPa | 100 kPa
116093 | R3020-1-1P6-B2/LR24A-SR | R3020-1-1P6-B2/LR24A-SR | 26 | R3020-1-1P6-B2 | / | LR24A-SR | Standard actuator | 1 | Scenario 5 |  | PPK¦SelectPro¦VDI3805¦Internet_EU | PPK SelectPro VDI3805 Internet_EU | PPK SelectPro VDI3805 Internet_EU | R3020-1-1P6-B2/LR24A-SR |  | 100 kPa | 100 kPa
116096 | R3020-1-2P5-B2+LR24A-MP | R3020-1-2P5-B2+LR24A-MP | 26 | R3020-1-2P5-B2 | + | LR24A-MP | Communicative actuator | 1 | Scenario 5 |  | PPK¦SelectPro¦VDI3805¦Internet_EU | PPK SelectPro VDI3805 Internet_EU | PPK SelectPro VDI3805 Internet_EU | R3020-1-2P5-B2+LR24A-MP |  | 100 kPa | 100 kPa
116097 | R3020-1-2P5-B2/LR24A-MP | R3020-1-2P5-B2/LR24A-MP | 26 | R3020-1-2P5-B2 | / | LR24A-MP | Communicative actuator | 1 | Scenario 5 |  | PPK¦SelectPro¦VDI3805¦Internet_EU | PPK SelectPro VDI3805 Internet_EU | PPK SelectPro VDI3805 Internet_EU | R3020-1-2P5-B2/LR24A-MP |  | 100 kPa | 100 kPa
116098 | R3020-1-2P5-B2+LR24A-SR | R3020-1-2P5-B2+LR24A-SR | 26 | R3020-1-2P5-B2 | + | LR24A-SR | Standard actuator | 1 | Scenario 5 |  | PPK¦SelectPro¦VDI3805¦Internet_EU | PPK SelectPro VDI3805 Internet_EU | PPK SelectPro VDI3805 Internet_EU | R3020-1-2P5-B2+LR24A-SR |  | 100 kPa | 100 kPa
116099 | R3020-1-2P5-B2/LR24A-SR | R3020-1-2P5-B2/LR24A-SR | 26 | R3020-1-2P5-B2 | / | LR24A-SR | Standard actuator | 1 | Scenario 5 |  | PPK¦SelectPro¦VDI3805¦Internet_EU | PPK SelectPro VDI3805 Internet_EU | PPK SelectPro VDI3805 Internet_EU | R3020-1-2P5-B2/LR24A-SR |  | 100 kPa | 100 kPa
116102 | R3020-1P6-1-B2+LR24A-MP | R3020-1P6-1-B2+LR24A-MP | 26 | R3020-1P6-1-B2 | + | LR24A-MP | Communicative actuator | 1 | Scenario 5 |  | PPK¦SelectPro¦VDI3805¦Internet_EU | PPK SelectPro VDI3805 Internet_EU | PPK SelectPro VDI3805 Internet_EU | R3020-1P6-1-B2+LR24A-MP |  | 100 kPa | 100 kPa
116103 | R3020-1P6-1-B2/LR24A-MP | R3020-1P6-1-B2/LR24A-MP | 26 | R3020-1P6-1-B2 | / | LR24A-MP | Communicative actuator | 1 | Scenario 5 |  | PPK¦SelectPro¦VDI3805¦Internet_EU | PPK SelectPro VDI3805 Internet_EU | PPK SelectPro VDI3805 Internet_EU | R3020-1P6-1-B2/LR24A-MP |  | 100 kPa | 100 kPa
116104 | R3020-1P6-1-B2+LR24A-SR | R3020-1P6-1-B2+LR24A-SR | 26 | R3020-1P6-1-B2 | + | LR24A-SR | Standard actuator | 1 | Scenario 5 |  | PPK¦SelectPro¦VDI3805¦Internet_EU | PPK SelectPro VDI3805 Internet_EU | PPK SelectPro VDI3805 Internet_EU | R3020-1P6-1-B2+LR24A-SR |  | 100 kPa | 100 kPa
116105 | R3020-1P6-1-B2/LR24A-SR | R3020-1P6-1-B2/LR24A-SR | 26 | R3020-1P6-1-B2 | / | LR24A-SR | Standard actuator | 1 | Scenario 5 |  | PPK¦SelectPro¦VDI3805¦Internet_EU | PPK SelectPro VDI3805 Internet_EU | PPK SelectPro VDI3805 Internet_EU | R3020-1P6-1-B2/LR24A-SR |  | 100 kPa | 100 kPa
116108 | R3020-1P6-1P6-B2+LR24A-MP | R3020-1P6-1P6-B2+LR24A-MP | 26 | R3020-1P6-1P6-B2 | + | LR24A-MP | Communicative actuator | 1 | Scenario 5 |  | PPK¦SelectPro¦VDI3805¦Internet_EU | PPK SelectPro VDI3805 Internet_EU | PPK SelectPro VDI3805 Internet_EU | R3020-1P6-1P6-B2+LR24A-MP |  | 100 kPa | 100 kPa
116109 | R3020-1P6-1P6-B2/LR24A-MP | R3020-1P6-1P6-B2/LR24A-MP | 26 | R3020-1P6-1P6-B2 | / | LR24A-MP | Communicative actuator | 1 | Scenario 5 |  | PPK¦SelectPro¦VDI3805¦Internet_EU | PPK SelectPro VDI3805 Internet_EU | PPK SelectPro VDI3805 Internet_EU | R3020-1P6-1P6-B2/LR24A-MP |  | 100 kPa | 100 kPa
116110 | R3020-1P6-1P6-B2+LR24A-SR | R3020-1P6-1P6-B2+LR24A-SR | 26 | R3020-1P6-1P6-B2 | + | LR24A-SR | Standard actuator | 1 | Scenario 5 |  | PPK¦SelectPro¦VDI3805¦Internet_EU | PPK SelectPro VDI3805 Internet_EU | PPK SelectPro VDI3805 Internet_EU | R3020-1P6-1P6-B2+LR24A-SR |  | 100 kPa | 100 kPa
116111 | R3020-1P6-1P6-B2/LR24A-SR | R3020-1P6-1P6-B2/LR24A-SR | 26 | R3020-1P6-1P6-B2 | / | LR24A-SR | Standard actuator | 1 | Scenario 5 |  | PPK¦SelectPro¦VDI3805¦Internet_EU | PPK SelectPro VDI3805 Internet_EU | PPK SelectPro VDI3805 Internet_EU | R3020-1P6-1P6-B2/LR24A-SR |  | 100 kPa | 100 kPa
116114 | R3020-1P6-2P5-B2+LR24A-MP | R3020-1P6-2P5-B2+LR24A-MP | 26 | R3020-1P6-2P5-B2 | + | LR24A-MP | Communicative actuator | 1 | Scenario 5 |  | PPK¦SelectPro¦VDI3805¦Internet_EU | PPK SelectPro VDI3805 Internet_EU | PPK SelectPro VDI3805 Internet_EU | R3020-1P6-2P5-B2+LR24A-MP |  | 100 kPa | 100 kPa
116115 | R3020-1P6-2P5-B2/LR24A-MP | R3020-1P6-2P5-B2/LR24A-MP | 26 | R3020-1P6-2P5-B2 | / | LR24A-MP | Communicative actuator | 1 | Scenario 5 |  | PPK¦SelectPro¦VDI3805¦Internet_EU | PPK SelectPro VDI3805 Internet_EU | PPK SelectPro VDI3805 Internet_EU | R3020-1P6-2P5-B2/LR24A-MP |  | 100 kPa | 100 kPa
116116 | R3020-1P6-2P5-B2+LR24A-SR | R3020-1P6-2P5-B2+LR24A-SR | 26 | R3020-1P6-2P5-B2 | + | LR24A-SR | Standard actuator | 1 | Scenario 5 |  | PPK¦SelectPro¦VDI3805¦Internet_EU | PPK SelectPro VDI3805 Internet_EU | PPK SelectPro VDI3805 Internet_EU | R3020-1P6-2P5-B2+LR24A-SR |  | 100 kPa | 100 kPa
116117 | R3020-1P6-2P5-B2/LR24A-SR | R3020-1P6-2P5-B2/LR24A-SR | 26 | R3020-1P6-2P5-B2 | / | LR24A-SR | Standard actuator | 1 | Scenario 5 |  | PPK¦SelectPro¦VDI3805¦Internet_EU | PPK SelectPro VDI3805 Internet_EU | PPK SelectPro VDI3805 Internet_EU | R3020-1P6-2P5-B2/LR24A-SR |  | 100 kPa | 100 kPa
116120 | R3020-1P6-P63-B2+LR24A-MP | R3020-1P6-P63-B2+LR24A-MP | 26 | R3020-1P6-P63-B2 | + | LR24A-MP | Communicative actuator | 1 | Scenario 5 |  | PPK¦SelectPro¦VDI3805¦Internet_EU | PPK SelectPro VDI3805 Internet_EU | PPK SelectPro VDI3805 Internet_EU | R3020-1P6-P63-B2+LR24A-MP |  | 100 kPa | 100 kPa
116121 | R3020-1P6-P63-B2/LR24A-MP | R3020-1P6-P63-B2/LR24A-MP | 26 | R3020-1P6-P63-B2 | / | LR24A-MP | Communicative actuator | 1 | Scenario 5 |  | PPK¦SelectPro¦VDI3805¦Internet_EU | PPK SelectPro VDI3805 Internet_EU | PPK SelectPro VDI3805 Internet_EU | R3020-1P6-P63-B2/LR24A-MP |  | 100 kPa | 100 kPa
116122 | R3020-1P6-P63-B2+LR24A-SR | R3020-1P6-P63-B2+LR24A-SR | 26 | R3020-1P6-P63-B2 | + | LR24A-SR | Standard actuator | 1 | Scenario 5 |  | PPK¦SelectPro¦VDI3805¦Internet_EU | PPK SelectPro VDI3805 Internet_EU | PPK SelectPro VDI3805 Internet_EU | R3020-1P6-P63-B2+LR24A-SR |  | 100 kPa | 100 kPa
116123 | R3020-1P6-P63-B2/LR24A-SR | R3020-1P6-P63-B2/LR24A-SR | 26 | R3020-1P6-P63-B2 | / | LR24A-SR | Standard actuator | 1 | Scenario 5 |  | PPK¦SelectPro¦VDI3805¦Internet_EU | PPK SelectPro VDI3805 Internet_EU | PPK SelectPro VDI3805 Internet_EU | R3020-1P6-P63-B2/LR24A-SR |  | 100 kPa | 100 kPa
116126 | R3020-2P5-1-B2+LR24A-MP | R3020-2P5-1-B2+LR24A-MP | 26 | R3020-2P5-1-B2 | + | LR24A-MP | Communicative actuator | 1 | Scenario 5 |  | PPK¦SelectPro¦VDI3805¦Internet_EU | PPK SelectPro VDI3805 Internet_EU | PPK SelectPro VDI3805 Internet_EU | R3020-2P5-1-B2+LR24A-MP |  | 100 kPa | 100 kPa
116127 | R3020-2P5-1-B2/LR24A-MP | R3020-2P5-1-B2/LR24A-MP | 26 | R3020-2P5-1-B2 | / | LR24A-MP | Communicative actuator | 1 | Scenario 5 |  | PPK¦SelectPro¦VDI3805¦Internet_EU | PPK SelectPro VDI3805 Internet_EU | PPK SelectPro VDI3805 Internet_EU | R3020-2P5-1-B2/LR24A-MP |  | 100 kPa | 100 kPa
116128 | R3020-2P5-1-B2+LR24A-SR | R3020-2P5-1-B2+LR24A-SR | 26 | R3020-2P5-1-B2 | + | LR24A-SR | Standard actuator | 1 | Scenario 5 |  | PPK¦SelectPro¦VDI3805¦Internet_EU | PPK SelectPro VDI3805 Internet_EU | PPK SelectPro VDI3805 Internet_EU | R3020-2P5-1-B2+LR24A-SR |  | 100 kPa | 100 kPa
116129 | R3020-2P5-1-B2/LR24A-SR | R3020-2P5-1-B2/LR24A-SR | 26 | R3020-2P5-1-B2 | / | LR24A-SR | Standard actuator | 1 | Scenario 5 |  | PPK¦SelectPro¦VDI3805¦Internet_EU | PPK SelectPro VDI3805 Internet_EU | PPK SelectPro VDI3805 Internet_EU | R3020-2P5-1-B2/LR24A-SR |  | 100 kPa | 100 kPa
116132 | R3020-2P5-1P6-B2+LR24A-MP | R3020-2P5-1P6-B2+LR24A-MP | 26 | R3020-2P5-1P6-B2 | + | LR24A-MP | Communicative actuator | 1 | Scenario 5 |  | PPK¦SelectPro¦VDI3805¦Internet_EU | PPK SelectPro VDI3805 Internet_EU | PPK SelectPro VDI3805 Internet_EU | R3020-2P5-1P6-B2+LR24A-MP |  | 100 kPa | 100 kPa
116133 | R3020-2P5-1P6-B2/LR24A-MP | R3020-2P5-1P6-B2/LR24A-MP | 26 | R3020-2P5-1P6-B2 | / | LR24A-MP | Communicative actuator | 1 | Scenario 5 |  | PPK¦SelectPro¦VDI3805¦Internet_EU | PPK SelectPro VDI3805 Internet_EU | PPK SelectPro VDI3805 Internet_EU | R3020-2P5-1P6-B2/LR24A-MP |  | 100 kPa | 100 kPa
116134 | R3020-2P5-1P6-B2+LR24A-SR | R3020-2P5-1P6-B2+LR24A-SR | 26 | R3020-2P5-1P6-B2 | + | LR24A-SR | Standard actuator | 1 | Scenario 5 |  | PPK¦SelectPro¦VDI3805¦Internet_EU | PPK SelectPro VDI3805 Internet_EU | PPK SelectPro VDI3805 Internet_EU | R3020-2P5-1P6-B2+LR24A-SR |  | 100 kPa | 100 kPa
116135 | R3020-2P5-1P6-B2/LR24A-SR | R3020-2P5-1P6-B2/LR24A-SR | 26 | R3020-2P5-1P6-B2 | / | LR24A-SR | Standard actuator | 1 | Scenario 5 |  | PPK¦SelectPro¦VDI3805¦Internet_EU | PPK SelectPro VDI3805 Internet_EU | PPK SelectPro VDI3805 Internet_EU | R3020-2P5-1P6-B2/LR24A-SR |  | 100 kPa | 100 kPa
116138 | R3020-2P5-2P5-B2+LR24A-MP | R3020-2P5-2P5-B2+LR24A-MP | 26 | R3020-2P5-2P5-B2 | + | LR24A-MP | Communicative actuator | 1 | Scenario 5 |  | PPK¦SelectPro¦VDI3805¦Internet_EU | PPK SelectPro VDI3805 Internet_EU | PPK SelectPro VDI3805 Internet_EU | R3020-2P5-2P5-B2+LR24A-MP |  | 100 kPa | 100 kPa
116139 | R3020-2P5-2P5-B2/LR24A-MP | R3020-2P5-2P5-B2/LR24A-MP | 26 | R3020-2P5-2P5-B2 | / | LR24A-MP | Communicative actuator | 1 | Scenario 5 |  | PPK¦SelectPro¦VDI3805¦Internet_EU | PPK SelectPro VDI3805 Internet_EU | PPK SelectPro VDI3805 Internet_EU | R3020-2P5-2P5-B2/LR24A-MP |  | 100 kPa | 100 kPa
116140 | R3020-2P5-2P5-B2+LR24A-SR | R3020-2P5-2P5-B2+LR24A-SR | 26 | R3020-2P5-2P5-B2 | + | LR24A-SR | Standard actuator | 1 | Scenario 5 |  | PPK¦SelectPro¦VDI3805¦Internet_EU | PPK SelectPro VDI3805 Internet_EU | PPK SelectPro VDI3805 Internet_EU | R3020-2P5-2P5-B2+LR24A-SR |  | 100 kPa | 100 kPa
116141 | R3020-2P5-2P5-B2/LR24A-SR | R3020-2P5-2P5-B2/LR24A-SR | 26 | R3020-2P5-2P5-B2 | / | LR24A-SR | Standard actuator | 1 | Scenario 5 |  | PPK¦SelectPro¦VDI3805¦Internet_EU | PPK SelectPro VDI3805 Internet_EU | PPK SelectPro VDI3805 Internet_EU | R3020-2P5-2P5-B2/LR24A-SR |  | 100 kPa | 100 kPa
116144 | R3020-2P5-P63-B2+LR24A-MP | R3020-2P5-P63-B2+LR24A-MP | 26 | R3020-2P5-P63-B2 | + | LR24A-MP | Communicative actuator | 1 | Scenario 5 |  | PPK¦SelectPro¦VDI3805¦Internet_EU | PPK SelectPro VDI3805 Internet_EU | PPK SelectPro VDI3805 Internet_EU | R3020-2P5-P63-B2+LR24A-MP |  | 100 kPa | 100 kPa
116145 | R3020-2P5-P63-B2/LR24A-MP | R3020-2P5-P63-B2/LR24A-MP | 26 | R3020-2P5-P63-B2 | / | LR24A-MP | Communicative actuator | 1 | Scenario 5 |  | PPK¦SelectPro¦VDI3805¦Internet_EU | PPK SelectPro VDI3805 Internet_EU | PPK SelectPro VDI3805 Internet_EU | R3020-2P5-P63-B2/LR24A-MP |  | 100 kPa | 100 kPa
116146 | R3020-2P5-P63-B2+LR24A-SR | R3020-2P5-P63-B2+LR24A-SR | 26 | R3020-2P5-P63-B2 | + | LR24A-SR | Standard actuator | 1 | Scenario 5 |  | PPK¦SelectPro¦VDI3805¦Internet_EU | PPK SelectPro VDI3805 Internet_EU | PPK SelectPro VDI3805 Internet_EU | R3020-2P5-P63-B2+LR24A-SR |  | 100 kPa | 100 kPa
116147 | R3020-2P5-P63-B2/LR24A-SR | R3020-2P5-P63-B2/LR24A-SR | 26 | R3020-2P5-P63-B2 | / | LR24A-SR | Standard actuator | 1 | Scenario 5 |  | PPK¦SelectPro¦VDI3805¦Internet_EU | PPK SelectPro VDI3805 Internet_EU | PPK SelectPro VDI3805 Internet_EU | R3020-2P5-P63-B2/LR24A-SR |  | 100 kPa | 100 kPa
116150 | R3020-P63-1P6-B2+LR24A-MP | R3020-P63-1P6-B2+LR24A-MP | 26 | R3020-P63-1P6-B2 | + | LR24A-MP | Communicative actuator | 1 | Scenario 5 |  | PPK¦SelectPro¦VDI3805¦Internet_EU | PPK SelectPro VDI3805 Internet_EU | PPK SelectPro VDI3805 Internet_EU | R3020-P63-1P6-B2+LR24A-MP |  | 100 kPa | 100 kPa
116151 | R3020-P63-1P6-B2/LR24A-MP | R3020-P63-1P6-B2/LR24A-MP | 26 | R3020-P63-1P6-B2 | / | LR24A-MP | Communicative actuator | 1 | Scenario 5 |  | PPK¦SelectPro¦VDI3805¦Internet_EU | PPK SelectPro VDI3805 Internet_EU | PPK SelectPro VDI3805 Internet_EU | R3020-P63-1P6-B2/LR24A-MP |  | 100 kPa | 100 kPa
116152 | R3020-P63-1P6-B2+LR24A-SR | R3020-P63-1P6-B2+LR24A-SR | 26 | R3020-P63-1P6-B2 | + | LR24A-SR | Standard actuator | 1 | Scenario 5 |  | PPK¦SelectPro¦VDI3805¦Internet_EU | PPK SelectPro VDI3805 Internet_EU | PPK SelectPro VDI3805 Internet_EU | R3020-P63-1P6-B2+LR24A-SR |  | 100 kPa | 100 kPa
116153 | R3020-P63-1P6-B2/LR24A-SR | R3020-P63-1P6-B2/LR24A-SR | 26 | R3020-P63-1P6-B2 | / | LR24A-SR | Standard actuator | 1 | Scenario 5 |  | PPK¦SelectPro¦VDI3805¦Internet_EU | PPK SelectPro VDI3805 Internet_EU | PPK SelectPro VDI3805 Internet_EU | R3020-P63-1P6-B2/LR24A-SR |  | 100 kPa | 100 kPa
116156 | R3020-P63-2P5-B2+LR24A-MP | R3020-P63-2P5-B2+LR24A-MP | 26 | R3020-P63-2P5-B2 | + | LR24A-MP | Communicative actuator | 1 | Scenario 5 |  | PPK¦SelectPro¦VDI3805¦Internet_EU | PPK SelectPro VDI3805 Internet_EU | PPK SelectPro VDI3805 Internet_EU | R3020-P63-2P5-B2+LR24A-MP |  | 100 kPa | 100 kPa
116157 | R3020-P63-2P5-B2/LR24A-MP | R3020-P63-2P5-B2/LR24A-MP | 26 | R3020-P63-2P5-B2 | / | LR24A-MP | Communicative actuator | 1 | Scenario 5 |  | PPK¦SelectPro¦VDI3805¦Internet_EU | PPK SelectPro VDI3805 Internet_EU | PPK SelectPro VDI3805 Internet_EU | R3020-P63-2P5-B2/LR24A-MP |  | 100 kPa | 100 kPa
116158 | R3020-P63-2P5-B2+LR24A-SR | R3020-P63-2P5-B2+LR24A-SR | 26 | R3020-P63-2P5-B2 | + | LR24A-SR | Standard actuator | 1 | Scenario 5 |  | PPK¦SelectPro¦VDI3805¦Internet_EU | PPK SelectPro VDI3805 Internet_EU | PPK SelectPro VDI3805 Internet_EU | R3020-P63-2P5-B2+LR24A-SR |  | 100 kPa | 100 kPa
116159 | R3020-P63-2P5-B2/LR24A-SR | R3020-P63-2P5-B2/LR24A-SR | 26 | R3020-P63-2P5-B2 | / | LR24A-SR | Standard actuator | 1 | Scenario 5 |  | PPK¦SelectPro¦VDI3805¦Internet_EU | PPK SelectPro VDI3805 Internet_EU | PPK SelectPro VDI3805 Internet_EU | R3020-P63-2P5-B2/LR24A-SR |  | 100 kPa | 100 kPa
116162 | R3015-S1+LRF230 | R3015-S1+LRF230 | 26 | R3015-S1 | + | LRF230 | Actuator with emergency control function | 1 | Scenario 1 |  | PPK¦SelectPro¦VDI3805¦Internet_EU | PPK SelectPro VDI3805 Internet_EU | PPK SelectPro OEM VDI3805 Internet_EU | R3015-S1+LRF230 |  | 1400 kPa | 1000 kPa
116163 | R3015-S1/LRF230 | R3015-S1/LRF230 | 26 | R3015-S1 | / | LRF230 | Actuator with emergency control function | 1 | Scenario 1 |  | PPK¦SelectPro¦VDI3805¦Internet_EU | PPK SelectPro VDI3805 Internet_EU | PPK SelectPro OEM VDI3805 Internet_EU | R3015-S1/LRF230 |  | 1400 kPa | 1000 kPa
116170 | R3015-S1+LRF24 | R3015-S1+LRF24 | 26 | R3015-S1 | + | LRF24 | Actuator with emergency control function | 1 | Scenario 1 |  | PPK¦SelectPro¦VDI3805¦Internet_EU | PPK SelectPro VDI3805 Internet_EU | PPK SelectPro VDI3805 Internet_EU | R3015-S1+LRF24 |  | 1400 kPa | 1000 kPa
116171 | R3015-S1/LRF24 | R3015-S1/LRF24 | 26 | R3015-S1 | / | LRF24 | Actuator with emergency control function | 1 | Scenario 1 |  | PPK¦SelectPro¦VDI3805¦Internet_EU | PPK SelectPro VDI3805 Internet_EU | PPK SelectPro VDI3805 Internet_EU | R3015-S1/LRF24 |  | 1400 kPa | 1000 kPa
116182 | R3020-4-S2+LRF24-SR | R3020-4-S2+LRF24-SR | 26 | R3020-4-S2 | + | LRF24-SR | Actuator with emergency control function | 1 | Scenario 2 |  | PPK¦SelectPro¦VDI3805¦Internet_EU | PPK SelectPro VDI3805 Internet_EU | PPK SelectPro VDI3805 Internet_EU | R3020-4-S2+LRF24-SR |  | 1400 kPa | 350 kPa
116183 | R3020-4-S2/LRF24-SR | R3020-4-S2/LRF24-SR | 26 | R3020-4-S2 | / | LRF24-SR | Actuator with emergency control function | 1 | Scenario 2 |  | PPK¦SelectPro¦VDI3805¦Internet_EU | PPK SelectPro VDI3805 Internet_EU | PPK SelectPro VDI3805 Internet_EU | R3020-4-S2/LRF24-SR |  | 1400 kPa | 350 kPa
116188 | R3020-6P3-S2+LRF24-SR | R3020-6P3-S2+LRF24-SR | 26 | R3020-6P3-S2 | + | LRF24-SR | Actuator with emergency control function | 1 | Scenario 2 |  | PPK¦SelectPro¦VDI3805¦Internet_EU | PPK SelectPro VDI3805 Internet_EU | PPK SelectPro VDI3805 Internet_EU | R3020-6P3-S2+LRF24-SR |  | 1400 kPa | 350 kPa
116189 | R3020-6P3-S2/LRF24-SR | R3020-6P3-S2/LRF24-SR | 26 | R3020-6P3-S2 | / | LRF24-SR | Actuator with emergency control function | 1 | Scenario 2 |  | PPK¦SelectPro¦VDI3805¦Internet_EU | PPK SelectPro VDI3805 Internet_EU | PPK SelectPro VDI3805 Internet_EU | R3020-6P3-S2/LRF24-SR |  | 1400 kPa | 350 kPa
116190 | R3020-BL2+LRF230 | R3020-BL2+LRF230 | 26 | R3020-BL2 | + | LRF230 | Actuator with emergency control function | 1 | Scenario 1 |  | PPK¦SelectPro¦VDI3805¦Internet_EU | PPK SelectPro VDI3805 Internet_EU | PPK SelectPro OEM VDI3805 Internet_EU | R3020-BL2+LRF230 |  | 500 kPa | 350 kPa
116191 | R3020-BL2/LRF230 | R3020-BL2/LRF230 | 26 | R3020-BL2 | / | LRF230 | Actuator with emergency control function | 1 | Scenario 1 |  | PPK¦SelectPro¦VDI3805¦Internet_EU | PPK SelectPro VDI3805 Internet_EU | PPK SelectPro OEM VDI3805 Internet_EU | R3020-BL2/LRF230 |  | 500 kPa | 350 kPa
116198 | R3020-BL2+LRF24 | R3020-BL2+LRF24 | 26 | R3020-BL2 | + | LRF24 | Actuator with emergency control function | 1 | Scenario 1 |  | PPK¦SelectPro¦VDI3805¦Internet_EU | PPK SelectPro VDI3805 Internet_EU | PPK SelectPro VDI3805 Internet_EU | R3020-BL2+LRF24 |  | 500 kPa | 350 kPa
116199 | R3020-BL2/LRF24 | R3020-BL2/LRF24 | 26 | R3020-BL2 | / | LRF24 | Actuator with emergency control function | 1 | Scenario 1 |  | PPK¦SelectPro¦VDI3805¦Internet_EU | PPK SelectPro VDI3805 Internet_EU | PPK SelectPro VDI3805 Internet_EU | R3020-BL2/LRF24 |  | 500 kPa | 350 kPa
116206 | R3020-S2+LRF230 | R3020-S2+LRF230 | 26 | R3020-S2 | + | LRF230 | Actuator with emergency control function | 1 | Scenario 1 |  | PPK¦SelectPro¦VDI3805¦Internet_EU | PPK SelectPro VDI3805 Internet_EU | PPK SelectPro OEM VDI3805 Internet_EU | R3020-S2+LRF230 |  | 1400 kPa | 1000 kPa
116207 | R3020-S2/LRF230 | R3020-S2/LRF230 | 26 | R3020-S2 | / | LRF230 | Actuator with emergency control function | 1 | Scenario 1 |  | PPK¦SelectPro¦VDI3805¦Internet_EU | PPK SelectPro VDI3805 Internet_EU | PPK SelectPro OEM VDI3805 Internet_EU | R3020-S2/LRF230 |  | 1400 kPa | 1000 kPa
116214 | R3020-S2+LRF24 | R3020-S2+LRF24 | 26 | R3020-S2 | + | LRF24 | Actuator with emergency control function | 1 | Scenario 1 |  | PPK¦SelectPro¦VDI3805¦Internet_EU | PPK SelectPro VDI3805 Internet_EU | PPK SelectPro VDI3805 Internet_EU | R3020-S2+LRF24 |  | 1400 kPa | 1000 kPa
116215 | R3020-S2/LRF24 | R3020-S2/LRF24 | 26 | R3020-S2 | / | LRF24 | Actuator with emergency control function | 1 | Scenario 1 |  | PPK¦SelectPro¦VDI3805¦Internet_EU | PPK SelectPro VDI3805 Internet_EU | PPK SelectPro VDI3805 Internet_EU | R3020-S2/LRF24 |  | 1400 kPa | 1000 kPa
116226 | R3025-10-S2+LRF24-SR | R3025-10-S2+LRF24-SR | 26 | R3025-10-S2 | + | LRF24-SR | Actuator with emergency control function | 1 | Scenario 2 |  | PPK¦SelectPro¦VDI3805¦Internet_EU | PPK SelectPro VDI3805 Internet_EU | PPK SelectPro VDI3805 Internet_EU | R3025-10-S2+LRF24-SR |  | 1400 kPa | 350 kPa
116227 | R3025-10-S2/LRF24-SR | R3025-10-S2/LRF24-SR | 26 | R3025-10-S2 | / | LRF24-SR | Actuator with emergency control function | 1 | Scenario 2 |  | PPK¦SelectPro¦VDI3805¦Internet_EU | PPK SelectPro VDI3805 Internet_EU | PPK SelectPro VDI3805 Internet_EU | R3025-10-S2/LRF24-SR |  | 1400 kPa | 350 kPa
116370 | R3025-6P3-S2+LRF24-SR | R3025-6P3-S2+LRF24-SR | 26 | R3025-6P3-S2 | + | LRF24-SR | Actuator with emergency control function | 1 | Scenario 2 |  | PPK¦SelectPro¦VDI3805¦Internet_EU | PPK SelectPro VDI3805 Internet_EU | PPK SelectPro VDI3805 Internet_EU | R3025-6P3-S2+LRF24-SR |  | 1400 kPa | 350 kPa
116371 | R3025-6P3-S2/LRF24-SR | R3025-6P3-S2/LRF24-SR | 26 | R3025-6P3-S2 | / | LRF24-SR | Actuator with emergency control function | 1 | Scenario 2 |  | PPK¦SelectPro¦VDI3805¦Internet_EU | PPK SelectPro VDI3805 Internet_EU | PPK SelectPro VDI3805 Internet_EU | R3025-6P3-S2/LRF24-SR |  | 1400 kPa | 350 kPa
116372 | R3025-BL2+LRF230 | R3025-BL2+LRF230 | 26 | R3025-BL2 | + | LRF230 | Actuator with emergency control function | 1 | Scenario 1 |  | PPK¦SelectPro¦VDI3805¦Internet_EU | PPK SelectPro VDI3805 Internet_EU | PPK SelectPro OEM VDI3805 Internet_EU | R3025-BL2+LRF230 |  | 500 kPa | 350 kPa
116373 | R3025-BL2/LRF230 | R3025-BL2/LRF230 | 26 | R3025-BL2 | / | LRF230 | Actuator with emergency control function | 1 | Scenario 1 |  | PPK¦SelectPro¦VDI3805¦Internet_EU | PPK SelectPro VDI3805 Internet_EU | PPK SelectPro OEM VDI3805 Internet_EU | R3025-BL2/LRF230 |  | 500 kPa | 350 kPa
116380 | R3025-BL2+LRF24 | R3025-BL2+LRF24 | 26 | R3025-BL2 | + | LRF24 | Actuator with emergency control function | 1 | Scenario 1 |  | PPK¦SelectPro¦VDI3805¦Internet_EU | PPK SelectPro VDI3805 Internet_EU | PPK SelectPro VDI3805 Internet_EU | R3025-BL2+LRF24 |  | 500 kPa | 350 kPa
116381 | R3025-BL2/LRF24 | R3025-BL2/LRF24 | 26 | R3025-BL2 | / | LRF24 | Actuator with emergency control function | 1 | Scenario 1 |  | PPK¦SelectPro¦VDI3805¦Internet_EU | PPK SelectPro VDI3805 Internet_EU | PPK SelectPro VDI3805 Internet_EU | R3025-BL2/LRF24 |  | 500 kPa | 350 kPa
116388 | R3025-S2+LRF230 | R3025-S2+LRF230 | 26 | R3025-S2 | + | LRF230 | Actuator with emergency control function | 1 | Scenario 1 |  | PPK¦SelectPro¦VDI3805¦Internet_EU | PPK SelectPro VDI3805 Internet_EU | PPK SelectPro OEM VDI3805 Internet_EU | R3025-S2+LRF230 |  | 1400 kPa | 1000 kPa
116389 | R3025-S2/LRF230 | R3025-S2/LRF230 | 26 | R3025-S2 | / | LRF230 | Actuator with emergency control function | 1 | Scenario 1 |  | PPK¦SelectPro¦VDI3805¦Internet_EU | PPK SelectPro VDI3805 Internet_EU | PPK SelectPro OEM VDI3805 Internet_EU | R3025-S2/LRF230 |  | 1400 kPa | 1000 kPa
116396 | R3025-S2+LRF24 | R3025-S2+LRF24 | 26 | R3025-S2 | + | LRF24 | Actuator with emergency control function | 1 | Scenario 1 |  | PPK¦SelectPro¦VDI3805¦Internet_EU | PPK SelectPro VDI3805 Internet_EU | PPK SelectPro VDI3805 Internet_EU | R3025-S2+LRF24 |  | 1400 kPa | 1000 kPa
116397 | R3025-S2/LRF24 | R3025-S2/LRF24 | 26 | R3025-S2 | / | LRF24 | Actuator with emergency control function | 1 | Scenario 1 |  | PPK¦SelectPro¦VDI3805¦Internet_EU | PPK SelectPro VDI3805 Internet_EU | PPK SelectPro VDI3805 Internet_EU | R3025-S2/LRF24 |  | 1400 kPa | 1000 kPa
116404 | R3032-BL2+LRF230 | R3032-BL2+LRF230 | 26 | R3032-BL2 | + | LRF230 | Actuator with emergency control function | 1 | Scenario 1 |  | PPK¦SelectPro¦VDI3805¦Internet_EU | PPK SelectPro VDI3805 Internet_EU | PPK SelectPro OEM VDI3805 Internet_EU | R3032-BL2+LRF230 |  | 500 kPa | 350 kPa
116405 | R3032-BL2/LRF230 | R3032-BL2/LRF230 | 26 | R3032-BL2 | / | LRF230 | Actuator with emergency control function | 1 | Scenario 1 |  | PPK¦SelectPro¦VDI3805¦Internet_EU | PPK SelectPro VDI3805 Internet_EU | PPK SelectPro OEM VDI3805 Internet_EU | R3032-BL2/LRF230 |  | 500 kPa | 350 kPa
116412 | R3032-BL2+LRF24 | R3032-BL2+LRF24 | 26 | R3032-BL2 | + | LRF24 | Actuator with emergency control function | 1 | Scenario 1 |  | PPK¦SelectPro¦VDI3805¦Internet_EU | PPK SelectPro VDI3805 Internet_EU | PPK SelectPro VDI3805 Internet_EU | R3032-BL2+LRF24 |  | 500 kPa | 350 kPa
116413 | R3032-BL2/LRF24 | R3032-BL2/LRF24 | 26 | R3032-BL2 | / | LRF24 | Actuator with emergency control function | 1 | Scenario 1 |  | PPK¦SelectPro¦VDI3805¦Internet_EU | PPK SelectPro VDI3805 Internet_EU | PPK SelectPro VDI3805 Internet_EU | R3032-BL2/LRF24 |  | 500 kPa | 350 kPa
116426 | R6015R-B1+LRF230 | R6015R-B1+LRF230 | 26 | R6015R-B1 | + | LRF230 | Actuator with emergency control function | 1 | Scenario 1 |  | PPK¦SelectPro¦VDI3805¦Internet_EU | PPK SelectPro VDI3805 Internet_EU | PPK SelectPro OEM VDI3805 Internet_EU | R6015R-B1+LRF230 |  | 600 kPa | 100 kPa
116427 | R6015R-B1/LRF230 | R6015R-B1/LRF230 | 26 | R6015R-B1 | / | LRF230 | Actuator with emergency control function | 1 | Scenario 1 |  | PPK¦SelectPro¦VDI3805¦Internet_EU | PPK SelectPro VDI3805 Internet_EU | PPK SelectPro OEM VDI3805 Internet_EU | R6015R-B1/LRF230 |  | 600 kPa | 100 kPa
116434 | R6015R-B1+LRF24 | R6015R-B1+LRF24 | 26 | R6015R-B1 | + | LRF24 | Actuator with emergency control function | 1 | Scenario 1 |  | PPK¦SelectPro¦VDI3805¦Internet_EU | PPK SelectPro VDI3805 Internet_EU | PPK SelectPro VDI3805 Internet_EU | R6015R-B1+LRF24 |  | 600 kPa | 100 kPa
116435 | R6015R-B1/LRF24 | R6015R-B1/LRF24 | 26 | R6015R-B1 | / | LRF24 | Actuator with emergency control function | 1 | Scenario 1 |  | PPK¦SelectPro¦VDI3805¦Internet_EU | PPK SelectPro VDI3805 Internet_EU | PPK SelectPro VDI3805 Internet_EU | R6015R-B1/LRF24 |  | 600 kPa | 100 kPa
116446 | R6015R1-B1+LRF24-SR | R6015R1-B1+LRF24-SR | 26 | R6015R1-B1 | + | LRF24-SR | Actuator with emergency control function | 1 | Scenario 2 |  | PPK¦SelectPro¦VDI3805¦Internet_EU | PPK SelectPro VDI3805 Internet_EU | PPK SelectPro VDI3805 Internet_EU | R6015R1-B1+LRF24-SR |  | 600 kPa | 100 kPa
116447 | R6015R1-B1/LRF24-SR | R6015R1-B1/LRF24-SR | 26 | R6015R1-B1 | / | LRF24-SR | Actuator with emergency control function | 1 | Scenario 2 |  | PPK¦SelectPro¦VDI3805¦Internet_EU | PPK SelectPro VDI3805 Internet_EU | PPK SelectPro VDI3805 Internet_EU | R6015R1-B1/LRF24-SR |  | 600 kPa | 100 kPa
116522 | R6015R1P6-B1+LRF24-SR | R6015R1P6-B1+LRF24-SR | 26 | R6015R1P6-B1 | + | LRF24-SR | Actuator with emergency control function | 1 | Scenario 2 |  | PPK¦SelectPro¦VDI3805¦Internet_EU | PPK SelectPro VDI3805 Internet_EU | PPK SelectPro VDI3805 Internet_EU | R6015R1P6-B1+LRF24-SR |  | 600 kPa | 100 kPa
116523 | R6015R1P6-B1/LRF24-SR | R6015R1P6-B1/LRF24-SR | 26 | R6015R1P6-B1 | / | LRF24-SR | Actuator with emergency control function | 1 | Scenario 2 |  | PPK¦SelectPro¦VDI3805¦Internet_EU | PPK SelectPro VDI3805 Internet_EU | PPK SelectPro VDI3805 Internet_EU | R6015R1P6-B1/LRF24-SR |  | 600 kPa | 100 kPa
116528 | R6015R2P5-B1+LRF24-SR | R6015R2P5-B1+LRF24-SR | 26 | R6015R2P5-B1 | + | LRF24-SR | Actuator with emergency control function | 1 | Scenario 2 |  | PPK¦SelectPro¦VDI3805¦Internet_EU | PPK SelectPro VDI3805 Internet_EU | PPK SelectPro VDI3805 Internet_EU | R6015R2P5-B1+LRF24-SR |  | 600 kPa | 100 kPa
116529 | R6015R2P5-B1/LRF24-SR | R6015R2P5-B1/LRF24-SR | 26 | R6015R2P5-B1 | / | LRF24-SR | Actuator with emergency control function | 1 | Scenario 2 |  | PPK¦SelectPro¦VDI3805¦Internet_EU | PPK SelectPro VDI3805 Internet_EU | PPK SelectPro VDI3805 Internet_EU | R6015R2P5-B1/LRF24-SR |  | 600 kPa | 100 kPa
116534 | R6015R4-B1+LRF24-SR | R6015R4-B1+LRF24-SR | 26 | R6015R4-B1 | + | LRF24-SR | Actuator with emergency control function | 1 | Scenario 2 |  | PPK¦SelectPro¦VDI3805¦Internet_EU | PPK SelectPro VDI3805 Internet_EU | PPK SelectPro VDI3805 Internet_EU | R6015R4-B1+LRF24-SR |  | 600 kPa | 100 kPa
116535 | R6015R4-B1/LRF24-SR | R6015R4-B1/LRF24-SR | 26 | R6015R4-B1 | / | LRF24-SR | Actuator with emergency control function | 1 | Scenario 2 |  | PPK¦SelectPro¦VDI3805¦Internet_EU | PPK SelectPro VDI3805 Internet_EU | PPK SelectPro VDI3805 Internet_EU | R6015R4-B1/LRF24-SR |  | 600 kPa | 100 kPa
116540 | R6015RP63-B1+LRF24-SR | R6015RP63-B1+LRF24-SR | 26 | R6015RP63-B1 | + | LRF24-SR | Actuator with emergency control function | 1 | Scenario 2 |  | PPK¦SelectPro¦VDI3805¦Internet_EU | PPK SelectPro VDI3805 Internet_EU | PPK SelectPro VDI3805 Internet_EU | R6015RP63-B1+LRF24-SR |  | 600 kPa | 100 kPa
116541 | R6015RP63-B1/LRF24-SR | R6015RP63-B1/LRF24-SR | 26 | R6015RP63-B1 | / | LRF24-SR | Actuator with emergency control function | 1 | Scenario 2 |  | PPK¦SelectPro¦VDI3805¦Internet_EU | PPK SelectPro VDI3805 Internet_EU | PPK SelectPro VDI3805 Internet_EU | R6015RP63-B1/LRF24-SR |  | 600 kPa | 100 kPa
116542 | R6020R-B1+LRF230 | R6020R-B1+LRF230 | 26 | R6020R-B1 | + | LRF230 | Actuator with emergency control function | 1 | Scenario 1 |  | PPK¦SelectPro¦VDI3805¦Internet_EU | PPK SelectPro VDI3805 Internet_EU | PPK SelectPro OEM VDI3805 Internet_EU | R6020R-B1+LRF230 |  | 600 kPa | 100 kPa
116543 | R6020R-B1/LRF230 | R6020R-B1/LRF230 | 26 | R6020R-B1 | / | LRF230 | Actuator with emergency control function | 1 | Scenario 1 |  | PPK¦SelectPro¦VDI3805¦Internet_EU | PPK SelectPro VDI3805 Internet_EU | PPK SelectPro OEM VDI3805 Internet_EU | R6020R-B1/LRF230 |  | 600 kPa | 100 kPa
116550 | R6020R-B1+LRF24 | R6020R-B1+LRF24 | 26 | R6020R-B1 | + | LRF24 | Actuator with emergency control function | 1 | Scenario 1 |  | PPK¦SelectPro¦VDI3805¦Internet_EU | PPK SelectPro VDI3805 Internet_EU | PPK SelectPro VDI3805 Internet_EU | R6020R-B1+LRF24 |  | 600 kPa | 100 kPa
116551 | R6020R-B1/LRF24 | R6020R-B1/LRF24 | 26 | R6020R-B1 | / | LRF24 | Actuator with emergency control function | 1 | Scenario 1 |  | PPK¦SelectPro¦VDI3805¦Internet_EU | PPK SelectPro VDI3805 Internet_EU | PPK SelectPro VDI3805 Internet_EU | R6020R-B1/LRF24 |  | 600 kPa | 100 kPa
116562 | R6020R6P3-B1+LRF24-SR | R6020R6P3-B1+LRF24-SR | 26 | R6020R6P3-B1 | + | LRF24-SR | Actuator with emergency control function | 1 | Scenario 2 |  | PPK¦SelectPro¦VDI3805¦Internet_EU | PPK SelectPro VDI3805 Internet_EU | PPK SelectPro VDI3805 Internet_EU | R6020R6P3-B1+LRF24-SR |  | 600 kPa | 100 kPa
116563 | R6020R6P3-B1/LRF24-SR | R6020R6P3-B1/LRF24-SR | 26 | R6020R6P3-B1 | / | LRF24-SR | Actuator with emergency control function | 1 | Scenario 2 |  | PPK¦SelectPro¦VDI3805¦Internet_EU | PPK SelectPro VDI3805 Internet_EU | PPK SelectPro VDI3805 Internet_EU | R6020R6P3-B1/LRF24-SR |  | 600 kPa | 100 kPa
116564 | R6025R-B2+LRF230 | R6025R-B2+LRF230 | 26 | R6025R-B2 | + | LRF230 | Actuator with emergency control function | 1 | Scenario 1 |  | PPK¦SelectPro¦VDI3805¦Internet_EU | PPK SelectPro VDI3805 Internet_EU | PPK SelectPro OEM VDI3805 Internet_EU | R6025R-B2+LRF230 |  | 600 kPa | 100 kPa
116565 | R6025R-B2/LRF230 | R6025R-B2/LRF230 | 26 | R6025R-B2 | / | LRF230 | Actuator with emergency control function | 1 | Scenario 1 |  | PPK¦SelectPro¦VDI3805¦Internet_EU | PPK SelectPro VDI3805 Internet_EU | PPK SelectPro OEM VDI3805 Internet_EU | R6025R-B2/LRF230 |  | 600 kPa | 100 kPa
116572 | R6025R-B2+LRF24 | R6025R-B2+LRF24 | 26 | R6025R-B2 | + | LRF24 | Actuator with emergency control function | 1 | Scenario 1 |  | PPK¦SelectPro¦VDI3805¦Internet_EU | PPK SelectPro VDI3805 Internet_EU | PPK SelectPro VDI3805 Internet_EU | R6025R-B2+LRF24 |  | 600 kPa | 100 kPa
116573 | R6025R-B2/LRF24 | R6025R-B2/LRF24 | 26 | R6025R-B2 | / | LRF24 | Actuator with emergency control function | 1 | Scenario 1 |  | PPK¦SelectPro¦VDI3805¦Internet_EU | PPK SelectPro VDI3805 Internet_EU | PPK SelectPro VDI3805 Internet_EU | R6025R-B2/LRF24 |  | 600 kPa | 100 kPa
116584 | R6025R10-B2+LRF24-SR | R6025R10-B2+LRF24-SR | 26 | R6025R10-B2 | + | LRF24-SR | Actuator with emergency control function | 1 | Scenario 2 |  | PPK¦SelectPro¦VDI3805¦Internet_EU | PPK SelectPro VDI3805 Internet_EU | PPK SelectPro VDI3805 Internet_EU | R6025R10-B2+LRF24-SR |  | 600 kPa | 100 kPa
116585 | R6025R10-B2/LRF24-SR | R6025R10-B2/LRF24-SR | 26 | R6025R10-B2 | / | LRF24-SR | Actuator with emergency control function | 1 | Scenario 2 |  | PPK¦SelectPro¦VDI3805¦Internet_EU | PPK SelectPro VDI3805 Internet_EU | PPK SelectPro VDI3805 Internet_EU | R6025R10-B2/LRF24-SR |  | 600 kPa | 100 kPa
116586 | R7015R-B1+LRF230 | R7015R-B1+LRF230 | 26 | R7015R-B1 | + | LRF230 | Actuator with emergency control function | 1 | Scenario 1 |  | PPK¦SelectPro¦VDI3805¦Internet_EU | PPK SelectPro VDI3805 Internet_EU | PPK SelectPro OEM VDI3805 Internet_EU | R7015R-B1+LRF230 |  | 600 kPa | 100 kPa
116587 | R7015R-B1/LRF230 | R7015R-B1/LRF230 | 26 | R7015R-B1 | / | LRF230 | Actuator with emergency control function | 1 | Scenario 1 |  | PPK¦SelectPro¦VDI3805¦Internet_EU | PPK SelectPro VDI3805 Internet_EU | PPK SelectPro OEM VDI3805 Internet_EU | R7015R-B1/LRF230 |  | 600 kPa | 100 kPa
116594 | R7015R-B1+LRF24 | R7015R-B1+LRF24 | 26 | R7015R-B1 | + | LRF24 | Actuator with emergency control function | 1 | Scenario 1 |  | PPK¦SelectPro¦VDI3805¦Internet_EU | PPK SelectPro VDI3805 Internet_EU | PPK SelectPro VDI3805 Internet_EU | R7015R-B1+LRF24 |  | 600 kPa | 100 kPa
116595 | R7015R-B1/LRF24 | R7015R-B1/LRF24 | 26 | R7015R-B1 | / | LRF24 | Actuator with emergency control function | 1 | Scenario 1 |  | PPK¦SelectPro¦VDI3805¦Internet_EU | PPK SelectPro VDI3805 Internet_EU | PPK SelectPro VDI3805 Internet_EU | R7015R-B1/LRF24 |  | 600 kPa | 100 kPa
116606 | R7015R1P6-B1+LRF24-SR | R7015R1P6-B1+LRF24-SR | 26 | R7015R1P6-B1 | + | LRF24-SR | Actuator with emergency control function | 1 | Scenario 2 |  | PPK¦SelectPro¦VDI3805¦Internet_EU | PPK SelectPro VDI3805 Internet_EU | PPK SelectPro VDI3805 Internet_EU | R7015R1P6-B1+LRF24-SR |  | 600 kPa | 100 kPa
116607 | R7015R1P6-B1/LRF24-SR | R7015R1P6-B1/LRF24-SR | 26 | R7015R1P6-B1 | / | LRF24-SR | Actuator with emergency control function | 1 | Scenario 2 |  | PPK¦SelectPro¦VDI3805¦Internet_EU | PPK SelectPro VDI3805 Internet_EU | PPK SelectPro VDI3805 Internet_EU | R7015R1P6-B1/LRF24-SR |  | 600 kPa | 100 kPa
116830 | R7015R4-B1+LRF24-SR | R7015R4-B1+LRF24-SR | 26 | R7015R4-B1 | + | LRF24-SR | Actuator with emergency control function | 1 | Scenario 2 |  | PPK¦SelectPro¦VDI3805¦Internet_EU | PPK SelectPro VDI3805 Internet_EU | PPK SelectPro VDI3805 Internet_EU | R7015R4-B1+LRF24-SR |  | 600 kPa | 100 kPa
116831 | R7015R4-B1/LRF24-SR | R7015R4-B1/LRF24-SR | 26 | R7015R4-B1 | / | LRF24-SR | Actuator with emergency control function | 1 | Scenario 2 |  | PPK¦SelectPro¦VDI3805¦Internet_EU | PPK SelectPro VDI3805 Internet_EU | PPK SelectPro VDI3805 Internet_EU | R7015R4-B1/LRF24-SR |  | 600 kPa | 100 kPa
116836 | R7015RP63-B1+LRF24-SR | R7015RP63-B1+LRF24-SR | 26 | R7015RP63-B1 | + | LRF24-SR | Actuator with emergency control function | 1 | Scenario 2 |  | PPK¦SelectPro¦VDI3805¦Internet_EU | PPK SelectPro VDI3805 Internet_EU | PPK SelectPro VDI3805 Internet_EU | R7015RP63-B1+LRF24-SR |  | 600 kPa | 100 kPa
116837 | R7015RP63-B1/LRF24-SR | R7015RP63-B1/LRF24-SR | 26 | R7015RP63-B1 | / | LRF24-SR | Actuator with emergency control function | 1 | Scenario 2 |  | PPK¦SelectPro¦VDI3805¦Internet_EU | PPK SelectPro VDI3805 Internet_EU | PPK SelectPro VDI3805 Internet_EU | R7015RP63-B1/LRF24-SR |  | 600 kPa | 100 kPa
116838 | R7020R-B1+LRF230 | R7020R-B1+LRF230 | 26 | R7020R-B1 | + | LRF230 | Actuator with emergency control function | 1 | Scenario 1 |  | PPK¦SelectPro¦VDI3805¦Internet_EU | PPK SelectPro VDI3805 Internet_EU | PPK SelectPro OEM VDI3805 Internet_EU | R7020R-B1+LRF230 |  | 600 kPa | 100 kPa
116839 | R7020R-B1/LRF230 | R7020R-B1/LRF230 | 26 | R7020R-B1 | / | LRF230 | Actuator with emergency control function | 1 | Scenario 1 |  | PPK¦SelectPro¦VDI3805¦Internet_EU | PPK SelectPro VDI3805 Internet_EU | PPK SelectPro OEM VDI3805 Internet_EU | R7020R-B1/LRF230 |  | 600 kPa | 100 kPa
116846 | R7020R-B1+LRF24 | R7020R-B1+LRF24 | 26 | R7020R-B1 | + | LRF24 | Actuator with emergency control function | 1 | Scenario 1 |  | PPK¦SelectPro¦VDI3805¦Internet_EU | PPK SelectPro VDI3805 Internet_EU | PPK SelectPro VDI3805 Internet_EU | R7020R-B1+LRF24 |  | 600 kPa | 100 kPa
116847 | R7020R-B1/LRF24 | R7020R-B1/LRF24 | 26 | R7020R-B1 | / | LRF24 | Actuator with emergency control function | 1 | Scenario 1 |  | PPK¦SelectPro¦VDI3805¦Internet_EU | PPK SelectPro VDI3805 Internet_EU | PPK SelectPro VDI3805 Internet_EU | R7020R-B1/LRF24 |  | 600 kPa | 100 kPa
116858 | R7020R6P3-B1+LRF24-SR | R7020R6P3-B1+LRF24-SR | 26 | R7020R6P3-B1 | + | LRF24-SR | Actuator with emergency control function | 1 | Scenario 2 |  | PPK¦SelectPro¦VDI3805¦Internet_EU | PPK SelectPro VDI3805 Internet_EU | PPK SelectPro VDI3805 Internet_EU | R7020R6P3-B1+LRF24-SR |  | 600 kPa | 100 kPa
116859 | R7020R6P3-B1/LRF24-SR | R7020R6P3-B1/LRF24-SR | 26 | R7020R6P3-B1 | / | LRF24-SR | Actuator with emergency control function | 1 | Scenario 2 |  | PPK¦SelectPro¦VDI3805¦Internet_EU | PPK SelectPro VDI3805 Internet_EU | PPK SelectPro VDI3805 Internet_EU | R7020R6P3-B1/LRF24-SR |  | 600 kPa | 100 kPa
116860 | R7025R-B2+LRF230 | R7025R-B2+LRF230 | 26 | R7025R-B2 | + | LRF230 | Actuator with emergency control function | 1 | Scenario 1 |  | PPK¦SelectPro¦VDI3805¦Internet_EU | PPK SelectPro VDI3805 Internet_EU | PPK SelectPro OEM VDI3805 Internet_EU | R7025R-B2+LRF230 |  | 600 kPa | 100 kPa
116861 | R7025R-B2/LRF230 | R7025R-B2/LRF230 | 26 | R7025R-B2 | / | LRF230 | Actuator with emergency control function | 1 | Scenario 1 |  | PPK¦SelectPro¦VDI3805¦Internet_EU | PPK SelectPro VDI3805 Internet_EU | PPK SelectPro OEM VDI3805 Internet_EU | R7025R-B2/LRF230 |  | 600 kPa | 100 kPa
116868 | R7025R-B2+LRF24 | R7025R-B2+LRF24 | 26 | R7025R-B2 | + | LRF24 | Actuator with emergency control function | 1 | Scenario 1 |  | PPK¦SelectPro¦VDI3805¦Internet_EU | PPK SelectPro VDI3805 Internet_EU | PPK SelectPro VDI3805 Internet_EU | R7025R-B2+LRF24 |  | 600 kPa | 100 kPa
116869 | R7025R-B2/LRF24 | R7025R-B2/LRF24 | 26 | R7025R-B2 | / | LRF24 | Actuator with emergency control function | 1 | Scenario 1 |  | PPK¦SelectPro¦VDI3805¦Internet_EU | PPK SelectPro VDI3805 Internet_EU | PPK SelectPro VDI3805 Internet_EU | R7025R-B2/LRF24 |  | 600 kPa | 100 kPa
116880 | R7025R10-B2+LRF24-SR | R7025R10-B2+LRF24-SR | 26 | R7025R10-B2 | + | LRF24-SR | Actuator with emergency control function | 1 | Scenario 2 |  | PPK¦SelectPro¦VDI3805¦Internet_EU | PPK SelectPro VDI3805 Internet_EU | PPK SelectPro VDI3805 Internet_EU | R7025R10-B2+LRF24-SR |  | 600 kPa | 100 kPa
116881 | R7025R10-B2/LRF24-SR | R7025R10-B2/LRF24-SR | 26 | R7025R10-B2 | / | LRF24-SR | Actuator with emergency control function | 1 | Scenario 2 |  | PPK¦SelectPro¦VDI3805¦Internet_EU | PPK SelectPro VDI3805 Internet_EU | PPK SelectPro VDI3805 Internet_EU | R7025R10-B2/LRF24-SR |  | 600 kPa | 100 kPa
118748 | R2015-1-S1+LRF24-SR | R2015-1-S1+LRF24-SR | 26 | R2015-1-S1 | + | LRF24-SR | Actuator with emergency control function | 1 | Scenario 2 |  | PPK¦SelectPro¦VDI3805¦Internet_EU | PPK SelectPro VDI3805 Internet_EU | PPK SelectPro VDI3805 Internet_EU | R2015-1-S1+LRF24-SR |  | 1400 kPa | 350 kPa
118749 | R2015-1-S1/LRF24-SR | R2015-1-S1/LRF24-SR | 26 | R2015-1-S1 | / | LRF24-SR | Actuator with emergency control function | 1 | Scenario 2 |  | PPK¦SelectPro¦VDI3805¦Internet_EU | PPK SelectPro VDI3805 Internet_EU | PPK SelectPro VDI3805 Internet_EU | R2015-1-S1/LRF24-SR |  | 1400 kPa | 350 kPa
118754 | R2015-1P6-S1+LRF24-SR | R2015-1P6-S1+LRF24-SR | 26 | R2015-1P6-S1 | + | LRF24-SR | Actuator with emergency control function | 1 | Scenario 2 |  | PPK¦SelectPro¦VDI3805¦Internet_EU | PPK SelectPro VDI3805 Internet_EU | PPK SelectPro VDI3805 Internet_EU | R2015-1P6-S1+LRF24-SR |  | 1400 kPa | 350 kPa
118755 | R2015-1P6-S1/LRF24-SR | R2015-1P6-S1/LRF24-SR | 26 | R2015-1P6-S1 | / | LRF24-SR | Actuator with emergency control function | 1 | Scenario 2 |  | PPK¦SelectPro¦VDI3805¦Internet_EU | PPK SelectPro VDI3805 Internet_EU | PPK SelectPro VDI3805 Internet_EU | R2015-1P6-S1/LRF24-SR |  | 1400 kPa | 350 kPa
118762 | R2015-2P5-S1+LRF24-SR | R2015-2P5-S1+LRF24-SR | 26 | R2015-2P5-S1 | + | LRF24-SR | Actuator with emergency control function | 1 | Scenario 2 |  | PPK¦SelectPro¦VDI3805¦Internet_EU | PPK SelectPro VDI3805 Internet_EU | PPK SelectPro VDI3805 Internet_EU | R2015-2P5-S1+LRF24-SR |  | 1400 kPa | 350 kPa
118763 | R2015-2P5-S1/LRF24-SR | R2015-2P5-S1/LRF24-SR | 26 | R2015-2P5-S1 | / | LRF24-SR | Actuator with emergency control function | 1 | Scenario 2 |  | PPK¦SelectPro¦VDI3805¦Internet_EU | PPK SelectPro VDI3805 Internet_EU | PPK SelectPro VDI3805 Internet_EU | R2015-2P5-S1/LRF24-SR |  | 1400 kPa | 350 kPa
118902 | R2015-4-S1+LRF24-SR | R2015-4-S1+LRF24-SR | 26 | R2015-4-S1 | + | LRF24-SR | Actuator with emergency control function | 1 | Scenario 2 |  | PPK¦SelectPro¦VDI3805¦Internet_EU | PPK SelectPro VDI3805 Internet_EU | PPK SelectPro VDI3805 Internet_EU | R2015-4-S1+LRF24-SR |  | 1400 kPa | 350 kPa
118903 | R2015-4-S1/LRF24-SR | R2015-4-S1/LRF24-SR | 26 | R2015-4-S1 | / | LRF24-SR | Actuator with emergency control function | 1 | Scenario 2 |  | PPK¦SelectPro¦VDI3805¦Internet_EU | PPK SelectPro VDI3805 Internet_EU | PPK SelectPro VDI3805 Internet_EU | R2015-4-S1/LRF24-SR |  | 1400 kPa | 350 kPa
118914 | R2015-P25-S1+LRF24-SR | R2015-P25-S1+LRF24-SR | 26 | R2015-P25-S1 | + | LRF24-SR | Actuator with emergency control function | 1 | Scenario 2 |  | PPK¦SelectPro¦VDI3805¦Internet_EU | PPK SelectPro VDI3805 Internet_EU | PPK SelectPro VDI3805 Internet_EU | R2015-P25-S1+LRF24-SR |  | 1400 kPa | 350 kPa
118915 | R2015-P25-S1/LRF24-SR | R2015-P25-S1/LRF24-SR | 26 | R2015-P25-S1 | / | LRF24-SR | Actuator with emergency control function | 1 | Scenario 2 |  | PPK¦SelectPro¦VDI3805¦Internet_EU | PPK SelectPro VDI3805 Internet_EU | PPK SelectPro VDI3805 Internet_EU | R2015-P25-S1/LRF24-SR |  | 1400 kPa | 350 kPa
118920 | R2015-P4-S1+LRF24-SR | R2015-P4-S1+LRF24-SR | 26 | R2015-P4-S1 | + | LRF24-SR | Actuator with emergency control function | 1 | Scenario 2 |  | PPK¦SelectPro¦VDI3805¦Internet_EU | PPK SelectPro VDI3805 Internet_EU | PPK SelectPro VDI3805 Internet_EU | R2015-P4-S1+LRF24-SR |  | 1400 kPa | 350 kPa
118921 | R2015-P4-S1/LRF24-SR | R2015-P4-S1/LRF24-SR | 26 | R2015-P4-S1 | / | LRF24-SR | Actuator with emergency control function | 1 | Scenario 2 |  | PPK¦SelectPro¦VDI3805¦Internet_EU | PPK SelectPro VDI3805 Internet_EU | PPK SelectPro VDI3805 Internet_EU | R2015-P4-S1/LRF24-SR |  | 1400 kPa | 350 kPa
118926 | R2015-P63-S1+LRF24-SR | R2015-P63-S1+LRF24-SR | 26 | R2015-P63-S1 | + | LRF24-SR | Actuator with emergency control function | 1 | Scenario 2 |  | PPK¦SelectPro¦VDI3805¦Internet_EU | PPK SelectPro VDI3805 Internet_EU | PPK SelectPro VDI3805 Internet_EU | R2015-P63-S1+LRF24-SR |  | 1400 kPa | 350 kPa
118927 | R2015-P63-S1/LRF24-SR | R2015-P63-S1/LRF24-SR | 26 | R2015-P63-S1 | / | LRF24-SR | Actuator with emergency control function | 1 | Scenario 2 |  | PPK¦SelectPro¦VDI3805¦Internet_EU | PPK SelectPro VDI3805 Internet_EU | PPK SelectPro VDI3805 Internet_EU | R2015-P63-S1/LRF24-SR |  | 1400 kPa | 350 kPa
118928 | R2015-S1+LRF230 | R2015-S1+LRF230 | 26 | R2015-S1 | + | LRF230 | Actuator with emergency control function | 1 | Scenario 1 |  | PPK¦SelectPro¦VDI3805¦Internet_EU | PPK SelectPro VDI3805 Internet_EU | PPK SelectPro OEM VDI3805 Internet_EU | R2015-S1+LRF230 |  | 1400 kPa | 1000 kPa
118929 | R2015-S1/LRF230 | R2015-S1/LRF230 | 26 | R2015-S1 | / | LRF230 | Actuator with emergency control function | 1 | Scenario 1 |  | PPK¦SelectPro¦VDI3805¦Internet_EU | PPK SelectPro VDI3805 Internet_EU | PPK SelectPro OEM VDI3805 Internet_EU | R2015-S1/LRF230 |  | 1400 kPa | 1000 kPa
118936 | R2015-S1+LRF24 | R2015-S1+LRF24 | 26 | R2015-S1 | + | LRF24 | Actuator with emergency control function | 1 | Scenario 1 |  | PPK¦SelectPro¦VDI3805¦Internet_EU | PPK SelectPro VDI3805 Internet_EU | PPK SelectPro VDI3805 Internet_EU | R2015-S1+LRF24 |  | 1400 kPa | 1000 kPa
118937 | R2015-S1/LRF24 | R2015-S1/LRF24 | 26 | R2015-S1 | / | LRF24 | Actuator with emergency control function | 1 | Scenario 1 |  | PPK¦SelectPro¦VDI3805¦Internet_EU | PPK SelectPro VDI3805 Internet_EU | PPK SelectPro VDI3805 Internet_EU | R2015-S1/LRF24 |  | 1400 kPa | 1000 kPa
119046 | R2020-4-S2+LRF24-SR | R2020-4-S2+LRF24-SR | 26 | R2020-4-S2 | + | LRF24-SR | Actuator with emergency control function | 1 | Scenario 2 |  | PPK¦SelectPro¦VDI3805¦Internet_EU | PPK SelectPro VDI3805 Internet_EU | PPK SelectPro VDI3805 Internet_EU | R2020-4-S2+LRF24-SR |  | 1400 kPa | 350 kPa
119047 | R2020-4-S2/LRF24-SR | R2020-4-S2/LRF24-SR | 26 | R2020-4-S2 | / | LRF24-SR | Actuator with emergency control function | 1 | Scenario 2 |  | PPK¦SelectPro¦VDI3805¦Internet_EU | PPK SelectPro VDI3805 Internet_EU | PPK SelectPro VDI3805 Internet_EU | R2020-4-S2/LRF24-SR |  | 1400 kPa | 350 kPa
119058 | R2020-8P6-S2+LRF24-SR | R2020-8P6-S2+LRF24-SR | 26 | R2020-8P6-S2 | + | LRF24-SR | Actuator with emergency control function | 1 | Scenario 2 |  | PPK¦SelectPro¦VDI3805¦Internet_EU | PPK SelectPro VDI3805 Internet_EU | PPK SelectPro VDI3805 Internet_EU | R2020-8P6-S2+LRF24-SR |  | 1400 kPa | 350 kPa
119059 | R2020-8P6-S2/LRF24-SR | R2020-8P6-S2/LRF24-SR | 26 | R2020-8P6-S2 | / | LRF24-SR | Actuator with emergency control function | 1 | Scenario 2 |  | PPK¦SelectPro¦VDI3805¦Internet_EU | PPK SelectPro VDI3805 Internet_EU | PPK SelectPro VDI3805 Internet_EU | R2020-8P6-S2/LRF24-SR |  | 1400 kPa | 350 kPa
119060 | R2020-S2+LRF230 | R2020-S2+LRF230 | 26 | R2020-S2 | + | LRF230 | Actuator with emergency control function | 1 | Scenario 1 |  | PPK¦SelectPro¦VDI3805¦Internet_EU | PPK SelectPro VDI3805 Internet_EU | PPK SelectPro OEM VDI3805 Internet_EU | R2020-S2+LRF230 |  | 1400 kPa | 1000 kPa
119061 | R2020-S2/LRF230 | R2020-S2/LRF230 | 26 | R2020-S2 | / | LRF230 | Actuator with emergency control function | 1 | Scenario 1 |  | PPK¦SelectPro¦VDI3805¦Internet_EU | PPK SelectPro VDI3805 Internet_EU | PPK SelectPro OEM VDI3805 Internet_EU | R2020-S2/LRF230 |  | 1400 kPa | 1000 kPa
119068 | R2020-S2+LRF24 | R2020-S2+LRF24 | 26 | R2020-S2 | + | LRF24 | Actuator with emergency control function | 1 | Scenario 1 |  | PPK¦SelectPro¦VDI3805¦Internet_EU | PPK SelectPro VDI3805 Internet_EU | PPK SelectPro VDI3805 Internet_EU | R2020-S2+LRF24 |  | 1400 kPa | 1000 kPa
119069 | R2020-S2/LRF24 | R2020-S2/LRF24 | 26 | R2020-S2 | / | LRF24 | Actuator with emergency control function | 1 | Scenario 1 |  | PPK¦SelectPro¦VDI3805¦Internet_EU | PPK SelectPro VDI3805 Internet_EU | PPK SelectPro VDI3805 Internet_EU | R2020-S2/LRF24 |  | 1400 kPa | 1000 kPa
119080 | R2025-10-S2+LRF24-SR | R2025-10-S2+LRF24-SR | 26 | R2025-10-S2 | + | LRF24-SR | Actuator with emergency control function | 1 | Scenario 2 |  | PPK¦SelectPro¦VDI3805¦Internet_EU | PPK SelectPro VDI3805 Internet_EU | PPK SelectPro VDI3805 Internet_EU | R2025-10-S2+LRF24-SR |  | 1400 kPa | 350 kPa
119081 | R2025-10-S2/LRF24-SR | R2025-10-S2/LRF24-SR | 26 | R2025-10-S2 | / | LRF24-SR | Actuator with emergency control function | 1 | Scenario 2 |  | PPK¦SelectPro¦VDI3805¦Internet_EU | PPK SelectPro VDI3805 Internet_EU | PPK SelectPro VDI3805 Internet_EU | R2025-10-S2/LRF24-SR |  | 1400 kPa | 350 kPa
119102 | R3015-1-S1+LR24A-MP | R3015-1-S1+LR24A-MP | 26 | R3015-1-S1 | + | LR24A-MP | Communicative actuator | 0 | Scenario 2 |  | PPK¦SelectPro¦VDI3805¦Internet_EU | PPK SelectPro VDI3805 Internet_EU | PPK SelectPro VDI3805 Internet_EU | R3015-1-S1+LR24A-MP |  | 1400 kPa | 350 kPa
119103 | R3015-1-S1/LR24A-MP | R3015-1-S1/LR24A-MP | 26 | R3015-1-S1 | / | LR24A-MP | Communicative actuator | 0 | Scenario 2 |  | PPK¦SelectPro¦VDI3805¦Internet_EU | PPK SelectPro VDI3805 Internet_EU | PPK SelectPro VDI3805 Internet_EU | R3015-1-S1/LR24A-MP |  | 1400 kPa | 350 kPa
119106 | R3015-1P6-S1+LR24A-MP | R3015-1P6-S1+LR24A-MP | 26 | R3015-1P6-S1 | + | LR24A-MP | Communicative actuator | 0 | Scenario 2 |  | PPK¦SelectPro¦VDI3805¦Internet_EU | PPK SelectPro VDI3805 Internet_EU | PPK SelectPro VDI3805 Internet_EU | R3015-1P6-S1+LR24A-MP |  | 1400 kPa | 350 kPa
119107 | R3015-1P6-S1/LR24A-MP | R3015-1P6-S1/LR24A-MP | 26 | R3015-1P6-S1 | / | LR24A-MP | Communicative actuator | 0 | Scenario 2 |  | PPK¦SelectPro¦VDI3805¦Internet_EU | PPK SelectPro VDI3805 Internet_EU | PPK SelectPro VDI3805 Internet_EU | R3015-1P6-S1/LR24A-MP |  | 1400 kPa | 350 kPa
119110 | R3015-2P5-S1+LR24A-MP | R3015-2P5-S1+LR24A-MP | 26 | R3015-2P5-S1 | + | LR24A-MP | Communicative actuator | 0 | Scenario 2 |  | PPK¦SelectPro¦VDI3805¦Internet_EU | PPK SelectPro VDI3805 Internet_EU | PPK SelectPro VDI3805 Internet_EU | R3015-2P5-S1+LR24A-MP |  | 1400 kPa | 350 kPa
119111 | R3015-2P5-S1/LR24A-MP | R3015-2P5-S1/LR24A-MP | 26 | R3015-2P5-S1 | / | LR24A-MP | Communicative actuator | 0 | Scenario 2 |  | PPK¦SelectPro¦VDI3805¦Internet_EU | PPK SelectPro VDI3805 Internet_EU | PPK SelectPro VDI3805 Internet_EU | R3015-2P5-S1/LR24A-MP |  | 1400 kPa | 350 kPa
119114 | R3015-4-S1+LR24A-MP | R3015-4-S1+LR24A-MP | 26 | R3015-4-S1 | + | LR24A-MP | Communicative actuator | 0 | Scenario 2 |  | PPK¦SelectPro¦VDI3805¦Internet_EU | PPK SelectPro VDI3805 Internet_EU | PPK SelectPro VDI3805 Internet_EU | R3015-4-S1+LR24A-MP |  | 1400 kPa | 350 kPa
119115 | R3015-4-S1/LR24A-MP | R3015-4-S1/LR24A-MP | 26 | R3015-4-S1 | / | LR24A-MP | Communicative actuator | 0 | Scenario 2 |  | PPK¦SelectPro¦VDI3805¦Internet_EU | PPK SelectPro VDI3805 Internet_EU | PPK SelectPro VDI3805 Internet_EU | R3015-4-S1/LR24A-MP |  | 1400 kPa | 350 kPa
119118 | R3015-P25-S1+LR24A-MP | R3015-P25-S1+LR24A-MP | 26 | R3015-P25-S1 | + | LR24A-MP | Communicative actuator | 0 | Scenario 2 |  | PPK¦SelectPro¦VDI3805¦Internet_EU | PPK SelectPro VDI3805 Internet_EU | PPK SelectPro VDI3805 Internet_EU | R3015-P25-S1+LR24A-MP |  | 1400 kPa | 350 kPa
119119 | R3015-P25-S1/LR24A-MP | R3015-P25-S1/LR24A-MP | 26 | R3015-P25-S1 | / | LR24A-MP | Communicative actuator | 0 | Scenario 2 |  | PPK¦SelectPro¦VDI3805¦Internet_EU | PPK SelectPro VDI3805 Internet_EU | PPK SelectPro VDI3805 Internet_EU | R3015-P25-S1/LR24A-MP |  | 1400 kPa | 350 kPa
119122 | R3015-P4-S1+LR24A-MP | R3015-P4-S1+LR24A-MP | 26 | R3015-P4-S1 | + | LR24A-MP | Communicative actuator | 0 | Scenario 2 |  | PPK¦SelectPro¦VDI3805¦Internet_EU | PPK SelectPro VDI3805 Internet_EU | PPK SelectPro VDI3805 Internet_EU | R3015-P4-S1+LR24A-MP |  | 1400 kPa | 350 kPa
119123 | R3015-P4-S1/LR24A-MP | R3015-P4-S1/LR24A-MP | 26 | R3015-P4-S1 | / | LR24A-MP | Communicative actuator | 0 | Scenario 2 |  | PPK¦SelectPro¦VDI3805¦Internet_EU | PPK SelectPro VDI3805 Internet_EU | PPK SelectPro VDI3805 Internet_EU | R3015-P4-S1/LR24A-MP |  | 1400 kPa | 350 kPa
119126 | R3015-P63-S1+LR24A-MP | R3015-P63-S1+LR24A-MP | 26 | R3015-P63-S1 | + | LR24A-MP | Communicative actuator | 0 | Scenario 2 |  | PPK¦SelectPro¦VDI3805¦Internet_EU | PPK SelectPro VDI3805 Internet_EU | PPK SelectPro VDI3805 Internet_EU | R3015-P63-S1+LR24A-MP |  | 1400 kPa | 350 kPa
119127 | R3015-P63-S1/LR24A-MP | R3015-P63-S1/LR24A-MP | 26 | R3015-P63-S1 | / | LR24A-MP | Communicative actuator | 0 | Scenario 2 |  | PPK¦SelectPro¦VDI3805¦Internet_EU | PPK SelectPro VDI3805 Internet_EU | PPK SelectPro VDI3805 Internet_EU | R3015-P63-S1/LR24A-MP |  | 1400 kPa | 350 kPa
119130 | R3020-4-S2+LR24A-MP | R3020-4-S2+LR24A-MP | 26 | R3020-4-S2 | + | LR24A-MP | Communicative actuator | 0 | Scenario 2 |  | PPK¦SelectPro¦VDI3805¦Internet_EU | PPK SelectPro VDI3805 Internet_EU | PPK SelectPro VDI3805 Internet_EU | R3020-4-S2+LR24A-MP |  | 1400 kPa | 350 kPa
119131 | R3020-4-S2/LR24A-MP | R3020-4-S2/LR24A-MP | 26 | R3020-4-S2 | / | LR24A-MP | Communicative actuator | 0 | Scenario 2 |  | PPK¦SelectPro¦VDI3805¦Internet_EU | PPK SelectPro VDI3805 Internet_EU | PPK SelectPro VDI3805 Internet_EU | R3020-4-S2/LR24A-MP |  | 1400 kPa | 350 kPa
119134 | R3020-6P3-S2+LR24A-MP | R3020-6P3-S2+LR24A-MP | 26 | R3020-6P3-S2 | + | LR24A-MP | Communicative actuator | 0 | Scenario 2 |  | PPK¦SelectPro¦VDI3805¦Internet_EU | PPK SelectPro VDI3805 Internet_EU | PPK SelectPro VDI3805 Internet_EU | R3020-6P3-S2+LR24A-MP |  | 1400 kPa | 350 kPa
119135 | R3020-6P3-S2/LR24A-MP | R3020-6P3-S2/LR24A-MP | 26 | R3020-6P3-S2 | / | LR24A-MP | Communicative actuator | 0 | Scenario 2 |  | PPK¦SelectPro¦VDI3805¦Internet_EU | PPK SelectPro VDI3805 Internet_EU | PPK SelectPro VDI3805 Internet_EU | R3020-6P3-S2/LR24A-MP |  | 1400 kPa | 350 kPa
119138 | R3025-10-S2+LR24A-MP | R3025-10-S2+LR24A-MP | 26 | R3025-10-S2 | + | LR24A-MP | Communicative actuator | 0 | Scenario 2 |  | PPK¦SelectPro¦VDI3805¦Internet_EU | PPK SelectPro VDI3805 Internet_EU | PPK SelectPro VDI3805 Internet_EU | R3025-10-S2+LR24A-MP |  | 1400 kPa | 350 kPa
119139 | R3025-10-S2/LR24A-MP | R3025-10-S2/LR24A-MP | 26 | R3025-10-S2 | / | LR24A-MP | Communicative actuator | 0 | Scenario 2 |  | PPK¦SelectPro¦VDI3805¦Internet_EU | PPK SelectPro VDI3805 Internet_EU | PPK SelectPro VDI3805 Internet_EU | R3025-10-S2/LR24A-MP |  | 1400 kPa | 350 kPa
119142 | R3025-6P3-S2+LR24A-MP | R3025-6P3-S2+LR24A-MP | 26 | R3025-6P3-S2 | + | LR24A-MP | Communicative actuator | 0 | Scenario 2 |  | PPK¦SelectPro¦VDI3805¦Internet_EU | PPK SelectPro VDI3805 Internet_EU | PPK SelectPro VDI3805 Internet_EU | R3025-6P3-S2+LR24A-MP |  | 1400 kPa | 350 kPa
119143 | R3025-6P3-S2/LR24A-MP | R3025-6P3-S2/LR24A-MP | 26 | R3025-6P3-S2 | / | LR24A-MP | Communicative actuator | 0 | Scenario 2 |  | PPK¦SelectPro¦VDI3805¦Internet_EU | PPK SelectPro VDI3805 Internet_EU | PPK SelectPro VDI3805 Internet_EU | R3025-6P3-S2/LR24A-MP |  | 1400 kPa | 350 kPa
119144 | R3032-BL2+LR24A-MP | R3032-BL2+LR24A-MP | 26 | R3032-BL2 | + | LR24A-MP | Communicative actuator | 0 | Scenario 1 |  | PPK¦SelectPro¦VDI3805¦Internet_EU | PPK SelectPro VDI3805 Internet_EU | PPK SelectPro VDI3805 Internet_EU | R3032-BL2+LR24A-MP |  | 500 kPa | 350 kPa
119145 | R3032-BL2/LR24A-MP | R3032-BL2/LR24A-MP | 26 | R3032-BL2 | / | LR24A-MP | Communicative actuator | 0 | Scenario 1 |  | PPK¦SelectPro¦VDI3805¦Internet_EU | PPK SelectPro VDI3805 Internet_EU | PPK SelectPro VDI3805 Internet_EU | R3032-BL2/LR24A-MP |  | 500 kPa | 350 kPa
119148 | R6015R1-B1+LR24A-MP | R6015R1-B1+LR24A-MP | 26 | R6015R1-B1 | + | LR24A-MP | Communicative actuator | 0 | Scenario 2 |  | PPK¦SelectPro¦VDI3805¦Internet_EU | PPK SelectPro VDI3805 Internet_EU | PPK SelectPro VDI3805 Internet_EU | R6015R1-B1+LR24A-MP |  | 600 kPa | 100 kPa
119149 | R6015R1-B1/LR24A-MP | R6015R1-B1/LR24A-MP | 26 | R6015R1-B1 | / | LR24A-MP | Communicative actuator | 0 | Scenario 2 |  | PPK¦SelectPro¦VDI3805¦Internet_EU | PPK SelectPro VDI3805 Internet_EU | PPK SelectPro VDI3805 Internet_EU | R6015R1-B1/LR24A-MP |  | 600 kPa | 100 kPa
119152 | R6015R1P6-B1+LR24A-MP | R6015R1P6-B1+LR24A-MP | 26 | R6015R1P6-B1 | + | LR24A-MP | Communicative actuator | 0 | Scenario 2 |  | PPK¦SelectPro¦VDI3805¦Internet_EU | PPK SelectPro VDI3805 Internet_EU | PPK SelectPro VDI3805 Internet_EU | R6015R1P6-B1+LR24A-MP |  | 600 kPa | 100 kPa
119153 | R6015R1P6-B1/LR24A-MP | R6015R1P6-B1/LR24A-MP | 26 | R6015R1P6-B1 | / | LR24A-MP | Communicative actuator | 0 | Scenario 2 |  | PPK¦SelectPro¦VDI3805¦Internet_EU | PPK SelectPro VDI3805 Internet_EU | PPK SelectPro VDI3805 Internet_EU | R6015R1P6-B1/LR24A-MP |  | 600 kPa | 100 kPa
119156 | R6015R2P5-B1+LR24A-MP | R6015R2P5-B1+LR24A-MP | 26 | R6015R2P5-B1 | + | LR24A-MP | Communicative actuator | 0 | Scenario 2 |  | PPK¦SelectPro¦VDI3805¦Internet_EU | PPK SelectPro VDI3805 Internet_EU | PPK SelectPro VDI3805 Internet_EU | R6015R2P5-B1+LR24A-MP |  | 600 kPa | 100 kPa
119157 | R6015R2P5-B1/LR24A-MP | R6015R2P5-B1/LR24A-MP | 26 | R6015R2P5-B1 | / | LR24A-MP | Communicative actuator | 0 | Scenario 2 |  | PPK¦SelectPro¦VDI3805¦Internet_EU | PPK SelectPro VDI3805 Internet_EU | PPK SelectPro VDI3805 Internet_EU | R6015R2P5-B1/LR24A-MP |  | 600 kPa | 100 kPa
119160 | R6015R4-B1+LR24A-MP | R6015R4-B1+LR24A-MP | 26 | R6015R4-B1 | + | LR24A-MP | Communicative actuator | 0 | Scenario 2 |  | PPK¦SelectPro¦VDI3805¦Internet_EU | PPK SelectPro VDI3805 Internet_EU | PPK SelectPro VDI3805 Internet_EU | R6015R4-B1+LR24A-MP |  | 600 kPa | 100 kPa
119161 | R6015R4-B1/LR24A-MP | R6015R4-B1/LR24A-MP | 26 | R6015R4-B1 | / | LR24A-MP | Communicative actuator | 0 | Scenario 2 |  | PPK¦SelectPro¦VDI3805¦Internet_EU | PPK SelectPro VDI3805 Internet_EU | PPK SelectPro VDI3805 Internet_EU | R6015R4-B1/LR24A-MP |  | 600 kPa | 100 kPa
119164 | R6015RP63-B1+LR24A-MP | R6015RP63-B1+LR24A-MP | 26 | R6015RP63-B1 | + | LR24A-MP | Communicative actuator | 0 | Scenario 2 |  | PPK¦SelectPro¦VDI3805¦Internet_EU | PPK SelectPro VDI3805 Internet_EU | PPK SelectPro VDI3805 Internet_EU | R6015RP63-B1+LR24A-MP |  | 600 kPa | 100 kPa
119165 | R6015RP63-B1/LR24A-MP | R6015RP63-B1/LR24A-MP | 26 | R6015RP63-B1 | / | LR24A-MP | Communicative actuator | 0 | Scenario 2 |  | PPK¦SelectPro¦VDI3805¦Internet_EU | PPK SelectPro VDI3805 Internet_EU | PPK SelectPro VDI3805 Internet_EU | R6015RP63-B1/LR24A-MP |  | 600 kPa | 100 kPa
119172 | R3050-40-S4+SR230A | R3050-40-S4+SR230A | 26 | R3050-40-S4 | + | SR230A | Standard actuator | 1 | Scenario 2 |  | PPK¦SelectPro¦VDI3805¦Internet_EU | PPK SelectPro VDI3805 Internet_EU | PPK SelectPro OEM VDI3805 Internet_EU | R3050-40-S4+SR230A |  | 1400 kPa | 350 kPa
119173 | R3050-40-S4/SR230A | R3050-40-S4/SR230A | 26 | R3050-40-S4 | / | SR230A | Standard actuator | 1 | Scenario 2 |  | PPK¦SelectPro¦VDI3805¦Internet_EU | PPK SelectPro VDI3805 Internet_EU | PPK SelectPro OEM VDI3805 Internet_EU | R3050-40-S4/SR230A |  | 1400 kPa | 350 kPa
119174 | R3050-40-S4+SR230A-S | R3050-40-S4+SR230A-S | 26 | R3050-40-S4 | + | SR230A-S | Standard actuator | 0 | Scenario 2 |  | PPK¦SelectPro¦VDI3805¦Internet_EU | PPK SelectPro VDI3805 Internet_EU | PPK SelectPro VDI3805 Internet_EU | R3050-40-S4+SR230A-S |  | 1400 kPa | 350 kPa
119175 | R3050-40-S4/SR230A-S | R3050-40-S4/SR230A-S | 26 | R3050-40-S4 | / | SR230A-S | Standard actuator | 0 | Scenario 2 |  | PPK¦SelectPro¦VDI3805¦Internet_EU | PPK SelectPro VDI3805 Internet_EU | PPK SelectPro VDI3805 Internet_EU | R3050-40-S4/SR230A-S |  | 1400 kPa | 350 kPa
119176 | R3050-40-S4+SR24A | R3050-40-S4+SR24A | 26 | R3050-40-S4 | + | SR24A | Standard actuator | 1 | Scenario 2 |  | PPK¦SelectPro¦VDI3805¦Internet_EU | PPK SelectPro VDI3805 Internet_EU | PPK SelectPro OEM VDI3805 Internet_EU | R3050-40-S4+SR24A |  | 1400 kPa | 350 kPa
119177 | R3050-40-S4/SR24A | R3050-40-S4/SR24A | 26 | R3050-40-S4 | / | SR24A | Standard actuator | 1 | Scenario 2 |  | PPK¦SelectPro¦VDI3805¦Internet_EU | PPK SelectPro VDI3805 Internet_EU | PPK SelectPro OEM VDI3805 Internet_EU | R3050-40-S4/SR24A |  | 1400 kPa | 350 kPa
119180 | R3050-40-S4+SR24A-MP | R3050-40-S4+SR24A-MP | 26 | R3050-40-S4 | + | SR24A-MP | Communicative actuator | 0 | Scenario 2 |  | PPK¦SelectPro¦VDI3805¦Internet_EU | PPK SelectPro VDI3805 Internet_EU | PPK SelectPro VDI3805 Internet_EU | R3050-40-S4+SR24A-MP |  | 1400 kPa | 350 kPa
119181 | R3050-40-S4/SR24A-MP | R3050-40-S4/SR24A-MP | 26 | R3050-40-S4 | / | SR24A-MP | Communicative actuator | 0 | Scenario 2 |  | PPK¦SelectPro¦VDI3805¦Internet_EU | PPK SelectPro VDI3805 Internet_EU | PPK SelectPro VDI3805 Internet_EU | R3050-40-S4/SR24A-MP |  | 1400 kPa | 350 kPa
119182 | R3050-40-S4+SR24A-S | R3050-40-S4+SR24A-S | 26 | R3050-40-S4 | + | SR24A-S | Standard actuator | 0 | Scenario 2 |  | PPK¦SelectPro¦VDI3805¦Internet_EU | PPK SelectPro VDI3805 Internet_EU | PPK SelectPro VDI3805 Internet_EU | R3050-40-S4+SR24A-S |  | 1400 kPa | 350 kPa
119183 | R3050-40-S4/SR24A-S | R3050-40-S4/SR24A-S | 26 | R3050-40-S4 | / | SR24A-S | Standard actuator | 0 | Scenario 2 |  | PPK¦SelectPro¦VDI3805¦Internet_EU | PPK SelectPro VDI3805 Internet_EU | PPK SelectPro VDI3805 Internet_EU | R3050-40-S4/SR24A-S |  | 1400 kPa | 350 kPa
119184 | R3050-40-S4+SR24A-SR | R3050-40-S4+SR24A-SR | 26 | R3050-40-S4 | + | SR24A-SR | Standard actuator | 1 | Scenario 2 |  | PPK¦SelectPro¦VDI3805¦Internet_EU | PPK SelectPro VDI3805 Internet_EU | PPK SelectPro VDI3805 Internet_EU | R3050-40-S4+SR24A-SR |  | 1400 kPa | 350 kPa
119185 | R3050-40-S4/SR24A-SR | R3050-40-S4/SR24A-SR | 26 | R3050-40-S4 | / | SR24A-SR | Standard actuator | 1 | Scenario 2 |  | PPK¦SelectPro¦VDI3805¦Internet_EU | PPK SelectPro VDI3805 Internet_EU | PPK SelectPro VDI3805 Internet_EU | R3050-40-S4/SR24A-SR |  | 1400 kPa | 350 kPa
119188 | R3050-58-S4+SR230A | R3050-58-S4+SR230A | 26 | R3050-58-S4 | + | SR230A | Standard actuator | 1 | Scenario 2 |  | PPK¦SelectPro¦VDI3805¦Internet_EU | PPK SelectPro VDI3805 Internet_EU | PPK SelectPro OEM VDI3805 Internet_EU | R3050-58-S4+SR230A |  | 1400 kPa | 350 kPa
119189 | R3050-58-S4/SR230A | R3050-58-S4/SR230A | 26 | R3050-58-S4 | / | SR230A | Standard actuator | 1 | Scenario 2 |  | PPK¦SelectPro¦VDI3805¦Internet_EU | PPK SelectPro VDI3805 Internet_EU | PPK SelectPro OEM VDI3805 Internet_EU | R3050-58-S4/SR230A |  | 1400 kPa | 350 kPa
119190 | R3050-58-S4+SR230A-S | R3050-58-S4+SR230A-S | 26 | R3050-58-S4 | + | SR230A-S | Standard actuator | 0 | Scenario 2 |  | PPK¦SelectPro¦VDI3805¦Internet_EU | PPK SelectPro VDI3805 Internet_EU | PPK SelectPro VDI3805 Internet_EU | R3050-58-S4+SR230A-S |  | 1400 kPa | 350 kPa
119191 | R3050-58-S4/SR230A-S | R3050-58-S4/SR230A-S | 26 | R3050-58-S4 | / | SR230A-S | Standard actuator | 0 | Scenario 2 |  | PPK¦SelectPro¦VDI3805¦Internet_EU | PPK SelectPro VDI3805 Internet_EU | PPK SelectPro VDI3805 Internet_EU | R3050-58-S4/SR230A-S |  | 1400 kPa | 350 kPa
119192 | R3050-58-S4+SR24A | R3050-58-S4+SR24A | 26 | R3050-58-S4 | + | SR24A | Standard actuator | 1 | Scenario 2 |  | PPK¦SelectPro¦VDI3805¦Internet_EU | PPK SelectPro VDI3805 Internet_EU | PPK SelectPro OEM VDI3805 Internet_EU | R3050-58-S4+SR24A |  | 1400 kPa | 350 kPa
119193 | R3050-58-S4/SR24A | R3050-58-S4/SR24A | 26 | R3050-58-S4 | / | SR24A | Standard actuator | 1 | Scenario 2 |  | PPK¦SelectPro¦VDI3805¦Internet_EU | PPK SelectPro VDI3805 Internet_EU | PPK SelectPro OEM VDI3805 Internet_EU | R3050-58-S4/SR24A |  | 1400 kPa | 350 kPa
119196 | R3050-58-S4+SR24A-MP | R3050-58-S4+SR24A-MP | 26 | R3050-58-S4 | + | SR24A-MP | Communicative actuator | 0 | Scenario 2 |  | PPK¦SelectPro¦VDI3805¦Internet_EU | PPK SelectPro VDI3805 Internet_EU | PPK SelectPro VDI3805 Internet_EU | R3050-58-S4+SR24A-MP |  | 1400 kPa | 350 kPa
119197 | R3050-58-S4/SR24A-MP | R3050-58-S4/SR24A-MP | 26 | R3050-58-S4 | / | SR24A-MP | Communicative actuator | 0 | Scenario 2 |  | PPK¦SelectPro¦VDI3805¦Internet_EU | PPK SelectPro VDI3805 Internet_EU | PPK SelectPro VDI3805 Internet_EU | R3050-58-S4/SR24A-MP |  | 1400 kPa | 350 kPa
119198 | R3050-58-S4+SR24A-S | R3050-58-S4+SR24A-S | 26 | R3050-58-S4 | + | SR24A-S | Standard actuator | 0 | Scenario 2 |  | PPK¦SelectPro¦VDI3805¦Internet_EU | PPK SelectPro VDI3805 Internet_EU | PPK SelectPro VDI3805 Internet_EU | R3050-58-S4+SR24A-S |  | 1400 kPa | 350 kPa
119199 | R3050-58-S4/SR24A-S | R3050-58-S4/SR24A-S | 26 | R3050-58-S4 | / | SR24A-S | Standard actuator | 0 | Scenario 2 |  | PPK¦SelectPro¦VDI3805¦Internet_EU | PPK SelectPro VDI3805 Internet_EU | PPK SelectPro VDI3805 Internet_EU | R3050-58-S4/SR24A-S |  | 1400 kPa | 350 kPa
119200 | R3050-58-S4+SR24A-SR | R3050-58-S4+SR24A-SR | 26 | R3050-58-S4 | + | SR24A-SR | Standard actuator | 1 | Scenario 2 |  | PPK¦SelectPro¦VDI3805¦Internet_EU | PPK SelectPro VDI3805 Internet_EU | PPK SelectPro VDI3805 Internet_EU | R3050-58-S4+SR24A-SR |  | 1400 kPa | 350 kPa
119201 | R3050-58-S4/SR24A-SR | R3050-58-S4/SR24A-SR | 26 | R3050-58-S4 | / | SR24A-SR | Standard actuator | 1 | Scenario 2 |  | PPK¦SelectPro¦VDI3805¦Internet_EU | PPK SelectPro VDI3805 Internet_EU | PPK SelectPro VDI3805 Internet_EU | R3050-58-S4/SR24A-SR |  | 1400 kPa | 350 kPa
119212 | R3050-BL4+SR230A | R3050-BL4+SR230A | 26 | R3050-BL4 | + | SR230A | Standard actuator | 1 | Scenario 1 |  | PPK¦SelectPro¦VDI3805¦Internet_EU | PPK SelectPro VDI3805 Internet_EU | PPK SelectPro OEM VDI3805 Internet_EU | R3050-BL4+SR230A |  | 500 kPa | 350 kPa
119213 | R3050-BL4/SR230A | R3050-BL4/SR230A | 26 | R3050-BL4 | / | SR230A | Standard actuator | 1 | Scenario 1 |  | PPK¦SelectPro¦VDI3805¦Internet_EU | PPK SelectPro VDI3805 Internet_EU | PPK SelectPro OEM VDI3805 Internet_EU | R3050-BL4/SR230A |  | 500 kPa | 350 kPa
119214 | R3050-BL4+SR230A-S | R3050-BL4+SR230A-S | 26 | R3050-BL4 | + | SR230A-S | Standard actuator | 0 | Scenario 1 |  | PPK¦SelectPro¦VDI3805¦Internet_EU | PPK SelectPro VDI3805 Internet_EU | PPK SelectPro VDI3805 Internet_EU | R3050-BL4+SR230A-S |  | 500 kPa | 350 kPa
119215 | R3050-BL4/SR230A-S | R3050-BL4/SR230A-S | 26 | R3050-BL4 | / | SR230A-S | Standard actuator | 0 | Scenario 1 |  | PPK¦SelectPro¦VDI3805¦Internet_EU | PPK SelectPro VDI3805 Internet_EU | PPK SelectPro VDI3805 Internet_EU | R3050-BL4/SR230A-S |  | 500 kPa | 350 kPa
119216 | R3050-BL4+SR24A | R3050-BL4+SR24A | 26 | R3050-BL4 | + | SR24A | Standard actuator | 1 | Scenario 1 |  | PPK¦SelectPro¦VDI3805¦Internet_EU | PPK SelectPro VDI3805 Internet_EU | PPK SelectPro OEM VDI3805 Internet_EU | R3050-BL4+SR24A |  | 500 kPa | 350 kPa
119217 | R3050-BL4/SR24A | R3050-BL4/SR24A | 26 | R3050-BL4 | / | SR24A | Standard actuator | 1 | Scenario 1 |  | PPK¦SelectPro¦VDI3805¦Internet_EU | PPK SelectPro VDI3805 Internet_EU | PPK SelectPro OEM VDI3805 Internet_EU | R3050-BL4/SR24A |  | 500 kPa | 350 kPa
119218 | R3050-BL4+SR24A-S | R3050-BL4+SR24A-S | 26 | R3050-BL4 | + | SR24A-S | Standard actuator | 0 | Scenario 1 |  | PPK¦SelectPro¦VDI3805¦Internet_EU | PPK SelectPro VDI3805 Internet_EU | PPK SelectPro VDI3805 Internet_EU | R3050-BL4+SR24A-S |  | 500 kPa | 350 kPa
119219 | R3050-BL4/SR24A-S | R3050-BL4/SR24A-S | 26 | R3050-BL4 | / | SR24A-S | Standard actuator | 0 | Scenario 1 |  | PPK¦SelectPro¦VDI3805¦Internet_EU | PPK SelectPro VDI3805 Internet_EU | PPK SelectPro VDI3805 Internet_EU | R3050-BL4/SR24A-S |  | 500 kPa | 350 kPa
119220 | R3050-S4+SR230A | R3050-S4+SR230A | 26 | R3050-S4 | + | SR230A | Standard actuator | 1 | Scenario 1 |  | PPK¦SelectPro¦VDI3805¦Internet_EU | PPK SelectPro VDI3805 Internet_EU | PPK SelectPro OEM VDI3805 Internet_EU | R3050-S4+SR230A |  | 1400 kPa | 1000 kPa
119221 | R3050-S4/SR230A | R3050-S4/SR230A | 26 | R3050-S4 | / | SR230A | Standard actuator | 1 | Scenario 1 |  | PPK¦SelectPro¦VDI3805¦Internet_EU | PPK SelectPro VDI3805 Internet_EU | PPK SelectPro OEM VDI3805 Internet_EU | R3050-S4/SR230A |  | 1400 kPa | 1000 kPa
119222 | R3050-S4+SR230A-S | R3050-S4+SR230A-S | 26 | R3050-S4 | + | SR230A-S | Standard actuator | 0 | Scenario 1 |  | PPK¦SelectPro¦VDI3805¦Internet_EU | PPK SelectPro VDI3805 Internet_EU | PPK SelectPro VDI3805 Internet_EU | R3050-S4+SR230A-S |  | 1400 kPa | 1000 kPa
119223 | R3050-S4/SR230A-S | R3050-S4/SR230A-S | 26 | R3050-S4 | / | SR230A-S | Standard actuator | 0 | Scenario 1 |  | PPK¦SelectPro¦VDI3805¦Internet_EU | PPK SelectPro VDI3805 Internet_EU | PPK SelectPro VDI3805 Internet_EU | R3050-S4/SR230A-S |  | 1400 kPa | 1000 kPa
119224 | R3050-S4+SR24A | R3050-S4+SR24A | 26 | R3050-S4 | + | SR24A | Standard actuator | 1 | Scenario 1 |  | PPK¦SelectPro¦VDI3805¦Internet_EU | PPK SelectPro VDI3805 Internet_EU | PPK SelectPro OEM VDI3805 Internet_EU | R3050-S4+SR24A |  | 1400 kPa | 1000 kPa
119225 | R3050-S4/SR24A | R3050-S4/SR24A | 26 | R3050-S4 | / | SR24A | Standard actuator | 1 | Scenario 1 |  | PPK¦SelectPro¦VDI3805¦Internet_EU | PPK SelectPro VDI3805 Internet_EU | PPK SelectPro OEM VDI3805 Internet_EU | R3050-S4/SR24A |  | 1400 kPa | 1000 kPa
119226 | R3050-S4+SR24A-S | R3050-S4+SR24A-S | 26 | R3050-S4 | + | SR24A-S | Standard actuator | 0 | Scenario 1 |  | PPK¦SelectPro¦VDI3805¦Internet_EU | PPK SelectPro VDI3805 Internet_EU | PPK SelectPro VDI3805 Internet_EU | R3050-S4+SR24A-S |  | 1400 kPa | 1000 kPa
119227 | R3050-S4/SR24A-S | R3050-S4/SR24A-S | 26 | R3050-S4 | / | SR24A-S | Standard actuator | 0 | Scenario 1 |  | PPK¦SelectPro¦VDI3805¦Internet_EU | PPK SelectPro VDI3805 Internet_EU | PPK SelectPro VDI3805 Internet_EU | R3050-S4/SR24A-S |  | 1400 kPa | 1000 kPa
119402 | R6020R6P3-B1+LR24A-MP | R6020R6P3-B1+LR24A-MP | 26 | R6020R6P3-B1 | + | LR24A-MP | Communicative actuator | 0 | Scenario 2 |  | PPK¦SelectPro¦VDI3805¦Internet_EU | PPK SelectPro VDI3805 Internet_EU | PPK SelectPro VDI3805 Internet_EU | R6020R6P3-B1+LR24A-MP |  | 600 kPa | 100 kPa
119403 | R6020R6P3-B1/LR24A-MP | R6020R6P3-B1/LR24A-MP | 26 | R6020R6P3-B1 | / | LR24A-MP | Communicative actuator | 0 | Scenario 2 |  | PPK¦SelectPro¦VDI3805¦Internet_EU | PPK SelectPro VDI3805 Internet_EU | PPK SelectPro VDI3805 Internet_EU | R6020R6P3-B1/LR24A-MP |  | 600 kPa | 100 kPa
119406 | R6025R10-B2+LR24A-MP | R6025R10-B2+LR24A-MP | 26 | R6025R10-B2 | + | LR24A-MP | Communicative actuator | 0 | Scenario 2 |  | PPK¦SelectPro¦VDI3805¦Internet_EU | PPK SelectPro VDI3805 Internet_EU | PPK SelectPro VDI3805 Internet_EU | R6025R10-B2+LR24A-MP |  | 600 kPa | 100 kPa
119407 | R6025R10-B2/LR24A-MP | R6025R10-B2/LR24A-MP | 26 | R6025R10-B2 | / | LR24A-MP | Communicative actuator | 0 | Scenario 2 |  | PPK¦SelectPro¦VDI3805¦Internet_EU | PPK SelectPro VDI3805 Internet_EU | PPK SelectPro VDI3805 Internet_EU | R6025R10-B2/LR24A-MP |  | 600 kPa | 100 kPa
119410 | R7015R1P6-B1+LR24A-MP | R7015R1P6-B1+LR24A-MP | 26 | R7015R1P6-B1 | + | LR24A-MP | Communicative actuator | 0 | Scenario 2 |  | PPK¦SelectPro¦VDI3805¦Internet_EU | PPK SelectPro VDI3805 Internet_EU | PPK SelectPro VDI3805 Internet_EU | R7015R1P6-B1+LR24A-MP |  | 600 kPa | 100 kPa
119411 | R7015R1P6-B1/LR24A-MP | R7015R1P6-B1/LR24A-MP | 26 | R7015R1P6-B1 | / | LR24A-MP | Communicative actuator | 0 | Scenario 2 |  | PPK¦SelectPro¦VDI3805¦Internet_EU | PPK SelectPro VDI3805 Internet_EU | PPK SelectPro VDI3805 Internet_EU | R7015R1P6-B1/LR24A-MP |  | 600 kPa | 100 kPa
119414 | R7015R4-B1+LR24A-MP | R7015R4-B1+LR24A-MP | 26 | R7015R4-B1 | + | LR24A-MP | Communicative actuator | 0 | Scenario 2 |  | PPK¦SelectPro¦VDI3805¦Internet_EU | PPK SelectPro VDI3805 Internet_EU | PPK SelectPro VDI3805 Internet_EU | R7015R4-B1+LR24A-MP |  | 600 kPa | 100 kPa
119415 | R7015R4-B1/LR24A-MP | R7015R4-B1/LR24A-MP | 26 | R7015R4-B1 | / | LR24A-MP | Communicative actuator | 0 | Scenario 2 |  | PPK¦SelectPro¦VDI3805¦Internet_EU | PPK SelectPro VDI3805 Internet_EU | PPK SelectPro VDI3805 Internet_EU | R7015R4-B1/LR24A-MP |  | 600 kPa | 100 kPa
119418 | R7015RP63-B1+LR24A-MP | R7015RP63-B1+LR24A-MP | 26 | R7015RP63-B1 | + | LR24A-MP | Communicative actuator | 0 | Scenario 2 |  | PPK¦SelectPro¦VDI3805¦Internet_EU | PPK SelectPro VDI3805 Internet_EU | PPK SelectPro VDI3805 Internet_EU | R7015RP63-B1+LR24A-MP |  | 600 kPa | 100 kPa
119419 | R7015RP63-B1/LR24A-MP | R7015RP63-B1/LR24A-MP | 26 | R7015RP63-B1 | / | LR24A-MP | Communicative actuator | 0 | Scenario 2 |  | PPK¦SelectPro¦VDI3805¦Internet_EU | PPK SelectPro VDI3805 Internet_EU | PPK SelectPro VDI3805 Internet_EU | R7015RP63-B1/LR24A-MP |  | 600 kPa | 100 kPa
119422 | R7020R6P3-B1+LR24A-MP | R7020R6P3-B1+LR24A-MP | 26 | R7020R6P3-B1 | + | LR24A-MP | Communicative actuator | 0 | Scenario 2 |  | PPK¦SelectPro¦VDI3805¦Internet_EU | PPK SelectPro VDI3805 Internet_EU | PPK SelectPro VDI3805 Internet_EU | R7020R6P3-B1+LR24A-MP |  | 600 kPa | 100 kPa
119423 | R7020R6P3-B1/LR24A-MP | R7020R6P3-B1/LR24A-MP | 26 | R7020R6P3-B1 | / | LR24A-MP | Communicative actuator | 0 | Scenario 2 |  | PPK¦SelectPro¦VDI3805¦Internet_EU | PPK SelectPro VDI3805 Internet_EU | PPK SelectPro VDI3805 Internet_EU | R7020R6P3-B1/LR24A-MP |  | 600 kPa | 100 kPa
119426 | R7025R10-B2+LR24A-MP | R7025R10-B2+LR24A-MP | 26 | R7025R10-B2 | + | LR24A-MP | Communicative actuator | 0 | Scenario 2 |  | PPK¦SelectPro¦VDI3805¦Internet_EU | PPK SelectPro VDI3805 Internet_EU | PPK SelectPro VDI3805 Internet_EU | R7025R10-B2+LR24A-MP |  | 600 kPa | 100 kPa
119427 | R7025R10-B2/LR24A-MP | R7025R10-B2/LR24A-MP | 26 | R7025R10-B2 | / | LR24A-MP | Communicative actuator | 0 | Scenario 2 |  | PPK¦SelectPro¦VDI3805¦Internet_EU | PPK SelectPro VDI3805 Internet_EU | PPK SelectPro VDI3805 Internet_EU | R7025R10-B2/LR24A-MP |  | 600 kPa | 100 kPa
119428 | R2015-1-S1+LR230A | R2015-1-S1+LR230A | 26 | R2015-1-S1 | + | LR230A | Standard actuator | 1 | Scenario 2 |  | PPK¦SelectPro¦VDI3805¦Internet_EU | PPK SelectPro VDI3805 Internet_EU | PPK SelectPro VDI3805 Internet_EU | R2015-1-S1+LR230A |  | 1400 kPa | 350 kPa
119429 | R2015-1-S1/LR230A | R2015-1-S1/LR230A | 26 | R2015-1-S1 | / | LR230A | Standard actuator | 1 | Scenario 2 |  | PPK¦SelectPro¦VDI3805¦Internet_EU | PPK SelectPro VDI3805 Internet_EU | PPK SelectPro VDI3805 Internet_EU | R2015-1-S1/LR230A |  | 1400 kPa | 350 kPa
119430 | R2015-1P6-S1+LR230A | R2015-1P6-S1+LR230A | 26 | R2015-1P6-S1 | + | LR230A | Standard actuator | 1 | Scenario 2 |  | PPK¦SelectPro¦VDI3805¦Internet_EU | PPK SelectPro VDI3805 Internet_EU | PPK SelectPro VDI3805 Internet_EU | R2015-1P6-S1+LR230A |  | 1400 kPa | 350 kPa
119431 | R2015-1P6-S1/LR230A | R2015-1P6-S1/LR230A | 26 | R2015-1P6-S1 | / | LR230A | Standard actuator | 1 | Scenario 2 |  | PPK¦SelectPro¦VDI3805¦Internet_EU | PPK SelectPro VDI3805 Internet_EU | PPK SelectPro VDI3805 Internet_EU | R2015-1P6-S1/LR230A |  | 1400 kPa | 350 kPa
119432 | R2015-2P5-S1+LR230A | R2015-2P5-S1+LR230A | 26 | R2015-2P5-S1 | + | LR230A | Standard actuator | 1 | Scenario 2 |  | PPK¦SelectPro¦VDI3805¦Internet_EU | PPK SelectPro VDI3805 Internet_EU | PPK SelectPro VDI3805 Internet_EU | R2015-2P5-S1+LR230A |  | 1400 kPa | 350 kPa
119433 | R2015-2P5-S1/LR230A | R2015-2P5-S1/LR230A | 26 | R2015-2P5-S1 | / | LR230A | Standard actuator | 1 | Scenario 2 |  | PPK¦SelectPro¦VDI3805¦Internet_EU | PPK SelectPro VDI3805 Internet_EU | PPK SelectPro VDI3805 Internet_EU | R2015-2P5-S1/LR230A |  | 1400 kPa | 350 kPa
119434 | R2015-4-S1+LR230A | R2015-4-S1+LR230A | 26 | R2015-4-S1 | + | LR230A | Standard actuator | 1 | Scenario 2 |  | PPK¦SelectPro¦VDI3805¦Internet_EU | PPK SelectPro VDI3805 Internet_EU | PPK SelectPro VDI3805 Internet_EU | R2015-4-S1+LR230A |  | 1400 kPa | 350 kPa
119435 | R2015-4-S1/LR230A | R2015-4-S1/LR230A | 26 | R2015-4-S1 | / | LR230A | Standard actuator | 1 | Scenario 2 |  | PPK¦SelectPro¦VDI3805¦Internet_EU | PPK SelectPro VDI3805 Internet_EU | PPK SelectPro VDI3805 Internet_EU | R2015-4-S1/LR230A |  | 1400 kPa | 350 kPa
119438 | R2015-P25-S1+LR230A | R2015-P25-S1+LR230A | 26 | R2015-P25-S1 | + | LR230A | Standard actuator | 1 | Scenario 2 |  | PPK¦SelectPro¦VDI3805¦Internet_EU | PPK SelectPro VDI3805 Internet_EU | PPK SelectPro VDI3805 Internet_EU | R2015-P25-S1+LR230A |  | 1400 kPa | 350 kPa
119439 | R2015-P25-S1/LR230A | R2015-P25-S1/LR230A | 26 | R2015-P25-S1 | / | LR230A | Standard actuator | 1 | Scenario 2 |  | PPK¦SelectPro¦VDI3805¦Internet_EU | PPK SelectPro VDI3805 Internet_EU | PPK SelectPro VDI3805 Internet_EU | R2015-P25-S1/LR230A |  | 1400 kPa | 350 kPa
119440 | R2015-P4-S1+LR230A | R2015-P4-S1+LR230A | 26 | R2015-P4-S1 | + | LR230A | Standard actuator | 1 | Scenario 2 |  | PPK¦SelectPro¦VDI3805¦Internet_EU | PPK SelectPro VDI3805 Internet_EU | PPK SelectPro VDI3805 Internet_EU | R2015-P4-S1+LR230A |  | 1400 kPa | 350 kPa
119441 | R2015-P4-S1/LR230A | R2015-P4-S1/LR230A | 26 | R2015-P4-S1 | / | LR230A | Standard actuator | 1 | Scenario 2 |  | PPK¦SelectPro¦VDI3805¦Internet_EU | PPK SelectPro VDI3805 Internet_EU | PPK SelectPro VDI3805 Internet_EU | R2015-P4-S1/LR230A |  | 1400 kPa | 350 kPa
119442 | R2015-P63-S1+LR230A | R2015-P63-S1+LR230A | 26 | R2015-P63-S1 | + | LR230A | Standard actuator | 1 | Scenario 2 |  | PPK¦SelectPro¦VDI3805¦Internet_EU | PPK SelectPro VDI3805 Internet_EU | PPK SelectPro VDI3805 Internet_EU | R2015-P63-S1+LR230A |  | 1400 kPa | 350 kPa
119443 | R2015-P63-S1/LR230A | R2015-P63-S1/LR230A | 26 | R2015-P63-S1 | / | LR230A | Standard actuator | 1 | Scenario 2 |  | PPK¦SelectPro¦VDI3805¦Internet_EU | PPK SelectPro VDI3805 Internet_EU | PPK SelectPro VDI3805 Internet_EU | R2015-P63-S1/LR230A |  | 1400 kPa | 350 kPa
119444 | R2015-S1+LR230A | R2015-S1+LR230A | 26 | R2015-S1 | + | LR230A | Standard actuator | 1 | Scenario 1 |  | PPK¦SelectPro¦VDI3805¦Internet_EU | PPK SelectPro VDI3805 Internet_EU | PPK SelectPro VDI3805 Internet_EU | R2015-S1+LR230A |  | 1400 kPa | 1000 kPa
119445 | R2015-S1/LR230A | R2015-S1/LR230A | 26 | R2015-S1 | / | LR230A | Standard actuator | 1 | Scenario 1 |  | PPK¦SelectPro¦VDI3805¦Internet_EU | PPK SelectPro VDI3805 Internet_EU | PPK SelectPro VDI3805 Internet_EU | R2015-S1/LR230A |  | 1400 kPa | 1000 kPa
119446 | R2020-4-S2+LR230A | R2020-4-S2+LR230A | 26 | R2020-4-S2 | + | LR230A | Standard actuator | 1 | Scenario 2 |  | PPK¦SelectPro¦VDI3805¦Internet_EU | PPK SelectPro VDI3805 Internet_EU | PPK SelectPro VDI3805 Internet_EU | R2020-4-S2+LR230A |  | 1400 kPa | 350 kPa
119447 | R2020-4-S2/LR230A | R2020-4-S2/LR230A | 26 | R2020-4-S2 | / | LR230A | Standard actuator | 1 | Scenario 2 |  | PPK¦SelectPro¦VDI3805¦Internet_EU | PPK SelectPro VDI3805 Internet_EU | PPK SelectPro VDI3805 Internet_EU | R2020-4-S2/LR230A |  | 1400 kPa | 350 kPa
119450 | R2020-8P6-S2+LR230A | R2020-8P6-S2+LR230A | 26 | R2020-8P6-S2 | + | LR230A | Standard actuator | 1 | Scenario 2 |  | PPK¦SelectPro¦VDI3805¦Internet_EU | PPK SelectPro VDI3805 Internet_EU | PPK SelectPro VDI3805 Internet_EU | R2020-8P6-S2+LR230A |  | 1400 kPa | 350 kPa
119451 | R2020-8P6-S2/LR230A | R2020-8P6-S2/LR230A | 26 | R2020-8P6-S2 | / | LR230A | Standard actuator | 1 | Scenario 2 |  | PPK¦SelectPro¦VDI3805¦Internet_EU | PPK SelectPro VDI3805 Internet_EU | PPK SelectPro VDI3805 Internet_EU | R2020-8P6-S2/LR230A |  | 1400 kPa | 350 kPa
119452 | R2020-S2+LR230A | R2020-S2+LR230A | 26 | R2020-S2 | + | LR230A | Standard actuator | 1 | Scenario 1 |  | PPK¦SelectPro¦VDI3805¦Internet_EU | PPK SelectPro VDI3805 Internet_EU | PPK SelectPro VDI3805 Internet_EU | R2020-S2+LR230A |  | 1400 kPa | 1000 kPa
119453 | R2020-S2/LR230A | R2020-S2/LR230A | 26 | R2020-S2 | / | LR230A | Standard actuator | 1 | Scenario 1 |  | PPK¦SelectPro¦VDI3805¦Internet_EU | PPK SelectPro VDI3805 Internet_EU | PPK SelectPro VDI3805 Internet_EU | R2020-S2/LR230A |  | 1400 kPa | 1000 kPa
119454 | R2025-10-S2+LR230A | R2025-10-S2+LR230A | 26 | R2025-10-S2 | + | LR230A | Standard actuator | 1 | Scenario 2 |  | PPK¦SelectPro¦VDI3805¦Internet_EU | PPK SelectPro VDI3805 Internet_EU | PPK SelectPro VDI3805 Internet_EU | R2025-10-S2+LR230A |  | 1400 kPa | 350 kPa
119455 | R2025-10-S2/LR230A | R2025-10-S2/LR230A | 26 | R2025-10-S2 | / | LR230A | Standard actuator | 1 | Scenario 2 |  | PPK¦SelectPro¦VDI3805¦Internet_EU | PPK SelectPro VDI3805 Internet_EU | PPK SelectPro VDI3805 Internet_EU | R2025-10-S2/LR230A |  | 1400 kPa | 350 kPa
119456 | R2025-16-S2+LR230A | R2025-16-S2+LR230A | 26 | R2025-16-S2 | + | LR230A | Standard actuator | 1 | Scenario 2 |  | PPK¦SelectPro¦VDI3805¦Internet_EU | PPK SelectPro VDI3805 Internet_EU | PPK SelectPro VDI3805 Internet_EU | R2025-16-S2+LR230A |  | 1400 kPa | 350 kPa
119457 | R2025-16-S2/LR230A | R2025-16-S2/LR230A | 26 | R2025-16-S2 | / | LR230A | Standard actuator | 1 | Scenario 2 |  | PPK¦SelectPro¦VDI3805¦Internet_EU | PPK SelectPro VDI3805 Internet_EU | PPK SelectPro VDI3805 Internet_EU | R2025-16-S2/LR230A |  | 1400 kPa | 350 kPa
119460 | R2025-S2+LR230A | R2025-S2+LR230A | 26 | R2025-S2 | + | LR230A | Standard actuator | 1 | Scenario 1 |  | PPK¦SelectPro¦VDI3805¦Internet_EU | PPK SelectPro VDI3805 Internet_EU | PPK SelectPro VDI3805 Internet_EU | R2025-S2+LR230A |  | 1400 kPa | 1000 kPa
119461 | R2025-S2/LR230A | R2025-S2/LR230A | 26 | R2025-S2 | / | LR230A | Standard actuator | 1 | Scenario 1 |  | PPK¦SelectPro¦VDI3805¦Internet_EU | PPK SelectPro VDI3805 Internet_EU | PPK SelectPro VDI3805 Internet_EU | R2025-S2/LR230A |  | 1400 kPa | 1000 kPa
119462 | R3015-1-S1+LR230A | R3015-1-S1+LR230A | 26 | R3015-1-S1 | + | LR230A | Standard actuator | 1 | Scenario 2 |  | PPK¦SelectPro¦VDI3805¦Internet_EU | PPK SelectPro VDI3805 Internet_EU | PPK SelectPro VDI3805 Internet_EU | R3015-1-S1+LR230A |  | 1400 kPa | 350 kPa
119463 | R3015-1-S1/LR230A | R3015-1-S1/LR230A | 26 | R3015-1-S1 | / | LR230A | Standard actuator | 1 | Scenario 2 |  | PPK¦SelectPro¦VDI3805¦Internet_EU | PPK SelectPro VDI3805 Internet_EU | PPK SelectPro VDI3805 Internet_EU | R3015-1-S1/LR230A |  | 1400 kPa | 350 kPa
119464 | R3015-1P6-S1+LR230A | R3015-1P6-S1+LR230A | 26 | R3015-1P6-S1 | + | LR230A | Standard actuator | 1 | Scenario 2 |  | PPK¦SelectPro¦VDI3805¦Internet_EU | PPK SelectPro VDI3805 Internet_EU | PPK SelectPro VDI3805 Internet_EU | R3015-1P6-S1+LR230A |  | 1400 kPa | 350 kPa
119465 | R3015-1P6-S1/LR230A | R3015-1P6-S1/LR230A | 26 | R3015-1P6-S1 | / | LR230A | Standard actuator | 1 | Scenario 2 |  | PPK¦SelectPro¦VDI3805¦Internet_EU | PPK SelectPro VDI3805 Internet_EU | PPK SelectPro VDI3805 Internet_EU | R3015-1P6-S1/LR230A |  | 1400 kPa | 350 kPa
119466 | R3015-2P5-S1+LR230A | R3015-2P5-S1+LR230A | 26 | R3015-2P5-S1 | + | LR230A | Standard actuator | 1 | Scenario 2 |  | PPK¦SelectPro¦VDI3805¦Internet_EU | PPK SelectPro VDI3805 Internet_EU | PPK SelectPro VDI3805 Internet_EU | R3015-2P5-S1+LR230A |  | 1400 kPa | 350 kPa
119467 | R3015-2P5-S1/LR230A | R3015-2P5-S1/LR230A | 26 | R3015-2P5-S1 | / | LR230A | Standard actuator | 1 | Scenario 2 |  | PPK¦SelectPro¦VDI3805¦Internet_EU | PPK SelectPro VDI3805 Internet_EU | PPK SelectPro VDI3805 Internet_EU | R3015-2P5-S1/LR230A |  | 1400 kPa | 350 kPa
119468 | R3015-4-S1+LR230A | R3015-4-S1+LR230A | 26 | R3015-4-S1 | + | LR230A | Standard actuator | 1 | Scenario 2 |  | PPK¦SelectPro¦VDI3805¦Internet_EU | PPK SelectPro VDI3805 Internet_EU | PPK SelectPro VDI3805 Internet_EU | R3015-4-S1+LR230A |  | 1400 kPa | 350 kPa
119469 | R3015-4-S1/LR230A | R3015-4-S1/LR230A | 26 | R3015-4-S1 | / | LR230A | Standard actuator | 1 | Scenario 2 |  | PPK¦SelectPro¦VDI3805¦Internet_EU | PPK SelectPro VDI3805 Internet_EU | PPK SelectPro VDI3805 Internet_EU | R3015-4-S1/LR230A |  | 1400 kPa | 350 kPa
119470 | R3015-BL1+LR230A | R3015-BL1+LR230A | 26 | R3015-BL1 | + | LR230A | Standard actuator | 1 | Scenario 1 |  | PPK¦SelectPro¦VDI3805¦Internet_EU | PPK SelectPro VDI3805 Internet_EU | PPK SelectPro VDI3805 Internet_EU | R3015-BL1+LR230A |  | 500 kPa | 350 kPa
119471 | R3015-BL1/LR230A | R3015-BL1/LR230A | 26 | R3015-BL1 | / | LR230A | Standard actuator | 1 | Scenario 1 |  | PPK¦SelectPro¦VDI3805¦Internet_EU | PPK SelectPro VDI3805 Internet_EU | PPK SelectPro VDI3805 Internet_EU | R3015-BL1/LR230A |  | 500 kPa | 350 kPa
119472 | R3015-P25-S1+LR230A | R3015-P25-S1+LR230A | 26 | R3015-P25-S1 | + | LR230A | Standard actuator | 1 | Scenario 2 |  | PPK¦SelectPro¦VDI3805¦Internet_EU | PPK SelectPro VDI3805 Internet_EU | PPK SelectPro VDI3805 Internet_EU | R3015-P25-S1+LR230A |  | 1400 kPa | 350 kPa
119473 | R3015-P25-S1/LR230A | R3015-P25-S1/LR230A | 26 | R3015-P25-S1 | / | LR230A | Standard actuator | 1 | Scenario 2 |  | PPK¦SelectPro¦VDI3805¦Internet_EU | PPK SelectPro VDI3805 Internet_EU | PPK SelectPro VDI3805 Internet_EU | R3015-P25-S1/LR230A |  | 1400 kPa | 350 kPa
119474 | R3015-P4-S1+LR230A | R3015-P4-S1+LR230A | 26 | R3015-P4-S1 | + | LR230A | Standard actuator | 1 | Scenario 2 |  | PPK¦SelectPro¦VDI3805¦Internet_EU | PPK SelectPro VDI3805 Internet_EU | PPK SelectPro VDI3805 Internet_EU | R3015-P4-S1+LR230A |  | 1400 kPa | 350 kPa
119475 | R3015-P4-S1/LR230A | R3015-P4-S1/LR230A | 26 | R3015-P4-S1 | / | LR230A | Standard actuator | 1 | Scenario 2 |  | PPK¦SelectPro¦VDI3805¦Internet_EU | PPK SelectPro VDI3805 Internet_EU | PPK SelectPro VDI3805 Internet_EU | R3015-P4-S1/LR230A |  | 1400 kPa | 350 kPa
119476 | R3015-P63-S1+LR230A | R3015-P63-S1+LR230A | 26 | R3015-P63-S1 | + | LR230A | Standard actuator | 1 | Scenario 2 |  | PPK¦SelectPro¦VDI3805¦Internet_EU | PPK SelectPro VDI3805 Internet_EU | PPK SelectPro VDI3805 Internet_EU | R3015-P63-S1+LR230A |  | 1400 kPa | 350 kPa
119477 | R3015-P63-S1/LR230A | R3015-P63-S1/LR230A | 26 | R3015-P63-S1 | / | LR230A | Standard actuator | 1 | Scenario 2 |  | PPK¦SelectPro¦VDI3805¦Internet_EU | PPK SelectPro VDI3805 Internet_EU | PPK SelectPro VDI3805 Internet_EU | R3015-P63-S1/LR230A |  | 1400 kPa | 350 kPa
119478 | R3015-S1+LR230A | R3015-S1+LR230A | 26 | R3015-S1 | + | LR230A | Standard actuator | 1 | Scenario 1 |  | PPK¦SelectPro¦VDI3805¦Internet_EU | PPK SelectPro VDI3805 Internet_EU | PPK SelectPro VDI3805 Internet_EU | R3015-S1+LR230A |  | 1400 kPa | 1000 kPa
119479 | R3015-S1/LR230A | R3015-S1/LR230A | 26 | R3015-S1 | / | LR230A | Standard actuator | 1 | Scenario 1 |  | PPK¦SelectPro¦VDI3805¦Internet_EU | PPK SelectPro VDI3805 Internet_EU | PPK SelectPro VDI3805 Internet_EU | R3015-S1/LR230A |  | 1400 kPa | 1000 kPa
119480 | R3020-4-S2+LR230A | R3020-4-S2+LR230A | 26 | R3020-4-S2 | + | LR230A | Standard actuator | 1 | Scenario 2 |  | PPK¦SelectPro¦VDI3805¦Internet_EU | PPK SelectPro VDI3805 Internet_EU | PPK SelectPro VDI3805 Internet_EU | R3020-4-S2+LR230A |  | 1400 kPa | 350 kPa
119481 | R3020-4-S2/LR230A | R3020-4-S2/LR230A | 26 | R3020-4-S2 | / | LR230A | Standard actuator | 1 | Scenario 2 |  | PPK¦SelectPro¦VDI3805¦Internet_EU | PPK SelectPro VDI3805 Internet_EU | PPK SelectPro VDI3805 Internet_EU | R3020-4-S2/LR230A |  | 1400 kPa | 350 kPa
119482 | R3020-6P3-S2+LR230A | R3020-6P3-S2+LR230A | 26 | R3020-6P3-S2 | + | LR230A | Standard actuator | 1 | Scenario 2 |  | PPK¦SelectPro¦VDI3805¦Internet_EU | PPK SelectPro VDI3805 Internet_EU | PPK SelectPro VDI3805 Internet_EU | R3020-6P3-S2+LR230A |  | 1400 kPa | 350 kPa
119483 | R3020-6P3-S2/LR230A | R3020-6P3-S2/LR230A | 26 | R3020-6P3-S2 | / | LR230A | Standard actuator | 1 | Scenario 2 |  | PPK¦SelectPro¦VDI3805¦Internet_EU | PPK SelectPro VDI3805 Internet_EU | PPK SelectPro VDI3805 Internet_EU | R3020-6P3-S2/LR230A |  | 1400 kPa | 350 kPa
119484 | R3020-BL2+LR230A | R3020-BL2+LR230A | 26 | R3020-BL2 | + | LR230A | Standard actuator | 1 | Scenario 1 |  | PPK¦SelectPro¦VDI3805¦Internet_EU | PPK SelectPro VDI3805 Internet_EU | PPK SelectPro VDI3805 Internet_EU | R3020-BL2+LR230A |  | 500 kPa | 350 kPa
119485 | R3020-BL2/LR230A | R3020-BL2/LR230A | 26 | R3020-BL2 | / | LR230A | Standard actuator | 1 | Scenario 1 |  | PPK¦SelectPro¦VDI3805¦Internet_EU | PPK SelectPro VDI3805 Internet_EU | PPK SelectPro VDI3805 Internet_EU | R3020-BL2/LR230A |  | 500 kPa | 350 kPa
119486 | R3020-S2+LR230A | R3020-S2+LR230A | 26 | R3020-S2 | + | LR230A | Standard actuator | 1 | Scenario 1 |  | PPK¦SelectPro¦VDI3805¦Internet_EU | PPK SelectPro VDI3805 Internet_EU | PPK SelectPro VDI3805 Internet_EU | R3020-S2+LR230A |  | 1400 kPa | 1000 kPa
119487 | R3020-S2/LR230A | R3020-S2/LR230A | 26 | R3020-S2 | / | LR230A | Standard actuator | 1 | Scenario 1 |  | PPK¦SelectPro¦VDI3805¦Internet_EU | PPK SelectPro VDI3805 Internet_EU | PPK SelectPro VDI3805 Internet_EU | R3020-S2/LR230A |  | 1400 kPa | 1000 kPa
119488 | R3025-10-S2+LR230A | R3025-10-S2+LR230A | 26 | R3025-10-S2 | + | LR230A | Standard actuator | 1 | Scenario 2 |  | PPK¦SelectPro¦VDI3805¦Internet_EU | PPK SelectPro VDI3805 Internet_EU | PPK SelectPro VDI3805 Internet_EU | R3025-10-S2+LR230A |  | 1400 kPa | 350 kPa
119489 | R3025-10-S2/LR230A | R3025-10-S2/LR230A | 26 | R3025-10-S2 | / | LR230A | Standard actuator | 1 | Scenario 2 |  | PPK¦SelectPro¦VDI3805¦Internet_EU | PPK SelectPro VDI3805 Internet_EU | PPK SelectPro VDI3805 Internet_EU | R3025-10-S2/LR230A |  | 1400 kPa | 350 kPa
119490 | R3025-6P3-S2+LR230A | R3025-6P3-S2+LR230A | 26 | R3025-6P3-S2 | + | LR230A | Standard actuator | 1 | Scenario 2 |  | PPK¦SelectPro¦VDI3805¦Internet_EU | PPK SelectPro VDI3805 Internet_EU | PPK SelectPro VDI3805 Internet_EU | R3025-6P3-S2+LR230A |  | 1400 kPa | 350 kPa
119491 | R3025-6P3-S2/LR230A | R3025-6P3-S2/LR230A | 26 | R3025-6P3-S2 | / | LR230A | Standard actuator | 1 | Scenario 2 |  | PPK¦SelectPro¦VDI3805¦Internet_EU | PPK SelectPro VDI3805 Internet_EU | PPK SelectPro VDI3805 Internet_EU | R3025-6P3-S2/LR230A |  | 1400 kPa | 350 kPa
119492 | R3025-BL2+LR230A | R3025-BL2+LR230A | 26 | R3025-BL2 | + | LR230A | Standard actuator | 1 | Scenario 1 |  | PPK¦SelectPro¦VDI3805¦Internet_EU | PPK SelectPro VDI3805 Internet_EU | PPK SelectPro VDI3805 Internet_EU | R3025-BL2+LR230A |  | 500 kPa | 350 kPa
119493 | R3025-BL2/LR230A | R3025-BL2/LR230A | 26 | R3025-BL2 | / | LR230A | Standard actuator | 1 | Scenario 1 |  | PPK¦SelectPro¦VDI3805¦Internet_EU | PPK SelectPro VDI3805 Internet_EU | PPK SelectPro VDI3805 Internet_EU | R3025-BL2/LR230A |  | 500 kPa | 350 kPa
119494 | R3025-S2+LR230A | R3025-S2+LR230A | 26 | R3025-S2 | + | LR230A | Standard actuator | 1 | Scenario 1 |  | PPK¦SelectPro¦VDI3805¦Internet_EU | PPK SelectPro VDI3805 Internet_EU | PPK SelectPro VDI3805 Internet_EU | R3025-S2+LR230A |  | 1400 kPa | 1000 kPa
119495 | R3025-S2/LR230A | R3025-S2/LR230A | 26 | R3025-S2 | / | LR230A | Standard actuator | 1 | Scenario 1 |  | PPK¦SelectPro¦VDI3805¦Internet_EU | PPK SelectPro VDI3805 Internet_EU | PPK SelectPro VDI3805 Internet_EU | R3025-S2/LR230A |  | 1400 kPa | 1000 kPa
119496 | R3032-BL2+LR230A | R3032-BL2+LR230A | 26 | R3032-BL2 | + | LR230A | Standard actuator | 1 | Scenario 1 |  | PPK¦SelectPro¦VDI3805¦Internet_EU | PPK SelectPro VDI3805 Internet_EU | PPK SelectPro VDI3805 Internet_EU | R3032-BL2+LR230A |  | 500 kPa | 350 kPa
119497 | R3032-BL2/LR230A | R3032-BL2/LR230A | 26 | R3032-BL2 | / | LR230A | Standard actuator | 1 | Scenario 1 |  | PPK¦SelectPro¦VDI3805¦Internet_EU | PPK SelectPro VDI3805 Internet_EU | PPK SelectPro VDI3805 Internet_EU | R3032-BL2/LR230A |  | 500 kPa | 350 kPa
119498 | R6015R-B1+LR230A | R6015R-B1+LR230A | 26 | R6015R-B1 | + | LR230A | Standard actuator | 1 | Scenario 1 |  | PPK¦SelectPro¦VDI3805¦Internet_EU | PPK SelectPro VDI3805 Internet_EU | PPK SelectPro VDI3805 Internet_EU | R6015R-B1+LR230A |  | 600 kPa | 100 kPa
119499 | R6015R-B1/LR230A | R6015R-B1/LR230A | 26 | R6015R-B1 | / | LR230A | Standard actuator | 1 | Scenario 1 |  | PPK¦SelectPro¦VDI3805¦Internet_EU | PPK SelectPro VDI3805 Internet_EU | PPK SelectPro VDI3805 Internet_EU | R6015R-B1/LR230A |  | 600 kPa | 100 kPa
119500 | R6015R1-B1+LR230A | R6015R1-B1+LR230A | 26 | R6015R1-B1 | + | LR230A | Standard actuator | 1 | Scenario 2 |  | PPK¦SelectPro¦VDI3805¦Internet_EU | PPK SelectPro VDI3805 Internet_EU | PPK SelectPro VDI3805 Internet_EU | R6015R1-B1+LR230A |  | 600 kPa | 100 kPa
119501 | R6015R1-B1/LR230A | R6015R1-B1/LR230A | 26 | R6015R1-B1 | / | LR230A | Standard actuator | 1 | Scenario 2 |  | PPK¦SelectPro¦VDI3805¦Internet_EU | PPK SelectPro VDI3805 Internet_EU | PPK SelectPro VDI3805 Internet_EU | R6015R1-B1/LR230A |  | 600 kPa | 100 kPa
119502 | R6015R1P6-B1+LR230A | R6015R1P6-B1+LR230A | 26 | R6015R1P6-B1 | + | LR230A | Standard actuator | 1 | Scenario 2 |  | PPK¦SelectPro¦VDI3805¦Internet_EU | PPK SelectPro VDI3805 Internet_EU | PPK SelectPro VDI3805 Internet_EU | R6015R1P6-B1+LR230A |  | 600 kPa | 100 kPa
119503 | R6015R1P6-B1/LR230A | R6015R1P6-B1/LR230A | 26 | R6015R1P6-B1 | / | LR230A | Standard actuator | 1 | Scenario 2 |  | PPK¦SelectPro¦VDI3805¦Internet_EU | PPK SelectPro VDI3805 Internet_EU | PPK SelectPro VDI3805 Internet_EU | R6015R1P6-B1/LR230A |  | 600 kPa | 100 kPa
119504 | R6015R2P5-B1+LR230A | R6015R2P5-B1+LR230A | 26 | R6015R2P5-B1 | + | LR230A | Standard actuator | 1 | Scenario 2 |  | PPK¦SelectPro¦VDI3805¦Internet_EU | PPK SelectPro VDI3805 Internet_EU | PPK SelectPro VDI3805 Internet_EU | R6015R2P5-B1+LR230A |  | 600 kPa | 100 kPa
119505 | R6015R2P5-B1/LR230A | R6015R2P5-B1/LR230A | 26 | R6015R2P5-B1 | / | LR230A | Standard actuator | 1 | Scenario 2 |  | PPK¦SelectPro¦VDI3805¦Internet_EU | PPK SelectPro VDI3805 Internet_EU | PPK SelectPro VDI3805 Internet_EU | R6015R2P5-B1/LR230A |  | 600 kPa | 100 kPa
119506 | R6015R4-B1+LR230A | R6015R4-B1+LR230A | 26 | R6015R4-B1 | + | LR230A | Standard actuator | 1 | Scenario 2 |  | PPK¦SelectPro¦VDI3805¦Internet_EU | PPK SelectPro VDI3805 Internet_EU | PPK SelectPro VDI3805 Internet_EU | R6015R4-B1+LR230A |  | 600 kPa | 100 kPa
119507 | R6015R4-B1/LR230A | R6015R4-B1/LR230A | 26 | R6015R4-B1 | / | LR230A | Standard actuator | 1 | Scenario 2 |  | PPK¦SelectPro¦VDI3805¦Internet_EU | PPK SelectPro VDI3805 Internet_EU | PPK SelectPro VDI3805 Internet_EU | R6015R4-B1/LR230A |  | 600 kPa | 100 kPa
119508 | R6015RP63-B1+LR230A | R6015RP63-B1+LR230A | 26 | R6015RP63-B1 | + | LR230A | Standard actuator | 1 | Scenario 2 |  | PPK¦SelectPro¦VDI3805¦Internet_EU | PPK SelectPro VDI3805 Internet_EU | PPK SelectPro VDI3805 Internet_EU | R6015RP63-B1+LR230A |  | 600 kPa | 100 kPa
119509 | R6015RP63-B1/LR230A | R6015RP63-B1/LR230A | 26 | R6015RP63-B1 | / | LR230A | Standard actuator | 1 | Scenario 2 |  | PPK¦SelectPro¦VDI3805¦Internet_EU | PPK SelectPro VDI3805 Internet_EU | PPK SelectPro VDI3805 Internet_EU | R6015RP63-B1/LR230A |  | 600 kPa | 100 kPa
119510 | R6020R-B1+LR230A | R6020R-B1+LR230A | 26 | R6020R-B1 | + | LR230A | Standard actuator | 1 | Scenario 1 |  | PPK¦SelectPro¦VDI3805¦Internet_EU | PPK SelectPro VDI3805 Internet_EU | PPK SelectPro VDI3805 Internet_EU | R6020R-B1+LR230A |  | 600 kPa | 100 kPa
119511 | R6020R-B1/LR230A | R6020R-B1/LR230A | 26 | R6020R-B1 | / | LR230A | Standard actuator | 1 | Scenario 1 |  | PPK¦SelectPro¦VDI3805¦Internet_EU | PPK SelectPro VDI3805 Internet_EU | PPK SelectPro VDI3805 Internet_EU | R6020R-B1/LR230A |  | 600 kPa | 100 kPa
119512 | R6020R6P3-B1+LR230A | R6020R6P3-B1+LR230A | 26 | R6020R6P3-B1 | + | LR230A | Standard actuator | 1 | Scenario 2 |  | PPK¦SelectPro¦VDI3805¦Internet_EU | PPK SelectPro VDI3805 Internet_EU | PPK SelectPro VDI3805 Internet_EU | R6020R6P3-B1+LR230A |  | 600 kPa | 100 kPa
119513 | R6020R6P3-B1/LR230A | R6020R6P3-B1/LR230A | 26 | R6020R6P3-B1 | / | LR230A | Standard actuator | 1 | Scenario 2 |  | PPK¦SelectPro¦VDI3805¦Internet_EU | PPK SelectPro VDI3805 Internet_EU | PPK SelectPro VDI3805 Internet_EU | R6020R6P3-B1/LR230A |  | 600 kPa | 100 kPa
119514 | R6025R-B2+LR230A | R6025R-B2+LR230A | 26 | R6025R-B2 | + | LR230A | Standard actuator | 1 | Scenario 1 |  | PPK¦SelectPro¦VDI3805¦Internet_EU | PPK SelectPro VDI3805 Internet_EU | PPK SelectPro VDI3805 Internet_EU | R6025R-B2+LR230A |  | 600 kPa | 100 kPa
119515 | R6025R-B2/LR230A | R6025R-B2/LR230A | 26 | R6025R-B2 | / | LR230A | Standard actuator | 1 | Scenario 1 |  | PPK¦SelectPro¦VDI3805¦Internet_EU | PPK SelectPro VDI3805 Internet_EU | PPK SelectPro VDI3805 Internet_EU | R6025R-B2/LR230A |  | 600 kPa | 100 kPa
119516 | R6025R10-B2+LR230A | R6025R10-B2+LR230A | 26 | R6025R10-B2 | + | LR230A | Standard actuator | 1 | Scenario 2 |  | PPK¦SelectPro¦VDI3805¦Internet_EU | PPK SelectPro VDI3805 Internet_EU | PPK SelectPro VDI3805 Internet_EU | R6025R10-B2+LR230A |  | 600 kPa | 100 kPa
119517 | R6025R10-B2/LR230A | R6025R10-B2/LR230A | 26 | R6025R10-B2 | / | LR230A | Standard actuator | 1 | Scenario 2 |  | PPK¦SelectPro¦VDI3805¦Internet_EU | PPK SelectPro VDI3805 Internet_EU | PPK SelectPro VDI3805 Internet_EU | R6025R10-B2/LR230A |  | 600 kPa | 100 kPa
119518 | R7015R-B1+LR230A | R7015R-B1+LR230A | 26 | R7015R-B1 | + | LR230A | Standard actuator | 1 | Scenario 1 |  | PPK¦SelectPro¦VDI3805¦Internet_EU | PPK SelectPro VDI3805 Internet_EU | PPK SelectPro VDI3805 Internet_EU | R7015R-B1+LR230A |  | 600 kPa | 100 kPa
119519 | R7015R-B1/LR230A | R7015R-B1/LR230A | 26 | R7015R-B1 | / | LR230A | Standard actuator | 1 | Scenario 1 |  | PPK¦SelectPro¦VDI3805¦Internet_EU | PPK SelectPro VDI3805 Internet_EU | PPK SelectPro VDI3805 Internet_EU | R7015R-B1/LR230A |  | 600 kPa | 100 kPa
119520 | R7015R1P6-B1+LR230A | R7015R1P6-B1+LR230A | 26 | R7015R1P6-B1 | + | LR230A | Standard actuator | 1 | Scenario 2 |  | PPK¦SelectPro¦VDI3805¦Internet_EU | PPK SelectPro VDI3805 Internet_EU | PPK SelectPro VDI3805 Internet_EU | R7015R1P6-B1+LR230A |  | 600 kPa | 100 kPa
119521 | R7015R1P6-B1/LR230A | R7015R1P6-B1/LR230A | 26 | R7015R1P6-B1 | / | LR230A | Standard actuator | 1 | Scenario 2 |  | PPK¦SelectPro¦VDI3805¦Internet_EU | PPK SelectPro VDI3805 Internet_EU | PPK SelectPro VDI3805 Internet_EU | R7015R1P6-B1/LR230A |  | 600 kPa | 100 kPa
119522 | R7015R4-B1+LR230A | R7015R4-B1+LR230A | 26 | R7015R4-B1 | + | LR230A | Standard actuator | 1 | Scenario 2 |  | PPK¦SelectPro¦VDI3805¦Internet_EU | PPK SelectPro VDI3805 Internet_EU | PPK SelectPro VDI3805 Internet_EU | R7015R4-B1+LR230A |  | 600 kPa | 100 kPa
119523 | R7015R4-B1/LR230A | R7015R4-B1/LR230A | 26 | R7015R4-B1 | / | LR230A | Standard actuator | 1 | Scenario 2 |  | PPK¦SelectPro¦VDI3805¦Internet_EU | PPK SelectPro VDI3805 Internet_EU | PPK SelectPro VDI3805 Internet_EU | R7015R4-B1/LR230A |  | 600 kPa | 100 kPa
119524 | R7015RP63-B1+LR230A | R7015RP63-B1+LR230A | 26 | R7015RP63-B1 | + | LR230A | Standard actuator | 1 | Scenario 2 |  | PPK¦SelectPro¦VDI3805¦Internet_EU | PPK SelectPro VDI3805 Internet_EU | PPK SelectPro VDI3805 Internet_EU | R7015RP63-B1+LR230A |  | 600 kPa | 100 kPa
119525 | R7015RP63-B1/LR230A | R7015RP63-B1/LR230A | 26 | R7015RP63-B1 | / | LR230A | Standard actuator | 1 | Scenario 2 |  | PPK¦SelectPro¦VDI3805¦Internet_EU | PPK SelectPro VDI3805 Internet_EU | PPK SelectPro VDI3805 Internet_EU | R7015RP63-B1/LR230A |  | 600 kPa | 100 kPa
119526 | R7020R-B1+LR230A | R7020R-B1+LR230A | 26 | R7020R-B1 | + | LR230A | Standard actuator | 1 | Scenario 1 |  | PPK¦SelectPro¦VDI3805¦Internet_EU | PPK SelectPro VDI3805 Internet_EU | PPK SelectPro VDI3805 Internet_EU | R7020R-B1+LR230A |  | 600 kPa | 100 kPa
119527 | R7020R-B1/LR230A | R7020R-B1/LR230A | 26 | R7020R-B1 | / | LR230A | Standard actuator | 1 | Scenario 1 |  | PPK¦SelectPro¦VDI3805¦Internet_EU | PPK SelectPro VDI3805 Internet_EU | PPK SelectPro VDI3805 Internet_EU | R7020R-B1/LR230A |  | 600 kPa | 100 kPa
119528 | R7020R6P3-B1+LR230A | R7020R6P3-B1+LR230A | 26 | R7020R6P3-B1 | + | LR230A | Standard actuator | 1 | Scenario 2 |  | PPK¦SelectPro¦VDI3805¦Internet_EU | PPK SelectPro VDI3805 Internet_EU | PPK SelectPro VDI3805 Internet_EU | R7020R6P3-B1+LR230A |  | 600 kPa | 100 kPa
119529 | R7020R6P3-B1/LR230A | R7020R6P3-B1/LR230A | 26 | R7020R6P3-B1 | / | LR230A | Standard actuator | 1 | Scenario 2 |  | PPK¦SelectPro¦VDI3805¦Internet_EU | PPK SelectPro VDI3805 Internet_EU | PPK SelectPro VDI3805 Internet_EU | R7020R6P3-B1/LR230A |  | 600 kPa | 100 kPa
119530 | R7025R-B2+LR230A | R7025R-B2+LR230A | 26 | R7025R-B2 | + | LR230A | Standard actuator | 1 | Scenario 1 |  | PPK¦SelectPro¦VDI3805¦Internet_EU | PPK SelectPro VDI3805 Internet_EU | PPK SelectPro VDI3805 Internet_EU | R7025R-B2+LR230A |  | 600 kPa | 100 kPa
119531 | R7025R-B2/LR230A | R7025R-B2/LR230A | 26 | R7025R-B2 | / | LR230A | Standard actuator | 1 | Scenario 1 |  | PPK¦SelectPro¦VDI3805¦Internet_EU | PPK SelectPro VDI3805 Internet_EU | PPK SelectPro VDI3805 Internet_EU | R7025R-B2/LR230A |  | 600 kPa | 100 kPa
119532 | R7025R10-B2+LR230A | R7025R10-B2+LR230A | 26 | R7025R10-B2 | + | LR230A | Standard actuator | 1 | Scenario 2 |  | PPK¦SelectPro¦VDI3805¦Internet_EU | PPK SelectPro VDI3805 Internet_EU | PPK SelectPro VDI3805 Internet_EU | R7025R10-B2+LR230A |  | 600 kPa | 100 kPa
119533 | R7025R10-B2/LR230A | R7025R10-B2/LR230A | 26 | R7025R10-B2 | / | LR230A | Standard actuator | 1 | Scenario 2 |  | PPK¦SelectPro¦VDI3805¦Internet_EU | PPK SelectPro VDI3805 Internet_EU | PPK SelectPro VDI3805 Internet_EU | R7025R10-B2/LR230A |  | 600 kPa | 100 kPa
119534 | R2015-1-S1+LR24A | R2015-1-S1+LR24A | 26 | R2015-1-S1 | + | LR24A | Standard actuator | 1 | Scenario 2 |  | PPK¦SelectPro¦VDI3805¦Internet_EU | PPK SelectPro VDI3805 Internet_EU | PPK SelectPro OEM VDI3805 Internet_EU | R2015-1-S1+LR24A |  | 1400 kPa | 350 kPa
119535 | R2015-1-S1/LR24A | R2015-1-S1/LR24A | 26 | R2015-1-S1 | / | LR24A | Standard actuator | 1 | Scenario 2 |  | PPK¦SelectPro¦VDI3805¦Internet_EU | PPK SelectPro VDI3805 Internet_EU | PPK SelectPro OEM VDI3805 Internet_EU | R2015-1-S1/LR24A |  | 1400 kPa | 350 kPa
119536 | R2015-1P6-S1+LR24A | R2015-1P6-S1+LR24A | 26 | R2015-1P6-S1 | + | LR24A | Standard actuator | 1 | Scenario 2 |  | PPK¦SelectPro¦VDI3805¦Internet_EU | PPK SelectPro VDI3805 Internet_EU | PPK SelectPro OEM VDI3805 Internet_EU | R2015-1P6-S1+LR24A |  | 1400 kPa | 350 kPa
119537 | R2015-1P6-S1/LR24A | R2015-1P6-S1/LR24A | 26 | R2015-1P6-S1 | / | LR24A | Standard actuator | 1 | Scenario 2 |  | PPK¦SelectPro¦VDI3805¦Internet_EU | PPK SelectPro VDI3805 Internet_EU | PPK SelectPro OEM VDI3805 Internet_EU | R2015-1P6-S1/LR24A |  | 1400 kPa | 350 kPa
119538 | R2015-2P5-S1+LR24A | R2015-2P5-S1+LR24A | 26 | R2015-2P5-S1 | + | LR24A | Standard actuator | 1 | Scenario 2 |  | PPK¦SelectPro¦VDI3805¦Internet_EU | PPK SelectPro VDI3805 Internet_EU | PPK SelectPro OEM VDI3805 Internet_EU | R2015-2P5-S1+LR24A |  | 1400 kPa | 350 kPa
119539 | R2015-2P5-S1/LR24A | R2015-2P5-S1/LR24A | 26 | R2015-2P5-S1 | / | LR24A | Standard actuator | 1 | Scenario 2 |  | PPK¦SelectPro¦VDI3805¦Internet_EU | PPK SelectPro VDI3805 Internet_EU | PPK SelectPro OEM VDI3805 Internet_EU | R2015-2P5-S1/LR24A |  | 1400 kPa | 350 kPa
119540 | R2015-4-S1+LR24A | R2015-4-S1+LR24A | 26 | R2015-4-S1 | + | LR24A | Standard actuator | 1 | Scenario 2 |  | PPK¦SelectPro¦VDI3805¦Internet_EU | PPK SelectPro VDI3805 Internet_EU | PPK SelectPro OEM VDI3805 Internet_EU | R2015-4-S1+LR24A |  | 1400 kPa | 350 kPa
119541 | R2015-4-S1/LR24A | R2015-4-S1/LR24A | 26 | R2015-4-S1 | / | LR24A | Standard actuator | 1 | Scenario 2 |  | PPK¦SelectPro¦VDI3805¦Internet_EU | PPK SelectPro VDI3805 Internet_EU | PPK SelectPro OEM VDI3805 Internet_EU | R2015-4-S1/LR24A |  | 1400 kPa | 350 kPa
119544 | R2015-P25-S1+LR24A | R2015-P25-S1+LR24A | 26 | R2015-P25-S1 | + | LR24A | Standard actuator | 1 | Scenario 2 |  | PPK¦SelectPro¦VDI3805¦Internet_EU | PPK SelectPro VDI3805 Internet_EU | PPK SelectPro OEM VDI3805 Internet_EU | R2015-P25-S1+LR24A |  | 1400 kPa | 350 kPa
119545 | R2015-P25-S1/LR24A | R2015-P25-S1/LR24A | 26 | R2015-P25-S1 | / | LR24A | Standard actuator | 1 | Scenario 2 |  | PPK¦SelectPro¦VDI3805¦Internet_EU | PPK SelectPro VDI3805 Internet_EU | PPK SelectPro OEM VDI3805 Internet_EU | R2015-P25-S1/LR24A |  | 1400 kPa | 350 kPa
119546 | R2015-P4-S1+LR24A | R2015-P4-S1+LR24A | 26 | R2015-P4-S1 | + | LR24A | Standard actuator | 1 | Scenario 2 |  | PPK¦SelectPro¦VDI3805¦Internet_EU | PPK SelectPro VDI3805 Internet_EU | PPK SelectPro OEM VDI3805 Internet_EU | R2015-P4-S1+LR24A |  | 1400 kPa | 350 kPa
119547 | R2015-P4-S1/LR24A | R2015-P4-S1/LR24A | 26 | R2015-P4-S1 | / | LR24A | Standard actuator | 1 | Scenario 2 |  | PPK¦SelectPro¦VDI3805¦Internet_EU | PPK SelectPro VDI3805 Internet_EU | PPK SelectPro OEM VDI3805 Internet_EU | R2015-P4-S1/LR24A |  | 1400 kPa | 350 kPa
119548 | R2015-P63-S1+LR24A | R2015-P63-S1+LR24A | 26 | R2015-P63-S1 | + | LR24A | Standard actuator | 1 | Scenario 2 |  | PPK¦SelectPro¦VDI3805¦Internet_EU | PPK SelectPro VDI3805 Internet_EU | PPK SelectPro OEM VDI3805 Internet_EU | R2015-P63-S1+LR24A |  | 1400 kPa | 350 kPa
119549 | R2015-P63-S1/LR24A | R2015-P63-S1/LR24A | 26 | R2015-P63-S1 | / | LR24A | Standard actuator | 1 | Scenario 2 |  | PPK¦SelectPro¦VDI3805¦Internet_EU | PPK SelectPro VDI3805 Internet_EU | PPK SelectPro OEM VDI3805 Internet_EU | R2015-P63-S1/LR24A |  | 1400 kPa | 350 kPa
119550 | R2015-S1+LR24A | R2015-S1+LR24A | 26 | R2015-S1 | + | LR24A | Standard actuator | 1 | Scenario 1 |  | PPK¦SelectPro¦VDI3805¦Internet_EU | PPK SelectPro VDI3805 Internet_EU | PPK SelectPro OEM VDI3805 Internet_EU | R2015-S1+LR24A |  | 1400 kPa | 1000 kPa
119551 | R2015-S1/LR24A | R2015-S1/LR24A | 26 | R2015-S1 | / | LR24A | Standard actuator | 1 | Scenario 1 |  | PPK¦SelectPro¦VDI3805¦Internet_EU | PPK SelectPro VDI3805 Internet_EU | PPK SelectPro OEM VDI3805 Internet_EU | R2015-S1/LR24A |  | 1400 kPa | 1000 kPa
119552 | R2020-4-S2+LR24A | R2020-4-S2+LR24A | 26 | R2020-4-S2 | + | LR24A | Standard actuator | 1 | Scenario 2 |  | PPK¦SelectPro¦VDI3805¦Internet_EU | PPK SelectPro VDI3805 Internet_EU | PPK SelectPro OEM VDI3805 Internet_EU | R2020-4-S2+LR24A |  | 1400 kPa | 350 kPa
119553 | R2020-4-S2/LR24A | R2020-4-S2/LR24A | 26 | R2020-4-S2 | / | LR24A | Standard actuator | 1 | Scenario 2 |  | PPK¦SelectPro¦VDI3805¦Internet_EU | PPK SelectPro VDI3805 Internet_EU | PPK SelectPro OEM VDI3805 Internet_EU | R2020-4-S2/LR24A |  | 1400 kPa | 350 kPa
119556 | R2020-8P6-S2+LR24A | R2020-8P6-S2+LR24A | 26 | R2020-8P6-S2 | + | LR24A | Standard actuator | 1 | Scenario 2 |  | PPK¦SelectPro¦VDI3805¦Internet_EU | PPK SelectPro VDI3805 Internet_EU | PPK SelectPro OEM VDI3805 Internet_EU | R2020-8P6-S2+LR24A |  | 1400 kPa | 350 kPa
119557 | R2020-8P6-S2/LR24A | R2020-8P6-S2/LR24A | 26 | R2020-8P6-S2 | / | LR24A | Standard actuator | 1 | Scenario 2 |  | PPK¦SelectPro¦VDI3805¦Internet_EU | PPK SelectPro VDI3805 Internet_EU | PPK SelectPro OEM VDI3805 Internet_EU | R2020-8P6-S2/LR24A |  | 1400 kPa | 350 kPa
119558 | R2020-S2+LR24A | R2020-S2+LR24A | 26 | R2020-S2 | + | LR24A | Standard actuator | 1 | Scenario 1 |  | PPK¦SelectPro¦VDI3805¦Internet_EU | PPK SelectPro VDI3805 Internet_EU | PPK SelectPro OEM VDI3805 Internet_EU | R2020-S2+LR24A |  | 1400 kPa | 1000 kPa
119559 | R2020-S2/LR24A | R2020-S2/LR24A | 26 | R2020-S2 | / | LR24A | Standard actuator | 1 | Scenario 1 |  | PPK¦SelectPro¦VDI3805¦Internet_EU | PPK SelectPro VDI3805 Internet_EU | PPK SelectPro OEM VDI3805 Internet_EU | R2020-S2/LR24A |  | 1400 kPa | 1000 kPa
119560 | R2025-10-S2+LR24A | R2025-10-S2+LR24A | 26 | R2025-10-S2 | + | LR24A | Standard actuator | 1 | Scenario 2 |  | PPK¦SelectPro¦VDI3805¦Internet_EU | PPK SelectPro VDI3805 Internet_EU | PPK SelectPro OEM VDI3805 Internet_EU | R2025-10-S2+LR24A |  | 1400 kPa | 350 kPa
119561 | R2025-10-S2/LR24A | R2025-10-S2/LR24A | 26 | R2025-10-S2 | / | LR24A | Standard actuator | 1 | Scenario 2 |  | PPK¦SelectPro¦VDI3805¦Internet_EU | PPK SelectPro VDI3805 Internet_EU | PPK SelectPro OEM VDI3805 Internet_EU | R2025-10-S2/LR24A |  | 1400 kPa | 350 kPa
119640 | R3032-16-S3+NR230A | R3032-16-S3+NR230A | 26 | R3032-16-S3 | + | NR230A | Standard actuator | 1 | Scenario 2 |  | PPK¦SelectPro¦VDI3805¦Internet_EU | PPK SelectPro VDI3805 Internet_EU | PPK SelectPro OEM VDI3805 Internet_EU | R3032-16-S3+NR230A |  | 1400 kPa | 350 kPa
119641 | R3032-16-S3/NR230A | R3032-16-S3/NR230A | 26 | R3032-16-S3 | / | NR230A | Standard actuator | 1 | Scenario 2 |  | PPK¦SelectPro¦VDI3805¦Internet_EU | PPK SelectPro VDI3805 Internet_EU | PPK SelectPro OEM VDI3805 Internet_EU | R3032-16-S3/NR230A |  | 1400 kPa | 350 kPa
119642 | R3032-16-S3+NR230A-S | R3032-16-S3+NR230A-S | 26 | R3032-16-S3 | + | NR230A-S | Standard actuator | 0 | Scenario 2 |  | PPK¦SelectPro¦VDI3805¦Internet_EU | PPK SelectPro VDI3805 Internet_EU | PPK SelectPro VDI3805 Internet_EU | R3032-16-S3+NR230A-S |  | 1400 kPa | 350 kPa
119643 | R3032-16-S3/NR230A-S | R3032-16-S3/NR230A-S | 26 | R3032-16-S3 | / | NR230A-S | Standard actuator | 0 | Scenario 2 |  | PPK¦SelectPro¦VDI3805¦Internet_EU | PPK SelectPro VDI3805 Internet_EU | PPK SelectPro VDI3805 Internet_EU | R3032-16-S3/NR230A-S |  | 1400 kPa | 350 kPa
119644 | R3032-16-S3+NR24A | R3032-16-S3+NR24A | 26 | R3032-16-S3 | + | NR24A | Standard actuator | 1 | Scenario 2 |  | PPK¦SelectPro¦VDI3805¦Internet_EU | PPK SelectPro VDI3805 Internet_EU | PPK SelectPro OEM VDI3805 Internet_EU | R3032-16-S3+NR24A |  | 1400 kPa | 350 kPa
119645 | R3032-16-S3/NR24A | R3032-16-S3/NR24A | 26 | R3032-16-S3 | / | NR24A | Standard actuator | 1 | Scenario 2 |  | PPK¦SelectPro¦VDI3805¦Internet_EU | PPK SelectPro VDI3805 Internet_EU | PPK SelectPro OEM VDI3805 Internet_EU | R3032-16-S3/NR24A |  | 1400 kPa | 350 kPa
119648 | R3032-16-S3+NR24A-MP | R3032-16-S3+NR24A-MP | 26 | R3032-16-S3 | + | NR24A-MP | Communicative actuator | 0 | Scenario 2 |  | PPK¦SelectPro¦VDI3805¦Internet_EU | PPK SelectPro VDI3805 Internet_EU | PPK SelectPro VDI3805 Internet_EU | R3032-16-S3+NR24A-MP |  | 1400 kPa | 350 kPa
119649 | R3032-16-S3/NR24A-MP | R3032-16-S3/NR24A-MP | 26 | R3032-16-S3 | / | NR24A-MP | Communicative actuator | 0 | Scenario 2 |  | PPK¦SelectPro¦VDI3805¦Internet_EU | PPK SelectPro VDI3805 Internet_EU | PPK SelectPro VDI3805 Internet_EU | R3032-16-S3/NR24A-MP |  | 1400 kPa | 350 kPa
119650 | R3032-16-S3+NR24A-S | R3032-16-S3+NR24A-S | 26 | R3032-16-S3 | + | NR24A-S | Standard actuator | 0 | Scenario 2 |  | PPK¦SelectPro¦VDI3805¦Internet_EU | PPK SelectPro VDI3805 Internet_EU | PPK SelectPro VDI3805 Internet_EU | R3032-16-S3+NR24A-S |  | 1400 kPa | 350 kPa
119651 | R3032-16-S3/NR24A-S | R3032-16-S3/NR24A-S | 26 | R3032-16-S3 | / | NR24A-S | Standard actuator | 0 | Scenario 2 |  | PPK¦SelectPro¦VDI3805¦Internet_EU | PPK SelectPro VDI3805 Internet_EU | PPK SelectPro VDI3805 Internet_EU | R3032-16-S3/NR24A-S |  | 1400 kPa | 350 kPa
119652 | R3032-16-S3+NR24A-SR | R3032-16-S3+NR24A-SR | 26 | R3032-16-S3 | + | NR24A-SR | Standard actuator | 1 | Scenario 2 |  | PPK¦SelectPro¦VDI3805¦Internet_EU | PPK SelectPro VDI3805 Internet_EU | PPK SelectPro VDI3805 Internet_EU | R3032-16-S3+NR24A-SR |  | 1400 kPa | 350 kPa
119653 | R3032-16-S3/NR24A-SR | R3032-16-S3/NR24A-SR | 26 | R3032-16-S3 | / | NR24A-SR | Standard actuator | 1 | Scenario 2 |  | PPK¦SelectPro¦VDI3805¦Internet_EU | PPK SelectPro VDI3805 Internet_EU | PPK SelectPro VDI3805 Internet_EU | R3032-16-S3/NR24A-SR |  | 1400 kPa | 350 kPa
119656 | R3032-16-S3+NRC24A-SR | R3032-16-S3+NRC24A-SR | 26 | R3032-16-S3 | + | NRC24A-SR | Fast runner | 1 | Scenario 2 |  | PPK¦SelectPro¦VDI3805¦Internet_EU | PPK SelectPro VDI3805 Internet_EU | PPK SelectPro VDI3805 Internet_EU | R3032-16-S3+NRC24A-SR |  | 1400 kPa | 350 kPa
119657 | R3032-16-S3/NRC24A-SR | R3032-16-S3/NRC24A-SR | 26 | R3032-16-S3 | / | NRC24A-SR | Fast runner | 1 | Scenario 2 |  | PPK¦SelectPro¦VDI3805¦Internet_EU | PPK SelectPro VDI3805 Internet_EU | PPK SelectPro VDI3805 Internet_EU | R3032-16-S3/NRC24A-SR |  | 1400 kPa | 350 kPa
119698 | R2025-16-S2+LR24A | R2025-16-S2+LR24A | 26 | R2025-16-S2 | + | LR24A | Standard actuator | 1 | Scenario 2 |  | PPK¦SelectPro¦VDI3805¦Internet_EU | PPK SelectPro VDI3805 Internet_EU | PPK SelectPro OEM VDI3805 Internet_EU | R2025-16-S2+LR24A |  | 1400 kPa | 350 kPa
119699 | R2025-16-S2/LR24A | R2025-16-S2/LR24A | 26 | R2025-16-S2 | / | LR24A | Standard actuator | 1 | Scenario 2 |  | PPK¦SelectPro¦VDI3805¦Internet_EU | PPK SelectPro VDI3805 Internet_EU | PPK SelectPro OEM VDI3805 Internet_EU | R2025-16-S2/LR24A |  | 1400 kPa | 350 kPa
119702 | R2025-S2+LR24A | R2025-S2+LR24A | 26 | R2025-S2 | + | LR24A | Standard actuator | 1 | Scenario 1 |  | PPK¦SelectPro¦VDI3805¦Internet_EU | PPK SelectPro VDI3805 Internet_EU | PPK SelectPro OEM VDI3805 Internet_EU | R2025-S2+LR24A |  | 1400 kPa | 1000 kPa
119703 | R2025-S2/LR24A | R2025-S2/LR24A | 26 | R2025-S2 | / | LR24A | Standard actuator | 1 | Scenario 1 |  | PPK¦SelectPro¦VDI3805¦Internet_EU | PPK SelectPro VDI3805 Internet_EU | PPK SelectPro OEM VDI3805 Internet_EU | R2025-S2/LR24A |  | 1400 kPa | 1000 kPa
119704 | R3015-1-S1+LR24A | R3015-1-S1+LR24A | 26 | R3015-1-S1 | + | LR24A | Standard actuator | 1 | Scenario 2 |  | PPK¦SelectPro¦VDI3805¦Internet_EU | PPK SelectPro VDI3805 Internet_EU | PPK SelectPro OEM VDI3805 Internet_EU | R3015-1-S1+LR24A |  | 1400 kPa | 350 kPa
119705 | R3015-1-S1/LR24A | R3015-1-S1/LR24A | 26 | R3015-1-S1 | / | LR24A | Standard actuator | 1 | Scenario 2 |  | PPK¦SelectPro¦VDI3805¦Internet_EU | PPK SelectPro VDI3805 Internet_EU | PPK SelectPro OEM VDI3805 Internet_EU | R3015-1-S1/LR24A |  | 1400 kPa | 350 kPa
119706 | R3015-1P6-S1+LR24A | R3015-1P6-S1+LR24A | 26 | R3015-1P6-S1 | + | LR24A | Standard actuator | 1 | Scenario 2 |  | PPK¦SelectPro¦VDI3805¦Internet_EU | PPK SelectPro VDI3805 Internet_EU | PPK SelectPro OEM VDI3805 Internet_EU | R3015-1P6-S1+LR24A |  | 1400 kPa | 350 kPa
119707 | R3015-1P6-S1/LR24A | R3015-1P6-S1/LR24A | 26 | R3015-1P6-S1 | / | LR24A | Standard actuator | 1 | Scenario 2 |  | PPK¦SelectPro¦VDI3805¦Internet_EU | PPK SelectPro VDI3805 Internet_EU | PPK SelectPro OEM VDI3805 Internet_EU | R3015-1P6-S1/LR24A |  | 1400 kPa | 350 kPa
119708 | R3015-2P5-S1+LR24A | R3015-2P5-S1+LR24A | 26 | R3015-2P5-S1 | + | LR24A | Standard actuator | 1 | Scenario 2 |  | PPK¦SelectPro¦VDI3805¦Internet_EU | PPK SelectPro VDI3805 Internet_EU | PPK SelectPro OEM VDI3805 Internet_EU | R3015-2P5-S1+LR24A |  | 1400 kPa | 350 kPa
119709 | R3015-2P5-S1/LR24A | R3015-2P5-S1/LR24A | 26 | R3015-2P5-S1 | / | LR24A | Standard actuator | 1 | Scenario 2 |  | PPK¦SelectPro¦VDI3805¦Internet_EU | PPK SelectPro VDI3805 Internet_EU | PPK SelectPro OEM VDI3805 Internet_EU | R3015-2P5-S1/LR24A |  | 1400 kPa | 350 kPa
119710 | R3015-4-S1+LR24A | R3015-4-S1+LR24A | 26 | R3015-4-S1 | + | LR24A | Standard actuator | 1 | Scenario 2 |  | PPK¦SelectPro¦VDI3805¦Internet_EU | PPK SelectPro VDI3805 Internet_EU | PPK SelectPro OEM VDI3805 Internet_EU | R3015-4-S1+LR24A |  | 1400 kPa | 350 kPa
119711 | R3015-4-S1/LR24A | R3015-4-S1/LR24A | 26 | R3015-4-S1 | / | LR24A | Standard actuator | 1 | Scenario 2 |  | PPK¦SelectPro¦VDI3805¦Internet_EU | PPK SelectPro VDI3805 Internet_EU | PPK SelectPro OEM VDI3805 Internet_EU | R3015-4-S1/LR24A |  | 1400 kPa | 350 kPa
119712 | R3015-BL1+LR24A | R3015-BL1+LR24A | 26 | R3015-BL1 | + | LR24A | Standard actuator | 1 | Scenario 1 |  | PPK¦SelectPro¦VDI3805¦Internet_EU | PPK SelectPro VDI3805 Internet_EU | PPK SelectPro OEM VDI3805 Internet_EU | R3015-BL1+LR24A |  | 500 kPa | 350 kPa
119713 | R3015-BL1/LR24A | R3015-BL1/LR24A | 26 | R3015-BL1 | / | LR24A | Standard actuator | 1 | Scenario 1 |  | PPK¦SelectPro¦VDI3805¦Internet_EU | PPK SelectPro VDI3805 Internet_EU | PPK SelectPro OEM VDI3805 Internet_EU | R3015-BL1/LR24A |  | 500 kPa | 350 kPa
119714 | R3015-P25-S1+LR24A | R3015-P25-S1+LR24A | 26 | R3015-P25-S1 | + | LR24A | Standard actuator | 1 | Scenario 2 |  | PPK¦SelectPro¦VDI3805¦Internet_EU | PPK SelectPro VDI3805 Internet_EU | PPK SelectPro OEM VDI3805 Internet_EU | R3015-P25-S1+LR24A |  | 1400 kPa | 350 kPa
119715 | R3015-P25-S1/LR24A | R3015-P25-S1/LR24A | 26 | R3015-P25-S1 | / | LR24A | Standard actuator | 1 | Scenario 2 |  | PPK¦SelectPro¦VDI3805¦Internet_EU | PPK SelectPro VDI3805 Internet_EU | PPK SelectPro OEM VDI3805 Internet_EU | R3015-P25-S1/LR24A |  | 1400 kPa | 350 kPa
119716 | R3015-P4-S1+LR24A | R3015-P4-S1+LR24A | 26 | R3015-P4-S1 | + | LR24A | Standard actuator | 1 | Scenario 2 |  | PPK¦SelectPro¦VDI3805¦Internet_EU | PPK SelectPro VDI3805 Internet_EU | PPK SelectPro OEM VDI3805 Internet_EU | R3015-P4-S1+LR24A |  | 1400 kPa | 350 kPa
119717 | R3015-P4-S1/LR24A | R3015-P4-S1/LR24A | 26 | R3015-P4-S1 | / | LR24A | Standard actuator | 1 | Scenario 2 |  | PPK¦SelectPro¦VDI3805¦Internet_EU | PPK SelectPro VDI3805 Internet_EU | PPK SelectPro OEM VDI3805 Internet_EU | R3015-P4-S1/LR24A |  | 1400 kPa | 350 kPa
119718 | R3015-P63-S1+LR24A | R3015-P63-S1+LR24A | 26 | R3015-P63-S1 | + | LR24A | Standard actuator | 1 | Scenario 2 |  | PPK¦SelectPro¦VDI3805¦Internet_EU | PPK SelectPro VDI3805 Internet_EU | PPK SelectPro OEM VDI3805 Internet_EU | R3015-P63-S1+LR24A |  | 1400 kPa | 350 kPa
119719 | R3015-P63-S1/LR24A | R3015-P63-S1/LR24A | 26 | R3015-P63-S1 | / | LR24A | Standard actuator | 1 | Scenario 2 |  | PPK¦SelectPro¦VDI3805¦Internet_EU | PPK SelectPro VDI3805 Internet_EU | PPK SelectPro OEM VDI3805 Internet_EU | R3015-P63-S1/LR24A |  | 1400 kPa | 350 kPa
119720 | R3015-S1+LR24A | R3015-S1+LR24A | 26 | R3015-S1 | + | LR24A | Standard actuator | 1 | Scenario 1 |  | PPK¦SelectPro¦VDI3805¦Internet_EU | PPK SelectPro VDI3805 Internet_EU | PPK SelectPro OEM VDI3805 Internet_EU | R3015-S1+LR24A |  | 1400 kPa | 1000 kPa
119721 | R3015-S1/LR24A | R3015-S1/LR24A | 26 | R3015-S1 | / | LR24A | Standard actuator | 1 | Scenario 1 |  | PPK¦SelectPro¦VDI3805¦Internet_EU | PPK SelectPro VDI3805 Internet_EU | PPK SelectPro OEM VDI3805 Internet_EU | R3015-S1/LR24A |  | 1400 kPa | 1000 kPa
119722 | R3020-4-S2+LR24A | R3020-4-S2+LR24A | 26 | R3020-4-S2 | + | LR24A | Standard actuator | 1 | Scenario 2 |  | PPK¦SelectPro¦VDI3805¦Internet_EU | PPK SelectPro VDI3805 Internet_EU | PPK SelectPro OEM VDI3805 Internet_EU | R3020-4-S2+LR24A |  | 1400 kPa | 350 kPa
119723 | R3020-4-S2/LR24A | R3020-4-S2/LR24A | 26 | R3020-4-S2 | / | LR24A | Standard actuator | 1 | Scenario 2 |  | PPK¦SelectPro¦VDI3805¦Internet_EU | PPK SelectPro VDI3805 Internet_EU | PPK SelectPro OEM VDI3805 Internet_EU | R3020-4-S2/LR24A |  | 1400 kPa | 350 kPa
119724 | R3020-6P3-S2+LR24A | R3020-6P3-S2+LR24A | 26 | R3020-6P3-S2 | + | LR24A | Standard actuator | 1 | Scenario 2 |  | PPK¦SelectPro¦VDI3805¦Internet_EU | PPK SelectPro VDI3805 Internet_EU | PPK SelectPro OEM VDI3805 Internet_EU | R3020-6P3-S2+LR24A |  | 1400 kPa | 350 kPa
119725 | R3020-6P3-S2/LR24A | R3020-6P3-S2/LR24A | 26 | R3020-6P3-S2 | / | LR24A | Standard actuator | 1 | Scenario 2 |  | PPK¦SelectPro¦VDI3805¦Internet_EU | PPK SelectPro VDI3805 Internet_EU | PPK SelectPro OEM VDI3805 Internet_EU | R3020-6P3-S2/LR24A |  | 1400 kPa | 350 kPa
119726 | R3020-BL2+LR24A | R3020-BL2+LR24A | 26 | R3020-BL2 | + | LR24A | Standard actuator | 1 | Scenario 1 |  | PPK¦SelectPro¦VDI3805¦Internet_EU | PPK SelectPro VDI3805 Internet_EU | PPK SelectPro OEM VDI3805 Internet_EU | R3020-BL2+LR24A |  | 500 kPa | 350 kPa
119727 | R3020-BL2/LR24A | R3020-BL2/LR24A | 26 | R3020-BL2 | / | LR24A | Standard actuator | 1 | Scenario 1 |  | PPK¦SelectPro¦VDI3805¦Internet_EU | PPK SelectPro VDI3805 Internet_EU | PPK SelectPro OEM VDI3805 Internet_EU | R3020-BL2/LR24A |  | 500 kPa | 350 kPa
119728 | R3020-S2+LR24A | R3020-S2+LR24A | 26 | R3020-S2 | + | LR24A | Standard actuator | 1 | Scenario 1 |  | PPK¦SelectPro¦VDI3805¦Internet_EU | PPK SelectPro VDI3805 Internet_EU | PPK SelectPro OEM VDI3805 Internet_EU | R3020-S2+LR24A |  | 1400 kPa | 1000 kPa
119729 | R3020-S2/LR24A | R3020-S2/LR24A | 26 | R3020-S2 | / | LR24A | Standard actuator | 1 | Scenario 1 |  | PPK¦SelectPro¦VDI3805¦Internet_EU | PPK SelectPro VDI3805 Internet_EU | PPK SelectPro OEM VDI3805 Internet_EU | R3020-S2/LR24A |  | 1400 kPa | 1000 kPa
119730 | R3025-10-S2+LR24A | R3025-10-S2+LR24A | 26 | R3025-10-S2 | + | LR24A | Standard actuator | 1 | Scenario 2 |  | PPK¦SelectPro¦VDI3805¦Internet_EU | PPK SelectPro VDI3805 Internet_EU | PPK SelectPro OEM VDI3805 Internet_EU | R3025-10-S2+LR24A |  | 1400 kPa | 350 kPa
119731 | R3025-10-S2/LR24A | R3025-10-S2/LR24A | 26 | R3025-10-S2 | / | LR24A | Standard actuator | 1 | Scenario 2 |  | PPK¦SelectPro¦VDI3805¦Internet_EU | PPK SelectPro VDI3805 Internet_EU | PPK SelectPro OEM VDI3805 Internet_EU | R3025-10-S2/LR24A |  | 1400 kPa | 350 kPa
119732 | R3025-6P3-S2+LR24A | R3025-6P3-S2+LR24A | 26 | R3025-6P3-S2 | + | LR24A | Standard actuator | 1 | Scenario 2 |  | PPK¦SelectPro¦VDI3805¦Internet_EU | PPK SelectPro VDI3805 Internet_EU | PPK SelectPro OEM VDI3805 Internet_EU | R3025-6P3-S2+LR24A |  | 1400 kPa | 350 kPa
119733 | R3025-6P3-S2/LR24A | R3025-6P3-S2/LR24A | 26 | R3025-6P3-S2 | / | LR24A | Standard actuator | 1 | Scenario 2 |  | PPK¦SelectPro¦VDI3805¦Internet_EU | PPK SelectPro VDI3805 Internet_EU | PPK SelectPro OEM VDI3805 Internet_EU | R3025-6P3-S2/LR24A |  | 1400 kPa | 350 kPa
119734 | R3025-BL2+LR24A | R3025-BL2+LR24A | 26 | R3025-BL2 | + | LR24A | Standard actuator | 1 | Scenario 1 |  | PPK¦SelectPro¦VDI3805¦Internet_EU | PPK SelectPro VDI3805 Internet_EU | PPK SelectPro OEM VDI3805 Internet_EU | R3025-BL2+LR24A |  | 500 kPa | 350 kPa
119735 | R3025-BL2/LR24A | R3025-BL2/LR24A | 26 | R3025-BL2 | / | LR24A | Standard actuator | 1 | Scenario 1 |  | PPK¦SelectPro¦VDI3805¦Internet_EU | PPK SelectPro VDI3805 Internet_EU | PPK SelectPro OEM VDI3805 Internet_EU | R3025-BL2/LR24A |  | 500 kPa | 350 kPa
119736 | R3025-S2+LR24A | R3025-S2+LR24A | 26 | R3025-S2 | + | LR24A | Standard actuator | 1 | Scenario 1 |  | PPK¦SelectPro¦VDI3805¦Internet_EU | PPK SelectPro VDI3805 Internet_EU | PPK SelectPro OEM VDI3805 Internet_EU | R3025-S2+LR24A |  | 1400 kPa | 1000 kPa
119737 | R3025-S2/LR24A | R3025-S2/LR24A | 26 | R3025-S2 | / | LR24A | Standard actuator | 1 | Scenario 1 |  | PPK¦SelectPro¦VDI3805¦Internet_EU | PPK SelectPro VDI3805 Internet_EU | PPK SelectPro OEM VDI3805 Internet_EU | R3025-S2/LR24A |  | 1400 kPa | 1000 kPa
119738 | R3032-BL2+LR24A | R3032-BL2+LR24A | 26 | R3032-BL2 | + | LR24A | Standard actuator | 1 | Scenario 1 |  | PPK¦SelectPro¦VDI3805¦Internet_EU | PPK SelectPro VDI3805 Internet_EU | PPK SelectPro OEM VDI3805 Internet_EU | R3032-BL2+LR24A |  | 500 kPa | 350 kPa
119739 | R3032-BL2/LR24A | R3032-BL2/LR24A | 26 | R3032-BL2 | / | LR24A | Standard actuator | 1 | Scenario 1 |  | PPK¦SelectPro¦VDI3805¦Internet_EU | PPK SelectPro VDI3805 Internet_EU | PPK SelectPro OEM VDI3805 Internet_EU | R3032-BL2/LR24A |  | 500 kPa | 350 kPa
119740 | R6015R-B1+LR24A | R6015R-B1+LR24A | 26 | R6015R-B1 | + | LR24A | Standard actuator | 1 | Scenario 1 |  | PPK¦SelectPro¦VDI3805¦Internet_EU | PPK SelectPro VDI3805 Internet_EU | PPK SelectPro OEM VDI3805 Internet_EU | R6015R-B1+LR24A |  | 600 kPa | 100 kPa
119741 | R6015R-B1/LR24A | R6015R-B1/LR24A | 26 | R6015R-B1 | / | LR24A | Standard actuator | 1 | Scenario 1 |  | PPK¦SelectPro¦VDI3805¦Internet_EU | PPK SelectPro VDI3805 Internet_EU | PPK SelectPro OEM VDI3805 Internet_EU | R6015R-B1/LR24A |  | 600 kPa | 100 kPa
119742 | R6015R1-B1+LR24A | R6015R1-B1+LR24A | 26 | R6015R1-B1 | + | LR24A | Standard actuator | 1 | Scenario 2 |  | PPK¦SelectPro¦VDI3805¦Internet_EU | PPK SelectPro VDI3805 Internet_EU | PPK SelectPro OEM VDI3805 Internet_EU | R6015R1-B1+LR24A |  | 600 kPa | 100 kPa
119743 | R6015R1-B1/LR24A | R6015R1-B1/LR24A | 26 | R6015R1-B1 | / | LR24A | Standard actuator | 1 | Scenario 2 |  | PPK¦SelectPro¦VDI3805¦Internet_EU | PPK SelectPro VDI3805 Internet_EU | PPK SelectPro OEM VDI3805 Internet_EU | R6015R1-B1/LR24A |  | 600 kPa | 100 kPa
119744 | R6015R1P6-B1+LR24A | R6015R1P6-B1+LR24A | 26 | R6015R1P6-B1 | + | LR24A | Standard actuator | 1 | Scenario 2 |  | PPK¦SelectPro¦VDI3805¦Internet_EU | PPK SelectPro VDI3805 Internet_EU | PPK SelectPro OEM VDI3805 Internet_EU | R6015R1P6-B1+LR24A |  | 600 kPa | 100 kPa
119745 | R6015R1P6-B1/LR24A | R6015R1P6-B1/LR24A | 26 | R6015R1P6-B1 | / | LR24A | Standard actuator | 1 | Scenario 2 |  | PPK¦SelectPro¦VDI3805¦Internet_EU | PPK SelectPro VDI3805 Internet_EU | PPK SelectPro OEM VDI3805 Internet_EU | R6015R1P6-B1/LR24A |  | 600 kPa | 100 kPa
119746 | R6015R2P5-B1+LR24A | R6015R2P5-B1+LR24A | 26 | R6015R2P5-B1 | + | LR24A | Standard actuator | 1 | Scenario 2 |  | PPK¦SelectPro¦VDI3805¦Internet_EU | PPK SelectPro VDI3805 Internet_EU | PPK SelectPro OEM VDI3805 Internet_EU | R6015R2P5-B1+LR24A |  | 600 kPa | 100 kPa
119747 | R6015R2P5-B1/LR24A | R6015R2P5-B1/LR24A | 26 | R6015R2P5-B1 | / | LR24A | Standard actuator | 1 | Scenario 2 |  | PPK¦SelectPro¦VDI3805¦Internet_EU | PPK SelectPro VDI3805 Internet_EU | PPK SelectPro OEM VDI3805 Internet_EU | R6015R2P5-B1/LR24A |  | 600 kPa | 100 kPa
119748 | R6015R4-B1+LR24A | R6015R4-B1+LR24A | 26 | R6015R4-B1 | + | LR24A | Standard actuator | 1 | Scenario 2 |  | PPK¦SelectPro¦VDI3805¦Internet_EU | PPK SelectPro VDI3805 Internet_EU | PPK SelectPro OEM VDI3805 Internet_EU | R6015R4-B1+LR24A |  | 600 kPa | 100 kPa
119749 | R6015R4-B1/LR24A | R6015R4-B1/LR24A | 26 | R6015R4-B1 | / | LR24A | Standard actuator | 1 | Scenario 2 |  | PPK¦SelectPro¦VDI3805¦Internet_EU | PPK SelectPro VDI3805 Internet_EU | PPK SelectPro OEM VDI3805 Internet_EU | R6015R4-B1/LR24A |  | 600 kPa | 100 kPa
119750 | R6015RP63-B1+LR24A | R6015RP63-B1+LR24A | 26 | R6015RP63-B1 | + | LR24A | Standard actuator | 1 | Scenario 2 |  | PPK¦SelectPro¦VDI3805¦Internet_EU | PPK SelectPro VDI3805 Internet_EU | PPK SelectPro OEM VDI3805 Internet_EU | R6015RP63-B1+LR24A |  | 600 kPa | 100 kPa
119751 | R6015RP63-B1/LR24A | R6015RP63-B1/LR24A | 26 | R6015RP63-B1 | / | LR24A | Standard actuator | 1 | Scenario 2 |  | PPK¦SelectPro¦VDI3805¦Internet_EU | PPK SelectPro VDI3805 Internet_EU | PPK SelectPro OEM VDI3805 Internet_EU | R6015RP63-B1/LR24A |  | 600 kPa | 100 kPa
119752 | R6020R-B1+LR24A | R6020R-B1+LR24A | 26 | R6020R-B1 | + | LR24A | Standard actuator | 1 | Scenario 1 |  | PPK¦SelectPro¦VDI3805¦Internet_EU | PPK SelectPro VDI3805 Internet_EU | PPK SelectPro OEM VDI3805 Internet_EU | R6020R-B1+LR24A |  | 600 kPa | 100 kPa
119753 | R6020R-B1/LR24A | R6020R-B1/LR24A | 26 | R6020R-B1 | / | LR24A | Standard actuator | 1 | Scenario 1 |  | PPK¦SelectPro¦VDI3805¦Internet_EU | PPK SelectPro VDI3805 Internet_EU | PPK SelectPro OEM VDI3805 Internet_EU | R6020R-B1/LR24A |  | 600 kPa | 100 kPa
119754 | R6020R6P3-B1+LR24A | R6020R6P3-B1+LR24A | 26 | R6020R6P3-B1 | + | LR24A | Standard actuator | 1 | Scenario 2 |  | PPK¦SelectPro¦VDI3805¦Internet_EU | PPK SelectPro VDI3805 Internet_EU | PPK SelectPro OEM VDI3805 Internet_EU | R6020R6P3-B1+LR24A |  | 600 kPa | 100 kPa
119755 | R6020R6P3-B1/LR24A | R6020R6P3-B1/LR24A | 26 | R6020R6P3-B1 | / | LR24A | Standard actuator | 1 | Scenario 2 |  | PPK¦SelectPro¦VDI3805¦Internet_EU | PPK SelectPro VDI3805 Internet_EU | PPK SelectPro OEM VDI3805 Internet_EU | R6020R6P3-B1/LR24A |  | 600 kPa | 100 kPa
119756 | R6025R-B2+LR24A | R6025R-B2+LR24A | 26 | R6025R-B2 | + | LR24A | Standard actuator | 1 | Scenario 1 |  | PPK¦SelectPro¦VDI3805¦Internet_EU | PPK SelectPro VDI3805 Internet_EU | PPK SelectPro OEM VDI3805 Internet_EU | R6025R-B2+LR24A |  | 600 kPa | 100 kPa
119757 | R6025R-B2/LR24A | R6025R-B2/LR24A | 26 | R6025R-B2 | / | LR24A | Standard actuator | 1 | Scenario 1 |  | PPK¦SelectPro¦VDI3805¦Internet_EU | PPK SelectPro VDI3805 Internet_EU | PPK SelectPro OEM VDI3805 Internet_EU | R6025R-B2/LR24A |  | 600 kPa | 100 kPa
119758 | R6025R10-B2+LR24A | R6025R10-B2+LR24A | 26 | R6025R10-B2 | + | LR24A | Standard actuator | 1 | Scenario 2 |  | PPK¦SelectPro¦VDI3805¦Internet_EU | PPK SelectPro VDI3805 Internet_EU | PPK SelectPro OEM VDI3805 Internet_EU | R6025R10-B2+LR24A |  | 600 kPa | 100 kPa
119759 | R6025R10-B2/LR24A | R6025R10-B2/LR24A | 26 | R6025R10-B2 | / | LR24A | Standard actuator | 1 | Scenario 2 |  | PPK¦SelectPro¦VDI3805¦Internet_EU | PPK SelectPro VDI3805 Internet_EU | PPK SelectPro OEM VDI3805 Internet_EU | R6025R10-B2/LR24A |  | 600 kPa | 100 kPa
119760 | R7015R-B1+LR24A | R7015R-B1+LR24A | 26 | R7015R-B1 | + | LR24A | Standard actuator | 1 | Scenario 1 |  | PPK¦SelectPro¦VDI3805¦Internet_EU | PPK SelectPro VDI3805 Internet_EU | PPK SelectPro OEM VDI3805 Internet_EU | R7015R-B1+LR24A |  | 600 kPa | 100 kPa
119761 | R7015R-B1/LR24A | R7015R-B1/LR24A | 26 | R7015R-B1 | / | LR24A | Standard actuator | 1 | Scenario 1 |  | PPK¦SelectPro¦VDI3805¦Internet_EU | PPK SelectPro VDI3805 Internet_EU | PPK SelectPro OEM VDI3805 Internet_EU | R7015R-B1/LR24A |  | 600 kPa | 100 kPa
119762 | R7015R1P6-B1+LR24A | R7015R1P6-B1+LR24A | 26 | R7015R1P6-B1 | + | LR24A | Standard actuator | 1 | Scenario 2 |  | PPK¦SelectPro¦VDI3805¦Internet_EU | PPK SelectPro VDI3805 Internet_EU | PPK SelectPro OEM VDI3805 Internet_EU | R7015R1P6-B1+LR24A |  | 600 kPa | 100 kPa
119763 | R7015R1P6-B1/LR24A | R7015R1P6-B1/LR24A | 26 | R7015R1P6-B1 | / | LR24A | Standard actuator | 1 | Scenario 2 |  | PPK¦SelectPro¦VDI3805¦Internet_EU | PPK SelectPro VDI3805 Internet_EU | PPK SelectPro OEM VDI3805 Internet_EU | R7015R1P6-B1/LR24A |  | 600 kPa | 100 kPa
119764 | R7015R4-B1+LR24A | R7015R4-B1+LR24A | 26 | R7015R4-B1 | + | LR24A | Standard actuator | 1 | Scenario 2 |  | PPK¦SelectPro¦VDI3805¦Internet_EU | PPK SelectPro VDI3805 Internet_EU | PPK SelectPro OEM VDI3805 Internet_EU | R7015R4-B1+LR24A |  | 600 kPa | 100 kPa
119765 | R7015R4-B1/LR24A | R7015R4-B1/LR24A | 26 | R7015R4-B1 | / | LR24A | Standard actuator | 1 | Scenario 2 |  | PPK¦SelectPro¦VDI3805¦Internet_EU | PPK SelectPro VDI3805 Internet_EU | PPK SelectPro OEM VDI3805 Internet_EU | R7015R4-B1/LR24A |  | 600 kPa | 100 kPa
119766 | R7015RP63-B1+LR24A | R7015RP63-B1+LR24A | 26 | R7015RP63-B1 | + | LR24A | Standard actuator | 1 | Scenario 2 |  | PPK¦SelectPro¦VDI3805¦Internet_EU | PPK SelectPro VDI3805 Internet_EU | PPK SelectPro OEM VDI3805 Internet_EU | R7015RP63-B1+LR24A |  | 600 kPa | 100 kPa
119767 | R7015RP63-B1/LR24A | R7015RP63-B1/LR24A | 26 | R7015RP63-B1 | / | LR24A | Standard actuator | 1 | Scenario 2 |  | PPK¦SelectPro¦VDI3805¦Internet_EU | PPK SelectPro VDI3805 Internet_EU | PPK SelectPro OEM VDI3805 Internet_EU | R7015RP63-B1/LR24A |  | 600 kPa | 100 kPa
119768 | R7020R-B1+LR24A | R7020R-B1+LR24A | 26 | R7020R-B1 | + | LR24A | Standard actuator | 1 | Scenario 1 |  | PPK¦SelectPro¦VDI3805¦Internet_EU | PPK SelectPro VDI3805 Internet_EU | PPK SelectPro OEM VDI3805 Internet_EU | R7020R-B1+LR24A |  | 600 kPa | 100 kPa
119769 | R7020R-B1/LR24A | R7020R-B1/LR24A | 26 | R7020R-B1 | / | LR24A | Standard actuator | 1 | Scenario 1 |  | PPK¦SelectPro¦VDI3805¦Internet_EU | PPK SelectPro VDI3805 Internet_EU | PPK SelectPro OEM VDI3805 Internet_EU | R7020R-B1/LR24A |  | 600 kPa | 100 kPa
119770 | R7020R6P3-B1+LR24A | R7020R6P3-B1+LR24A | 26 | R7020R6P3-B1 | + | LR24A | Standard actuator | 1 | Scenario 2 |  | PPK¦SelectPro¦VDI3805¦Internet_EU | PPK SelectPro VDI3805 Internet_EU | PPK SelectPro OEM VDI3805 Internet_EU | R7020R6P3-B1+LR24A |  | 600 kPa | 100 kPa
119771 | R7020R6P3-B1/LR24A | R7020R6P3-B1/LR24A | 26 | R7020R6P3-B1 | / | LR24A | Standard actuator | 1 | Scenario 2 |  | PPK¦SelectPro¦VDI3805¦Internet_EU | PPK SelectPro VDI3805 Internet_EU | PPK SelectPro OEM VDI3805 Internet_EU | R7020R6P3-B1/LR24A |  | 600 kPa | 100 kPa
119772 | R7025R-B2+LR24A | R7025R-B2+LR24A | 26 | R7025R-B2 | + | LR24A | Standard actuator | 1 | Scenario 1 |  | PPK¦SelectPro¦VDI3805¦Internet_EU | PPK SelectPro VDI3805 Internet_EU | PPK SelectPro OEM VDI3805 Internet_EU | R7025R-B2+LR24A |  | 600 kPa | 100 kPa
119773 | R7025R-B2/LR24A | R7025R-B2/LR24A | 26 | R7025R-B2 | / | LR24A | Standard actuator | 1 | Scenario 1 |  | PPK¦SelectPro¦VDI3805¦Internet_EU | PPK SelectPro VDI3805 Internet_EU | PPK SelectPro OEM VDI3805 Internet_EU | R7025R-B2/LR24A |  | 600 kPa | 100 kPa
119774 | R7025R10-B2+LR24A | R7025R10-B2+LR24A | 26 | R7025R10-B2 | + | LR24A | Standard actuator | 1 | Scenario 2 |  | PPK¦SelectPro¦VDI3805¦Internet_EU | PPK SelectPro VDI3805 Internet_EU | PPK SelectPro OEM VDI3805 Internet_EU | R7025R10-B2+LR24A |  | 600 kPa | 100 kPa
119775 | R7025R10-B2/LR24A | R7025R10-B2/LR24A | 26 | R7025R10-B2 | / | LR24A | Standard actuator | 1 | Scenario 2 |  | PPK¦SelectPro¦VDI3805¦Internet_EU | PPK SelectPro VDI3805 Internet_EU | PPK SelectPro OEM VDI3805 Internet_EU | R7025R10-B2/LR24A |  | 600 kPa | 100 kPa
119776 | R2015-1-S1+LR24A-S | R2015-1-S1+LR24A-S | 26 | R2015-1-S1 | + | LR24A-S | Standard actuator | 0 | Scenario 2 |  | PPK¦SelectPro¦VDI3805¦Internet_EU | PPK SelectPro VDI3805 Internet_EU | PPK SelectPro VDI3805 Internet_EU | R2015-1-S1+LR24A-S |  | 1400 kPa | 350 kPa
119777 | R2015-1-S1/LR24A-S | R2015-1-S1/LR24A-S | 26 | R2015-1-S1 | / | LR24A-S | Standard actuator | 0 | Scenario 2 |  | PPK¦SelectPro¦VDI3805¦Internet_EU | PPK SelectPro VDI3805 Internet_EU | PPK SelectPro VDI3805 Internet_EU | R2015-1-S1/LR24A-S |  | 1400 kPa | 350 kPa
119778 | R2015-1-S1+LR24A-SR | R2015-1-S1+LR24A-SR | 26 | R2015-1-S1 | + | LR24A-SR | Standard actuator | 1 | Scenario 2 |  | PPK¦SelectPro¦VDI3805¦Internet_EU | PPK SelectPro VDI3805 Internet_EU | PPK SelectPro VDI3805 Internet_EU | R2015-1-S1+LR24A-SR |  | 1400 kPa | 350 kPa
119779 | R2015-1-S1/LR24A-SR | R2015-1-S1/LR24A-SR | 26 | R2015-1-S1 | / | LR24A-SR | Standard actuator | 1 | Scenario 2 |  | PPK¦SelectPro¦VDI3805¦Internet_EU | PPK SelectPro VDI3805 Internet_EU | PPK SelectPro VDI3805 Internet_EU | R2015-1-S1/LR24A-SR |  | 1400 kPa | 350 kPa
119780 | R2015-1-S1+LRC24A-SR | R2015-1-S1+LRC24A-SR | 26 | R2015-1-S1 | + | LRC24A-SR | Fast runner | 1 | Scenario 2 |  | PPK¦SelectPro¦VDI3805¦Internet_EU | PPK SelectPro VDI3805 Internet_EU | PPK SelectPro VDI3805 Internet_EU | R2015-1-S1+LRC24A-SR |  | 1400 kPa | 350 kPa
119781 | R2015-1-S1/LRC24A-SR | R2015-1-S1/LRC24A-SR | 26 | R2015-1-S1 | / | LRC24A-SR | Fast runner | 1 | Scenario 2 |  | PPK¦SelectPro¦VDI3805¦Internet_EU | PPK SelectPro VDI3805 Internet_EU | PPK SelectPro VDI3805 Internet_EU | R2015-1-S1/LRC24A-SR |  | 1400 kPa | 350 kPa
119782 | R2015-1P6-S1+LR24A-S | R2015-1P6-S1+LR24A-S | 26 | R2015-1P6-S1 | + | LR24A-S | Standard actuator | 0 | Scenario 2 |  | PPK¦SelectPro¦VDI3805¦Internet_EU | PPK SelectPro VDI3805 Internet_EU | PPK SelectPro VDI3805 Internet_EU | R2015-1P6-S1+LR24A-S |  | 1400 kPa | 350 kPa
119783 | R2015-1P6-S1/LR24A-S | R2015-1P6-S1/LR24A-S | 26 | R2015-1P6-S1 | / | LR24A-S | Standard actuator | 0 | Scenario 2 |  | PPK¦SelectPro¦VDI3805¦Internet_EU | PPK SelectPro VDI3805 Internet_EU | PPK SelectPro VDI3805 Internet_EU | R2015-1P6-S1/LR24A-S |  | 1400 kPa | 350 kPa
119784 | R2015-1P6-S1+LR24A-SR | R2015-1P6-S1+LR24A-SR | 26 | R2015-1P6-S1 | + | LR24A-SR | Standard actuator | 1 | Scenario 2 |  | PPK¦SelectPro¦VDI3805¦Internet_EU | PPK SelectPro VDI3805 Internet_EU | PPK SelectPro VDI3805 Internet_EU | R2015-1P6-S1+LR24A-SR |  | 1400 kPa | 350 kPa
119785 | R2015-1P6-S1/LR24A-SR | R2015-1P6-S1/LR24A-SR | 26 | R2015-1P6-S1 | / | LR24A-SR | Standard actuator | 1 | Scenario 2 |  | PPK¦SelectPro¦VDI3805¦Internet_EU | PPK SelectPro VDI3805 Internet_EU | PPK SelectPro VDI3805 Internet_EU | R2015-1P6-S1/LR24A-SR |  | 1400 kPa | 350 kPa
119786 | R2015-1P6-S1+LRC24A-SR | R2015-1P6-S1+LRC24A-SR | 26 | R2015-1P6-S1 | + | LRC24A-SR | Fast runner | 1 | Scenario 2 |  | PPK¦SelectPro¦VDI3805¦Internet_EU | PPK SelectPro VDI3805 Internet_EU | PPK SelectPro VDI3805 Internet_EU | R2015-1P6-S1+LRC24A-SR |  | 1400 kPa | 350 kPa
119787 | R2015-1P6-S1/LRC24A-SR | R2015-1P6-S1/LRC24A-SR | 26 | R2015-1P6-S1 | / | LRC24A-SR | Fast runner | 1 | Scenario 2 |  | PPK¦SelectPro¦VDI3805¦Internet_EU | PPK SelectPro VDI3805 Internet_EU | PPK SelectPro VDI3805 Internet_EU | R2015-1P6-S1/LRC24A-SR |  | 1400 kPa | 350 kPa
119788 | R2015-2P5-S1+LR24A-S | R2015-2P5-S1+LR24A-S | 26 | R2015-2P5-S1 | + | LR24A-S | Standard actuator | 0 | Scenario 2 |  | PPK¦SelectPro¦VDI3805¦Internet_EU | PPK SelectPro VDI3805 Internet_EU | PPK SelectPro VDI3805 Internet_EU | R2015-2P5-S1+LR24A-S |  | 1400 kPa | 350 kPa
119789 | R2015-2P5-S1/LR24A-S | R2015-2P5-S1/LR24A-S | 26 | R2015-2P5-S1 | / | LR24A-S | Standard actuator | 0 | Scenario 2 |  | PPK¦SelectPro¦VDI3805¦Internet_EU | PPK SelectPro VDI3805 Internet_EU | PPK SelectPro VDI3805 Internet_EU | R2015-2P5-S1/LR24A-S |  | 1400 kPa | 350 kPa
119790 | R2015-2P5-S1+LR24A-SR | R2015-2P5-S1+LR24A-SR | 26 | R2015-2P5-S1 | + | LR24A-SR | Standard actuator | 1 | Scenario 2 |  | PPK¦SelectPro¦VDI3805¦Internet_EU | PPK SelectPro VDI3805 Internet_EU | PPK SelectPro VDI3805 Internet_EU | R2015-2P5-S1+LR24A-SR |  | 1400 kPa | 350 kPa
119791 | R2015-2P5-S1/LR24A-SR | R2015-2P5-S1/LR24A-SR | 26 | R2015-2P5-S1 | / | LR24A-SR | Standard actuator | 1 | Scenario 2 |  | PPK¦SelectPro¦VDI3805¦Internet_EU | PPK SelectPro VDI3805 Internet_EU | PPK SelectPro VDI3805 Internet_EU | R2015-2P5-S1/LR24A-SR |  | 1400 kPa | 350 kPa
119792 | R2015-2P5-S1+LRC24A-SR | R2015-2P5-S1+LRC24A-SR | 26 | R2015-2P5-S1 | + | LRC24A-SR | Fast runner | 1 | Scenario 2 |  | PPK¦SelectPro¦VDI3805¦Internet_EU | PPK SelectPro VDI3805 Internet_EU | PPK SelectPro VDI3805 Internet_EU | R2015-2P5-S1+LRC24A-SR |  | 1400 kPa | 350 kPa
119793 | R2015-2P5-S1/LRC24A-SR | R2015-2P5-S1/LRC24A-SR | 26 | R2015-2P5-S1 | / | LRC24A-SR | Fast runner | 1 | Scenario 2 |  | PPK¦SelectPro¦VDI3805¦Internet_EU | PPK SelectPro VDI3805 Internet_EU | PPK SelectPro VDI3805 Internet_EU | R2015-2P5-S1/LRC24A-SR |  | 1400 kPa | 350 kPa
119794 | R2015-4-S1+LR24A-S | R2015-4-S1+LR24A-S | 26 | R2015-4-S1 | + | LR24A-S | Standard actuator | 0 | Scenario 2 |  | PPK¦SelectPro¦VDI3805¦Internet_EU | PPK SelectPro VDI3805 Internet_EU | PPK SelectPro VDI3805 Internet_EU | R2015-4-S1+LR24A-S |  | 1400 kPa | 350 kPa
119795 | R2015-4-S1/LR24A-S | R2015-4-S1/LR24A-S | 26 | R2015-4-S1 | / | LR24A-S | Standard actuator | 0 | Scenario 2 |  | PPK¦SelectPro¦VDI3805¦Internet_EU | PPK SelectPro VDI3805 Internet_EU | PPK SelectPro VDI3805 Internet_EU | R2015-4-S1/LR24A-S |  | 1400 kPa | 350 kPa
119796 | R2015-4-S1+LR24A-SR | R2015-4-S1+LR24A-SR | 26 | R2015-4-S1 | + | LR24A-SR | Standard actuator | 1 | Scenario 2 |  | PPK¦SelectPro¦VDI3805¦Internet_EU | PPK SelectPro VDI3805 Internet_EU | PPK SelectPro VDI3805 Internet_EU | R2015-4-S1+LR24A-SR |  | 1400 kPa | 350 kPa
119797 | R2015-4-S1/LR24A-SR | R2015-4-S1/LR24A-SR | 26 | R2015-4-S1 | / | LR24A-SR | Standard actuator | 1 | Scenario 2 |  | PPK¦SelectPro¦VDI3805¦Internet_EU | PPK SelectPro VDI3805 Internet_EU | PPK SelectPro VDI3805 Internet_EU | R2015-4-S1/LR24A-SR |  | 1400 kPa | 350 kPa
119798 | R2015-4-S1+LRC24A-SR | R2015-4-S1+LRC24A-SR | 26 | R2015-4-S1 | + | LRC24A-SR | Fast runner | 1 | Scenario 2 |  | PPK¦SelectPro¦VDI3805¦Internet_EU | PPK SelectPro VDI3805 Internet_EU | PPK SelectPro VDI3805 Internet_EU | R2015-4-S1+LRC24A-SR |  | 1400 kPa | 350 kPa
119799 | R2015-4-S1/LRC24A-SR | R2015-4-S1/LRC24A-SR | 26 | R2015-4-S1 | / | LRC24A-SR | Fast runner | 1 | Scenario 2 |  | PPK¦SelectPro¦VDI3805¦Internet_EU | PPK SelectPro VDI3805 Internet_EU | PPK SelectPro VDI3805 Internet_EU | R2015-4-S1/LRC24A-SR |  | 1400 kPa | 350 kPa
119820 | R3032-BL3+NR230A | R3032-BL3+NR230A | 26 | R3032-BL3 | + | NR230A | Standard actuator | 1 | Scenario 1 |  | PPK¦SelectPro¦VDI3805¦Internet_EU | PPK SelectPro VDI3805 Internet_EU | PPK SelectPro OEM VDI3805 Internet_EU | R3032-BL3+NR230A |  | 500 kPa | 350 kPa
119821 | R3032-BL3/NR230A | R3032-BL3/NR230A | 26 | R3032-BL3 | / | NR230A | Standard actuator | 1 | Scenario 1 |  | PPK¦SelectPro¦VDI3805¦Internet_EU | PPK SelectPro VDI3805 Internet_EU | PPK SelectPro OEM VDI3805 Internet_EU | R3032-BL3/NR230A |  | 500 kPa | 350 kPa
119822 | R3032-BL3+NR230A-S | R3032-BL3+NR230A-S | 26 | R3032-BL3 | + | NR230A-S | Standard actuator | 0 | Scenario 1 |  | PPK¦SelectPro¦VDI3805¦Internet_EU | PPK SelectPro VDI3805 Internet_EU | PPK SelectPro VDI3805 Internet_EU | R3032-BL3+NR230A-S |  | 500 kPa | 350 kPa
119823 | R3032-BL3/NR230A-S | R3032-BL3/NR230A-S | 26 | R3032-BL3 | / | NR230A-S | Standard actuator | 0 | Scenario 1 |  | PPK¦SelectPro¦VDI3805¦Internet_EU | PPK SelectPro VDI3805 Internet_EU | PPK SelectPro VDI3805 Internet_EU | R3032-BL3/NR230A-S |  | 500 kPa | 350 kPa
119824 | R3032-BL3+NR24A | R3032-BL3+NR24A | 26 | R3032-BL3 | + | NR24A | Standard actuator | 1 | Scenario 1 |  | PPK¦SelectPro¦VDI3805¦Internet_EU | PPK SelectPro VDI3805 Internet_EU | PPK SelectPro OEM VDI3805 Internet_EU | R3032-BL3+NR24A |  | 500 kPa | 350 kPa
119825 | R3032-BL3/NR24A | R3032-BL3/NR24A | 26 | R3032-BL3 | / | NR24A | Standard actuator | 1 | Scenario 1 |  | PPK¦SelectPro¦VDI3805¦Internet_EU | PPK SelectPro VDI3805 Internet_EU | PPK SelectPro OEM VDI3805 Internet_EU | R3032-BL3/NR24A |  | 500 kPa | 350 kPa
119826 | R3032-BL3+NR24A-S | R3032-BL3+NR24A-S | 26 | R3032-BL3 | + | NR24A-S | Standard actuator | 0 | Scenario 1 |  | PPK¦SelectPro¦VDI3805¦Internet_EU | PPK SelectPro VDI3805 Internet_EU | PPK SelectPro VDI3805 Internet_EU | R3032-BL3+NR24A-S |  | 500 kPa | 350 kPa
119827 | R3032-BL3/NR24A-S | R3032-BL3/NR24A-S | 26 | R3032-BL3 | / | NR24A-S | Standard actuator | 0 | Scenario 1 |  | PPK¦SelectPro¦VDI3805¦Internet_EU | PPK SelectPro VDI3805 Internet_EU | PPK SelectPro VDI3805 Internet_EU | R3032-BL3/NR24A-S |  | 500 kPa | 350 kPa
119828 | R3032-S3+NR230A | R3032-S3+NR230A | 26 | R3032-S3 | + | NR230A | Standard actuator | 1 | Scenario 1 |  | PPK¦SelectPro¦VDI3805¦Internet_EU | PPK SelectPro VDI3805 Internet_EU | PPK SelectPro OEM VDI3805 Internet_EU | R3032-S3+NR230A |  | 1400 kPa | 1000 kPa
119829 | R3032-S3/NR230A | R3032-S3/NR230A | 26 | R3032-S3 | / | NR230A | Standard actuator | 1 | Scenario 1 |  | PPK¦SelectPro¦VDI3805¦Internet_EU | PPK SelectPro VDI3805 Internet_EU | PPK SelectPro OEM VDI3805 Internet_EU | R3032-S3/NR230A |  | 1400 kPa | 1000 kPa
119830 | R3032-S3+NR230A-S | R3032-S3+NR230A-S | 26 | R3032-S3 | + | NR230A-S | Standard actuator | 0 | Scenario 1 |  | PPK¦SelectPro¦VDI3805¦Internet_EU | PPK SelectPro VDI3805 Internet_EU | PPK SelectPro VDI3805 Internet_EU | R3032-S3+NR230A-S |  | 1400 kPa | 1000 kPa
119831 | R3032-S3/NR230A-S | R3032-S3/NR230A-S | 26 | R3032-S3 | / | NR230A-S | Standard actuator | 0 | Scenario 1 |  | PPK¦SelectPro¦VDI3805¦Internet_EU | PPK SelectPro VDI3805 Internet_EU | PPK SelectPro VDI3805 Internet_EU | R3032-S3/NR230A-S |  | 1400 kPa | 1000 kPa
119832 | R3032-S3+NR24A | R3032-S3+NR24A | 26 | R3032-S3 | + | NR24A | Standard actuator | 1 | Scenario 1 |  | PPK¦SelectPro¦VDI3805¦Internet_EU | PPK SelectPro VDI3805 Internet_EU | PPK SelectPro OEM VDI3805 Internet_EU | R3032-S3+NR24A |  | 1400 kPa | 1000 kPa
119833 | R3032-S3/NR24A | R3032-S3/NR24A | 26 | R3032-S3 | / | NR24A | Standard actuator | 1 | Scenario 1 |  | PPK¦SelectPro¦VDI3805¦Internet_EU | PPK SelectPro VDI3805 Internet_EU | PPK SelectPro OEM VDI3805 Internet_EU | R3032-S3/NR24A |  | 1400 kPa | 1000 kPa
119834 | R3032-S3+NR24A-S | R3032-S3+NR24A-S | 26 | R3032-S3 | + | NR24A-S | Standard actuator | 0 | Scenario 1 |  | PPK¦SelectPro¦VDI3805¦Internet_EU | PPK SelectPro VDI3805 Internet_EU | PPK SelectPro VDI3805 Internet_EU | R3032-S3+NR24A-S |  | 1400 kPa | 1000 kPa
119835 | R3032-S3/NR24A-S | R3032-S3/NR24A-S | 26 | R3032-S3 | / | NR24A-S | Standard actuator | 0 | Scenario 1 |  | PPK¦SelectPro¦VDI3805¦Internet_EU | PPK SelectPro VDI3805 Internet_EU | PPK SelectPro VDI3805 Internet_EU | R3032-S3/NR24A-S |  | 1400 kPa | 1000 kPa
119836 | R3040-16-S3+NR230A | R3040-16-S3+NR230A | 26 | R3040-16-S3 | + | NR230A | Standard actuator | 1 | Scenario 2 |  | PPK¦SelectPro¦VDI3805¦Internet_EU | PPK SelectPro VDI3805 Internet_EU | PPK SelectPro OEM VDI3805 Internet_EU | R3040-16-S3+NR230A |  | 1400 kPa | 350 kPa
119837 | R3040-16-S3/NR230A | R3040-16-S3/NR230A | 26 | R3040-16-S3 | / | NR230A | Standard actuator | 1 | Scenario 2 |  | PPK¦SelectPro¦VDI3805¦Internet_EU | PPK SelectPro VDI3805 Internet_EU | PPK SelectPro OEM VDI3805 Internet_EU | R3040-16-S3/NR230A |  | 1400 kPa | 350 kPa
119838 | R3040-16-S3+NR230A-S | R3040-16-S3+NR230A-S | 26 | R3040-16-S3 | + | NR230A-S | Standard actuator | 0 | Scenario 2 |  | PPK¦SelectPro¦VDI3805¦Internet_EU | PPK SelectPro VDI3805 Internet_EU | PPK SelectPro VDI3805 Internet_EU | R3040-16-S3+NR230A-S |  | 1400 kPa | 350 kPa
119839 | R3040-16-S3/NR230A-S | R3040-16-S3/NR230A-S | 26 | R3040-16-S3 | / | NR230A-S | Standard actuator | 0 | Scenario 2 |  | PPK¦SelectPro¦VDI3805¦Internet_EU | PPK SelectPro VDI3805 Internet_EU | PPK SelectPro VDI3805 Internet_EU | R3040-16-S3/NR230A-S |  | 1400 kPa | 350 kPa
119840 | R3040-16-S3+NR24A | R3040-16-S3+NR24A | 26 | R3040-16-S3 | + | NR24A | Standard actuator | 1 | Scenario 2 |  | PPK¦SelectPro¦VDI3805¦Internet_EU | PPK SelectPro VDI3805 Internet_EU | PPK SelectPro OEM VDI3805 Internet_EU | R3040-16-S3+NR24A |  | 1400 kPa | 350 kPa
119841 | R3040-16-S3/NR24A | R3040-16-S3/NR24A | 26 | R3040-16-S3 | / | NR24A | Standard actuator | 1 | Scenario 2 |  | PPK¦SelectPro¦VDI3805¦Internet_EU | PPK SelectPro VDI3805 Internet_EU | PPK SelectPro OEM VDI3805 Internet_EU | R3040-16-S3/NR24A |  | 1400 kPa | 350 kPa
119844 | R3040-16-S3+NR24A-MP | R3040-16-S3+NR24A-MP | 26 | R3040-16-S3 | + | NR24A-MP | Communicative actuator | 0 | Scenario 2 |  | PPK¦SelectPro¦VDI3805¦Internet_EU | PPK SelectPro VDI3805 Internet_EU | PPK SelectPro VDI3805 Internet_EU | R3040-16-S3+NR24A-MP |  | 1400 kPa | 350 kPa
119845 | R3040-16-S3/NR24A-MP | R3040-16-S3/NR24A-MP | 26 | R3040-16-S3 | / | NR24A-MP | Communicative actuator | 0 | Scenario 2 |  | PPK¦SelectPro¦VDI3805¦Internet_EU | PPK SelectPro VDI3805 Internet_EU | PPK SelectPro VDI3805 Internet_EU | R3040-16-S3/NR24A-MP |  | 1400 kPa | 350 kPa
119846 | R3040-16-S3+NR24A-S | R3040-16-S3+NR24A-S | 26 | R3040-16-S3 | + | NR24A-S | Standard actuator | 0 | Scenario 2 |  | PPK¦SelectPro¦VDI3805¦Internet_EU | PPK SelectPro VDI3805 Internet_EU | PPK SelectPro VDI3805 Internet_EU | R3040-16-S3+NR24A-S |  | 1400 kPa | 350 kPa
119847 | R3040-16-S3/NR24A-S | R3040-16-S3/NR24A-S | 26 | R3040-16-S3 | / | NR24A-S | Standard actuator | 0 | Scenario 2 |  | PPK¦SelectPro¦VDI3805¦Internet_EU | PPK SelectPro VDI3805 Internet_EU | PPK SelectPro VDI3805 Internet_EU | R3040-16-S3/NR24A-S |  | 1400 kPa | 350 kPa
119848 | R3040-16-S3+NR24A-SR | R3040-16-S3+NR24A-SR | 26 | R3040-16-S3 | + | NR24A-SR | Standard actuator | 1 | Scenario 2 |  | PPK¦SelectPro¦VDI3805¦Internet_EU | PPK SelectPro VDI3805 Internet_EU | PPK SelectPro VDI3805 Internet_EU | R3040-16-S3+NR24A-SR |  | 1400 kPa | 350 kPa
119849 | R3040-16-S3/NR24A-SR | R3040-16-S3/NR24A-SR | 26 | R3040-16-S3 | / | NR24A-SR | Standard actuator | 1 | Scenario 2 |  | PPK¦SelectPro¦VDI3805¦Internet_EU | PPK SelectPro VDI3805 Internet_EU | PPK SelectPro VDI3805 Internet_EU | R3040-16-S3/NR24A-SR |  | 1400 kPa | 350 kPa
119852 | R3040-16-S3+NRC24A-SR | R3040-16-S3+NRC24A-SR | 26 | R3040-16-S3 | + | NRC24A-SR | Fast runner | 1 | Scenario 2 |  | PPK¦SelectPro¦VDI3805¦Internet_EU | PPK SelectPro VDI3805 Internet_EU | PPK SelectPro VDI3805 Internet_EU | R3040-16-S3+NRC24A-SR |  | 1400 kPa | 350 kPa
119853 | R3040-16-S3/NRC24A-SR | R3040-16-S3/NRC24A-SR | 26 | R3040-16-S3 | / | NRC24A-SR | Fast runner | 1 | Scenario 2 |  | PPK¦SelectPro¦VDI3805¦Internet_EU | PPK SelectPro VDI3805 Internet_EU | PPK SelectPro VDI3805 Internet_EU | R3040-16-S3/NRC24A-SR |  | 1400 kPa | 350 kPa
119854 | R3040-BL3+NR230A | R3040-BL3+NR230A | 26 | R3040-BL3 | + | NR230A | Standard actuator | 1 | Scenario 1 |  | PPK¦SelectPro¦VDI3805¦Internet_EU | PPK SelectPro VDI3805 Internet_EU | PPK SelectPro OEM VDI3805 Internet_EU | R3040-BL3+NR230A |  | 500 kPa | 350 kPa
119855 | R3040-BL3/NR230A | R3040-BL3/NR230A | 26 | R3040-BL3 | / | NR230A | Standard actuator | 1 | Scenario 1 |  | PPK¦SelectPro¦VDI3805¦Internet_EU | PPK SelectPro VDI3805 Internet_EU | PPK SelectPro OEM VDI3805 Internet_EU | R3040-BL3/NR230A |  | 500 kPa | 350 kPa
119856 | R3040-BL3+NR230A-S | R3040-BL3+NR230A-S | 26 | R3040-BL3 | + | NR230A-S | Standard actuator | 0 | Scenario 1 |  | PPK¦SelectPro¦VDI3805¦Internet_EU | PPK SelectPro VDI3805 Internet_EU | PPK SelectPro VDI3805 Internet_EU | R3040-BL3+NR230A-S |  | 500 kPa | 350 kPa
119857 | R3040-BL3/NR230A-S | R3040-BL3/NR230A-S | 26 | R3040-BL3 | / | NR230A-S | Standard actuator | 0 | Scenario 1 |  | PPK¦SelectPro¦VDI3805¦Internet_EU | PPK SelectPro VDI3805 Internet_EU | PPK SelectPro VDI3805 Internet_EU | R3040-BL3/NR230A-S |  | 500 kPa | 350 kPa
119858 | R3040-BL3+NR24A | R3040-BL3+NR24A | 26 | R3040-BL3 | + | NR24A | Standard actuator | 1 | Scenario 1 |  | PPK¦SelectPro¦VDI3805¦Internet_EU | PPK SelectPro VDI3805 Internet_EU | PPK SelectPro OEM VDI3805 Internet_EU | R3040-BL3+NR24A |  | 500 kPa | 350 kPa
119859 | R3040-BL3/NR24A | R3040-BL3/NR24A | 26 | R3040-BL3 | / | NR24A | Standard actuator | 1 | Scenario 1 |  | PPK¦SelectPro¦VDI3805¦Internet_EU | PPK SelectPro VDI3805 Internet_EU | PPK SelectPro OEM VDI3805 Internet_EU | R3040-BL3/NR24A |  | 500 kPa | 350 kPa
119860 | R3040-BL3+NR24A-S | R3040-BL3+NR24A-S | 26 | R3040-BL3 | + | NR24A-S | Standard actuator | 0 | Scenario 1 |  | PPK¦SelectPro¦VDI3805¦Internet_EU | PPK SelectPro VDI3805 Internet_EU | PPK SelectPro VDI3805 Internet_EU | R3040-BL3+NR24A-S |  | 500 kPa | 350 kPa
119861 | R3040-BL3/NR24A-S | R3040-BL3/NR24A-S | 26 | R3040-BL3 | / | NR24A-S | Standard actuator | 0 | Scenario 1 |  | PPK¦SelectPro¦VDI3805¦Internet_EU | PPK SelectPro VDI3805 Internet_EU | PPK SelectPro VDI3805 Internet_EU | R3040-BL3/NR24A-S |  | 500 kPa | 350 kPa
119862 | R3040-S3+NR230A | R3040-S3+NR230A | 26 | R3040-S3 | + | NR230A | Standard actuator | 1 | Scenario 1 |  | PPK¦SelectPro¦VDI3805¦Internet_EU | PPK SelectPro VDI3805 Internet_EU | PPK SelectPro OEM VDI3805 Internet_EU | R3040-S3+NR230A |  | 1400 kPa | 1000 kPa
119863 | R3040-S3/NR230A | R3040-S3/NR230A | 26 | R3040-S3 | / | NR230A | Standard actuator | 1 | Scenario 1 |  | PPK¦SelectPro¦VDI3805¦Internet_EU | PPK SelectPro VDI3805 Internet_EU | PPK SelectPro OEM VDI3805 Internet_EU | R3040-S3/NR230A |  | 1400 kPa | 1000 kPa
119864 | R3040-S3+NR230A-S | R3040-S3+NR230A-S | 26 | R3040-S3 | + | NR230A-S | Standard actuator | 0 | Scenario 1 |  | PPK¦SelectPro¦VDI3805¦Internet_EU | PPK SelectPro VDI3805 Internet_EU | PPK SelectPro VDI3805 Internet_EU | R3040-S3+NR230A-S |  | 1400 kPa | 1000 kPa
119865 | R3040-S3/NR230A-S | R3040-S3/NR230A-S | 26 | R3040-S3 | / | NR230A-S | Standard actuator | 0 | Scenario 1 |  | PPK¦SelectPro¦VDI3805¦Internet_EU | PPK SelectPro VDI3805 Internet_EU | PPK SelectPro VDI3805 Internet_EU | R3040-S3/NR230A-S |  | 1400 kPa | 1000 kPa
119866 | R3040-S3+NR24A | R3040-S3+NR24A | 26 | R3040-S3 | + | NR24A | Standard actuator | 1 | Scenario 1 |  | PPK¦SelectPro¦VDI3805¦Internet_EU | PPK SelectPro VDI3805 Internet_EU | PPK SelectPro OEM VDI3805 Internet_EU | R3040-S3+NR24A |  | 1400 kPa | 1000 kPa
119867 | R3040-S3/NR24A | R3040-S3/NR24A | 26 | R3040-S3 | / | NR24A | Standard actuator | 1 | Scenario 1 |  | PPK¦SelectPro¦VDI3805¦Internet_EU | PPK SelectPro VDI3805 Internet_EU | PPK SelectPro OEM VDI3805 Internet_EU | R3040-S3/NR24A |  | 1400 kPa | 1000 kPa
119868 | R3040-S3+NR24A-S | R3040-S3+NR24A-S | 26 | R3040-S3 | + | NR24A-S | Standard actuator | 0 | Scenario 1 |  | PPK¦SelectPro¦VDI3805¦Internet_EU | PPK SelectPro VDI3805 Internet_EU | PPK SelectPro VDI3805 Internet_EU | R3040-S3+NR24A-S |  | 1400 kPa | 1000 kPa
119869 | R3040-S3/NR24A-S | R3040-S3/NR24A-S | 26 | R3040-S3 | / | NR24A-S | Standard actuator | 0 | Scenario 1 |  | PPK¦SelectPro¦VDI3805¦Internet_EU | PPK SelectPro VDI3805 Internet_EU | PPK SelectPro VDI3805 Internet_EU | R3040-S3/NR24A-S |  | 1400 kPa | 1000 kPa
119870 | R3050-BL3+NR230A | R3050-BL3+NR230A | 26 | R3050-BL3 | + | NR230A | Standard actuator | 1 | Scenario 1 |  | PPK¦SelectPro¦VDI3805¦Internet_EU | PPK SelectPro VDI3805 Internet_EU | PPK SelectPro OEM VDI3805 Internet_EU | R3050-BL3+NR230A |  | 500 kPa | 350 kPa
119871 | R3050-BL3/NR230A | R3050-BL3/NR230A | 26 | R3050-BL3 | / | NR230A | Standard actuator | 1 | Scenario 1 |  | PPK¦SelectPro¦VDI3805¦Internet_EU | PPK SelectPro VDI3805 Internet_EU | PPK SelectPro OEM VDI3805 Internet_EU | R3050-BL3/NR230A |  | 500 kPa | 350 kPa
119872 | R3050-BL3+NR230A-S | R3050-BL3+NR230A-S | 26 | R3050-BL3 | + | NR230A-S | Standard actuator | 0 | Scenario 1 |  | PPK¦SelectPro¦VDI3805¦Internet_EU | PPK SelectPro VDI3805 Internet_EU | PPK SelectPro VDI3805 Internet_EU | R3050-BL3+NR230A-S |  | 500 kPa | 350 kPa
119873 | R3050-BL3/NR230A-S | R3050-BL3/NR230A-S | 26 | R3050-BL3 | / | NR230A-S | Standard actuator | 0 | Scenario 1 |  | PPK¦SelectPro¦VDI3805¦Internet_EU | PPK SelectPro VDI3805 Internet_EU | PPK SelectPro VDI3805 Internet_EU | R3050-BL3/NR230A-S |  | 500 kPa | 350 kPa
119874 | R3050-BL3+NR24A | R3050-BL3+NR24A | 26 | R3050-BL3 | + | NR24A | Standard actuator | 1 | Scenario 1 |  | PPK¦SelectPro¦VDI3805¦Internet_EU | PPK SelectPro VDI3805 Internet_EU | PPK SelectPro OEM VDI3805 Internet_EU | R3050-BL3+NR24A |  | 500 kPa | 350 kPa
119875 | R3050-BL3/NR24A | R3050-BL3/NR24A | 26 | R3050-BL3 | / | NR24A | Standard actuator | 1 | Scenario 1 |  | PPK¦SelectPro¦VDI3805¦Internet_EU | PPK SelectPro VDI3805 Internet_EU | PPK SelectPro OEM VDI3805 Internet_EU | R3050-BL3/NR24A |  | 500 kPa | 350 kPa
119876 | R3050-BL3+NR24A-S | R3050-BL3+NR24A-S | 26 | R3050-BL3 | + | NR24A-S | Standard actuator | 0 | Scenario 1 |  | PPK¦SelectPro¦VDI3805¦Internet_EU | PPK SelectPro VDI3805 Internet_EU | PPK SelectPro VDI3805 Internet_EU | R3050-BL3+NR24A-S |  | 500 kPa | 350 kPa
119877 | R3050-BL3/NR24A-S | R3050-BL3/NR24A-S | 26 | R3050-BL3 | / | NR24A-S | Standard actuator | 0 | Scenario 1 |  | PPK¦SelectPro¦VDI3805¦Internet_EU | PPK SelectPro VDI3805 Internet_EU | PPK SelectPro VDI3805 Internet_EU | R3050-BL3/NR24A-S |  | 500 kPa | 350 kPa
119946 | R2015-P25-S1+LR24A-S | R2015-P25-S1+LR24A-S | 26 | R2015-P25-S1 | + | LR24A-S | Standard actuator | 0 | Scenario 2 |  | PPK¦SelectPro¦VDI3805¦Internet_EU | PPK SelectPro VDI3805 Internet_EU | PPK SelectPro VDI3805 Internet_EU | R2015-P25-S1+LR24A-S |  | 1400 kPa | 350 kPa
119947 | R2015-P25-S1/LR24A-S | R2015-P25-S1/LR24A-S | 26 | R2015-P25-S1 | / | LR24A-S | Standard actuator | 0 | Scenario 2 |  | PPK¦SelectPro¦VDI3805¦Internet_EU | PPK SelectPro VDI3805 Internet_EU | PPK SelectPro VDI3805 Internet_EU | R2015-P25-S1/LR24A-S |  | 1400 kPa | 350 kPa
119948 | R2015-P25-S1+LR24A-SR | R2015-P25-S1+LR24A-SR | 26 | R2015-P25-S1 | + | LR24A-SR | Standard actuator | 1 | Scenario 2 |  | PPK¦SelectPro¦VDI3805¦Internet_EU | PPK SelectPro VDI3805 Internet_EU | PPK SelectPro VDI3805 Internet_EU | R2015-P25-S1+LR24A-SR |  | 1400 kPa | 350 kPa
119949 | R2015-P25-S1/LR24A-SR | R2015-P25-S1/LR24A-SR | 26 | R2015-P25-S1 | / | LR24A-SR | Standard actuator | 1 | Scenario 2 |  | PPK¦SelectPro¦VDI3805¦Internet_EU | PPK SelectPro VDI3805 Internet_EU | PPK SelectPro VDI3805 Internet_EU | R2015-P25-S1/LR24A-SR |  | 1400 kPa | 350 kPa
119950 | R2015-P25-S1+LRC24A-SR | R2015-P25-S1+LRC24A-SR | 26 | R2015-P25-S1 | + | LRC24A-SR | Fast runner | 1 | Scenario 2 |  | PPK¦SelectPro¦VDI3805¦Internet_EU | PPK SelectPro VDI3805 Internet_EU | PPK SelectPro VDI3805 Internet_EU | R2015-P25-S1+LRC24A-SR |  | 1400 kPa | 350 kPa
119951 | R2015-P25-S1/LRC24A-SR | R2015-P25-S1/LRC24A-SR | 26 | R2015-P25-S1 | / | LRC24A-SR | Fast runner | 1 | Scenario 2 |  | PPK¦SelectPro¦VDI3805¦Internet_EU | PPK SelectPro VDI3805 Internet_EU | PPK SelectPro VDI3805 Internet_EU | R2015-P25-S1/LRC24A-SR |  | 1400 kPa | 350 kPa
119952 | R2015-P4-S1+LR24A-S | R2015-P4-S1+LR24A-S | 26 | R2015-P4-S1 | + | LR24A-S | Standard actuator | 0 | Scenario 2 |  | PPK¦SelectPro¦VDI3805¦Internet_EU | PPK SelectPro VDI3805 Internet_EU | PPK SelectPro VDI3805 Internet_EU | R2015-P4-S1+LR24A-S |  | 1400 kPa | 350 kPa
119953 | R2015-P4-S1/LR24A-S | R2015-P4-S1/LR24A-S | 26 | R2015-P4-S1 | / | LR24A-S | Standard actuator | 0 | Scenario 2 |  | PPK¦SelectPro¦VDI3805¦Internet_EU | PPK SelectPro VDI3805 Internet_EU | PPK SelectPro VDI3805 Internet_EU | R2015-P4-S1/LR24A-S |  | 1400 kPa | 350 kPa
119954 | R2015-P4-S1+LR24A-SR | R2015-P4-S1+LR24A-SR | 26 | R2015-P4-S1 | + | LR24A-SR | Standard actuator | 1 | Scenario 2 |  | PPK¦SelectPro¦VDI3805¦Internet_EU | PPK SelectPro VDI3805 Internet_EU | PPK SelectPro VDI3805 Internet_EU | R2015-P4-S1+LR24A-SR |  | 1400 kPa | 350 kPa
119955 | R2015-P4-S1/LR24A-SR | R2015-P4-S1/LR24A-SR | 26 | R2015-P4-S1 | / | LR24A-SR | Standard actuator | 1 | Scenario 2 |  | PPK¦SelectPro¦VDI3805¦Internet_EU | PPK SelectPro VDI3805 Internet_EU | PPK SelectPro VDI3805 Internet_EU | R2015-P4-S1/LR24A-SR |  | 1400 kPa | 350 kPa
119956 | R2015-P4-S1+LRC24A-SR | R2015-P4-S1+LRC24A-SR | 26 | R2015-P4-S1 | + | LRC24A-SR | Fast runner | 1 | Scenario 2 |  | PPK¦SelectPro¦VDI3805¦Internet_EU | PPK SelectPro VDI3805 Internet_EU | PPK SelectPro VDI3805 Internet_EU | R2015-P4-S1+LRC24A-SR |  | 1400 kPa | 350 kPa
119957 | R2015-P4-S1/LRC24A-SR | R2015-P4-S1/LRC24A-SR | 26 | R2015-P4-S1 | / | LRC24A-SR | Fast runner | 1 | Scenario 2 |  | PPK¦SelectPro¦VDI3805¦Internet_EU | PPK SelectPro VDI3805 Internet_EU | PPK SelectPro VDI3805 Internet_EU | R2015-P4-S1/LRC24A-SR |  | 1400 kPa | 350 kPa
119958 | R2015-P63-S1+LR24A-S | R2015-P63-S1+LR24A-S | 26 | R2015-P63-S1 | + | LR24A-S | Standard actuator | 0 | Scenario 2 |  | PPK¦SelectPro¦VDI3805¦Internet_EU | PPK SelectPro VDI3805 Internet_EU | PPK SelectPro VDI3805 Internet_EU | R2015-P63-S1+LR24A-S |  | 1400 kPa | 350 kPa
119959 | R2015-P63-S1/LR24A-S | R2015-P63-S1/LR24A-S | 26 | R2015-P63-S1 | / | LR24A-S | Standard actuator | 0 | Scenario 2 |  | PPK¦SelectPro¦VDI3805¦Internet_EU | PPK SelectPro VDI3805 Internet_EU | PPK SelectPro VDI3805 Internet_EU | R2015-P63-S1/LR24A-S |  | 1400 kPa | 350 kPa
119960 | R2015-P63-S1+LR24A-SR | R2015-P63-S1+LR24A-SR | 26 | R2015-P63-S1 | + | LR24A-SR | Standard actuator | 1 | Scenario 2 |  | PPK¦SelectPro¦VDI3805¦Internet_EU | PPK SelectPro VDI3805 Internet_EU | PPK SelectPro VDI3805 Internet_EU | R2015-P63-S1+LR24A-SR |  | 1400 kPa | 350 kPa
119961 | R2015-P63-S1/LR24A-SR | R2015-P63-S1/LR24A-SR | 26 | R2015-P63-S1 | / | LR24A-SR | Standard actuator | 1 | Scenario 2 |  | PPK¦SelectPro¦VDI3805¦Internet_EU | PPK SelectPro VDI3805 Internet_EU | PPK SelectPro VDI3805 Internet_EU | R2015-P63-S1/LR24A-SR |  | 1400 kPa | 350 kPa
119962 | R2015-P63-S1+LRC24A-SR | R2015-P63-S1+LRC24A-SR | 26 | R2015-P63-S1 | + | LRC24A-SR | Fast runner | 1 | Scenario 2 |  | PPK¦SelectPro¦VDI3805¦Internet_EU | PPK SelectPro VDI3805 Internet_EU | PPK SelectPro VDI3805 Internet_EU | R2015-P63-S1+LRC24A-SR |  | 1400 kPa | 350 kPa
119963 | R2015-P63-S1/LRC24A-SR | R2015-P63-S1/LRC24A-SR | 26 | R2015-P63-S1 | / | LRC24A-SR | Fast runner | 1 | Scenario 2 |  | PPK¦SelectPro¦VDI3805¦Internet_EU | PPK SelectPro VDI3805 Internet_EU | PPK SelectPro VDI3805 Internet_EU | R2015-P63-S1/LRC24A-SR |  | 1400 kPa | 350 kPa
119964 | R2015-S1+LR24A-S | R2015-S1+LR24A-S | 26 | R2015-S1 | + | LR24A-S | Standard actuator | 0 | Scenario 1 |  | PPK¦SelectPro¦VDI3805¦Internet_EU | PPK SelectPro VDI3805 Internet_EU | PPK SelectPro VDI3805 Internet_EU | R2015-S1+LR24A-S |  | 1400 kPa | 1000 kPa
119965 | R2015-S1/LR24A-S | R2015-S1/LR24A-S | 26 | R2015-S1 | / | LR24A-S | Standard actuator | 0 | Scenario 1 |  | PPK¦SelectPro¦VDI3805¦Internet_EU | PPK SelectPro VDI3805 Internet_EU | PPK SelectPro VDI3805 Internet_EU | R2015-S1/LR24A-S |  | 1400 kPa | 1000 kPa
119966 | R2020-4-S2+LR24A-S | R2020-4-S2+LR24A-S | 26 | R2020-4-S2 | + | LR24A-S | Standard actuator | 0 | Scenario 2 |  | PPK¦SelectPro¦VDI3805¦Internet_EU | PPK SelectPro VDI3805 Internet_EU | PPK SelectPro VDI3805 Internet_EU | R2020-4-S2+LR24A-S |  | 1400 kPa | 350 kPa
119967 | R2020-4-S2/LR24A-S | R2020-4-S2/LR24A-S | 26 | R2020-4-S2 | / | LR24A-S | Standard actuator | 0 | Scenario 2 |  | PPK¦SelectPro¦VDI3805¦Internet_EU | PPK SelectPro VDI3805 Internet_EU | PPK SelectPro VDI3805 Internet_EU | R2020-4-S2/LR24A-S |  | 1400 kPa | 350 kPa
119968 | R2020-4-S2+LR24A-SR | R2020-4-S2+LR24A-SR | 26 | R2020-4-S2 | + | LR24A-SR | Standard actuator | 1 | Scenario 2 |  | PPK¦SelectPro¦VDI3805¦Internet_EU | PPK SelectPro VDI3805 Internet_EU | PPK SelectPro VDI3805 Internet_EU | R2020-4-S2+LR24A-SR |  | 1400 kPa | 350 kPa
119969 | R2020-4-S2/LR24A-SR | R2020-4-S2/LR24A-SR | 26 | R2020-4-S2 | / | LR24A-SR | Standard actuator | 1 | Scenario 2 |  | PPK¦SelectPro¦VDI3805¦Internet_EU | PPK SelectPro VDI3805 Internet_EU | PPK SelectPro VDI3805 Internet_EU | R2020-4-S2/LR24A-SR |  | 1400 kPa | 350 kPa
119970 | R2020-4-S2+LRC24A-SR | R2020-4-S2+LRC24A-SR | 26 | R2020-4-S2 | + | LRC24A-SR | Fast runner | 1 | Scenario 2 |  | PPK¦SelectPro¦VDI3805¦Internet_EU | PPK SelectPro VDI3805 Internet_EU | PPK SelectPro VDI3805 Internet_EU | R2020-4-S2+LRC24A-SR |  | 1400 kPa | 350 kPa
119971 | R2020-4-S2/LRC24A-SR | R2020-4-S2/LRC24A-SR | 26 | R2020-4-S2 | / | LRC24A-SR | Fast runner | 1 | Scenario 2 |  | PPK¦SelectPro¦VDI3805¦Internet_EU | PPK SelectPro VDI3805 Internet_EU | PPK SelectPro VDI3805 Internet_EU | R2020-4-S2/LRC24A-SR |  | 1400 kPa | 350 kPa
119978 | R2020-8P6-S2+LR24A-S | R2020-8P6-S2+LR24A-S | 26 | R2020-8P6-S2 | + | LR24A-S | Standard actuator | 0 | Scenario 2 |  | PPK¦SelectPro¦VDI3805¦Internet_EU | PPK SelectPro VDI3805 Internet_EU | PPK SelectPro VDI3805 Internet_EU | R2020-8P6-S2+LR24A-S |  | 1400 kPa | 350 kPa
119979 | R2020-8P6-S2/LR24A-S | R2020-8P6-S2/LR24A-S | 26 | R2020-8P6-S2 | / | LR24A-S | Standard actuator | 0 | Scenario 2 |  | PPK¦SelectPro¦VDI3805¦Internet_EU | PPK SelectPro VDI3805 Internet_EU | PPK SelectPro VDI3805 Internet_EU | R2020-8P6-S2/LR24A-S |  | 1400 kPa | 350 kPa
119980 | R2020-8P6-S2+LR24A-SR | R2020-8P6-S2+LR24A-SR | 26 | R2020-8P6-S2 | + | LR24A-SR | Standard actuator | 1 | Scenario 2 |  | PPK¦SelectPro¦VDI3805¦Internet_EU | PPK SelectPro VDI3805 Internet_EU | PPK SelectPro VDI3805 Internet_EU | R2020-8P6-S2+LR24A-SR |  | 1400 kPa | 350 kPa
119981 | R2020-8P6-S2/LR24A-SR | R2020-8P6-S2/LR24A-SR | 26 | R2020-8P6-S2 | / | LR24A-SR | Standard actuator | 1 | Scenario 2 |  | PPK¦SelectPro¦VDI3805¦Internet_EU | PPK SelectPro VDI3805 Internet_EU | PPK SelectPro VDI3805 Internet_EU | R2020-8P6-S2/LR24A-SR |  | 1400 kPa | 350 kPa
119982 | R2020-8P6-S2+LRC24A-SR | R2020-8P6-S2+LRC24A-SR | 26 | R2020-8P6-S2 | + | LRC24A-SR | Fast runner | 1 | Scenario 2 |  | PPK¦SelectPro¦VDI3805¦Internet_EU | PPK SelectPro VDI3805 Internet_EU | PPK SelectPro VDI3805 Internet_EU | R2020-8P6-S2+LRC24A-SR |  | 1400 kPa | 350 kPa
119983 | R2020-8P6-S2/LRC24A-SR | R2020-8P6-S2/LRC24A-SR | 26 | R2020-8P6-S2 | / | LRC24A-SR | Fast runner | 1 | Scenario 2 |  | PPK¦SelectPro¦VDI3805¦Internet_EU | PPK SelectPro VDI3805 Internet_EU | PPK SelectPro VDI3805 Internet_EU | R2020-8P6-S2/LRC24A-SR |  | 1400 kPa | 350 kPa
119984 | R2020-S2+LR24A-S | R2020-S2+LR24A-S | 26 | R2020-S2 | + | LR24A-S | Standard actuator | 0 | Scenario 1 |  | PPK¦SelectPro¦VDI3805¦Internet_EU | PPK SelectPro VDI3805 Internet_EU | PPK SelectPro VDI3805 Internet_EU | R2020-S2+LR24A-S |  | 1400 kPa | 1000 kPa
119985 | R2020-S2/LR24A-S | R2020-S2/LR24A-S | 26 | R2020-S2 | / | LR24A-S | Standard actuator | 0 | Scenario 1 |  | PPK¦SelectPro¦VDI3805¦Internet_EU | PPK SelectPro VDI3805 Internet_EU | PPK SelectPro VDI3805 Internet_EU | R2020-S2/LR24A-S |  | 1400 kPa | 1000 kPa
119986 | R2025-10-S2+LR24A-S | R2025-10-S2+LR24A-S | 26 | R2025-10-S2 | + | LR24A-S | Standard actuator | 0 | Scenario 2 |  | PPK¦SelectPro¦VDI3805¦Internet_EU | PPK SelectPro VDI3805 Internet_EU | PPK SelectPro VDI3805 Internet_EU | R2025-10-S2+LR24A-S |  | 1400 kPa | 350 kPa
119987 | R2025-10-S2/LR24A-S | R2025-10-S2/LR24A-S | 26 | R2025-10-S2 | / | LR24A-S | Standard actuator | 0 | Scenario 2 |  | PPK¦SelectPro¦VDI3805¦Internet_EU | PPK SelectPro VDI3805 Internet_EU | PPK SelectPro VDI3805 Internet_EU | R2025-10-S2/LR24A-S |  | 1400 kPa | 350 kPa
119988 | R2025-10-S2+LR24A-SR | R2025-10-S2+LR24A-SR | 26 | R2025-10-S2 | + | LR24A-SR | Standard actuator | 1 | Scenario 2 |  | PPK¦SelectPro¦VDI3805¦Internet_EU | PPK SelectPro VDI3805 Internet_EU | PPK SelectPro VDI3805 Internet_EU | R2025-10-S2+LR24A-SR |  | 1400 kPa | 350 kPa
119989 | R2025-10-S2/LR24A-SR | R2025-10-S2/LR24A-SR | 26 | R2025-10-S2 | / | LR24A-SR | Standard actuator | 1 | Scenario 2 |  | PPK¦SelectPro¦VDI3805¦Internet_EU | PPK SelectPro VDI3805 Internet_EU | PPK SelectPro VDI3805 Internet_EU | R2025-10-S2/LR24A-SR |  | 1400 kPa | 350 kPa
119990 | R2025-10-S2+LRC24A-SR | R2025-10-S2+LRC24A-SR | 26 | R2025-10-S2 | + | LRC24A-SR | Fast runner | 1 | Scenario 2 |  | PPK¦SelectPro¦VDI3805¦Internet_EU | PPK SelectPro VDI3805 Internet_EU | PPK SelectPro VDI3805 Internet_EU | R2025-10-S2+LRC24A-SR |  | 1400 kPa | 350 kPa
119991 | R2025-10-S2/LRC24A-SR | R2025-10-S2/LRC24A-SR | 26 | R2025-10-S2 | / | LRC24A-SR | Fast runner | 1 | Scenario 2 |  | PPK¦SelectPro¦VDI3805¦Internet_EU | PPK SelectPro VDI3805 Internet_EU | PPK SelectPro VDI3805 Internet_EU | R2025-10-S2/LRC24A-SR |  | 1400 kPa | 350 kPa
119992 | R2025-16-S2+LR24A-S | R2025-16-S2+LR24A-S | 26 | R2025-16-S2 | + | LR24A-S | Standard actuator | 0 | Scenario 2 |  | PPK¦SelectPro¦VDI3805¦Internet_EU | PPK SelectPro VDI3805 Internet_EU | PPK SelectPro VDI3805 Internet_EU | R2025-16-S2+LR24A-S |  | 1400 kPa | 350 kPa
119993 | R2025-16-S2/LR24A-S | R2025-16-S2/LR24A-S | 26 | R2025-16-S2 | / | LR24A-S | Standard actuator | 0 | Scenario 2 |  | PPK¦SelectPro¦VDI3805¦Internet_EU | PPK SelectPro VDI3805 Internet_EU | PPK SelectPro VDI3805 Internet_EU | R2025-16-S2/LR24A-S |  | 1400 kPa | 350 kPa
119994 | R2025-16-S2+LR24A-SR | R2025-16-S2+LR24A-SR | 26 | R2025-16-S2 | + | LR24A-SR | Standard actuator | 1 | Scenario 2 |  | PPK¦SelectPro¦VDI3805¦Internet_EU | PPK SelectPro VDI3805 Internet_EU | PPK SelectPro VDI3805 Internet_EU | R2025-16-S2+LR24A-SR |  | 1400 kPa | 350 kPa
119995 | R2025-16-S2/LR24A-SR | R2025-16-S2/LR24A-SR | 26 | R2025-16-S2 | / | LR24A-SR | Standard actuator | 1 | Scenario 2 |  | PPK¦SelectPro¦VDI3805¦Internet_EU | PPK SelectPro VDI3805 Internet_EU | PPK SelectPro VDI3805 Internet_EU | R2025-16-S2/LR24A-SR |  | 1400 kPa | 350 kPa
119996 | R2025-16-S2+LRC24A-SR | R2025-16-S2+LRC24A-SR | 26 | R2025-16-S2 | + | LRC24A-SR | Fast runner | 1 | Scenario 2 |  | PPK¦SelectPro¦VDI3805¦Internet_EU | PPK SelectPro VDI3805 Internet_EU | PPK SelectPro VDI3805 Internet_EU | R2025-16-S2+LRC24A-SR |  | 1400 kPa | 350 kPa
119997 | R2025-16-S2/LRC24A-SR | R2025-16-S2/LRC24A-SR | 26 | R2025-16-S2 | / | LRC24A-SR | Fast runner | 1 | Scenario 2 |  | PPK¦SelectPro¦VDI3805¦Internet_EU | PPK SelectPro VDI3805 Internet_EU | PPK SelectPro VDI3805 Internet_EU | R2025-16-S2/LRC24A-SR |  | 1400 kPa | 350 kPa
120004 | R2025-S2+LR24A-S | R2025-S2+LR24A-S | 26 | R2025-S2 | + | LR24A-S | Standard actuator | 0 | Scenario 1 |  | PPK¦SelectPro¦VDI3805¦Internet_EU | PPK SelectPro VDI3805 Internet_EU | PPK SelectPro VDI3805 Internet_EU | R2025-S2+LR24A-S |  | 1400 kPa | 1000 kPa
120005 | R2025-S2/LR24A-S | R2025-S2/LR24A-S | 26 | R2025-S2 | / | LR24A-S | Standard actuator | 0 | Scenario 1 |  | PPK¦SelectPro¦VDI3805¦Internet_EU | PPK SelectPro VDI3805 Internet_EU | PPK SelectPro VDI3805 Internet_EU | R2025-S2/LR24A-S |  | 1400 kPa | 1000 kPa
120006 | R3015-1-S1+LR24A-S | R3015-1-S1+LR24A-S | 26 | R3015-1-S1 | + | LR24A-S | Standard actuator | 0 | Scenario 2 |  | PPK¦SelectPro¦VDI3805¦Internet_EU | PPK SelectPro VDI3805 Internet_EU | PPK SelectPro VDI3805 Internet_EU | R3015-1-S1+LR24A-S |  | 1400 kPa | 350 kPa
120007 | R3015-1-S1/LR24A-S | R3015-1-S1/LR24A-S | 26 | R3015-1-S1 | / | LR24A-S | Standard actuator | 0 | Scenario 2 |  | PPK¦SelectPro¦VDI3805¦Internet_EU | PPK SelectPro VDI3805 Internet_EU | PPK SelectPro VDI3805 Internet_EU | R3015-1-S1/LR24A-S |  | 1400 kPa | 350 kPa
120008 | R3015-1-S1+LR24A-SR | R3015-1-S1+LR24A-SR | 26 | R3015-1-S1 | + | LR24A-SR | Standard actuator | 1 | Scenario 2 |  | PPK¦SelectPro¦VDI3805¦Internet_EU | PPK SelectPro VDI3805 Internet_EU | PPK SelectPro VDI3805 Internet_EU | R3015-1-S1+LR24A-SR |  | 1400 kPa | 350 kPa
120009 | R3015-1-S1/LR24A-SR | R3015-1-S1/LR24A-SR | 26 | R3015-1-S1 | / | LR24A-SR | Standard actuator | 1 | Scenario 2 |  | PPK¦SelectPro¦VDI3805¦Internet_EU | PPK SelectPro VDI3805 Internet_EU | PPK SelectPro VDI3805 Internet_EU | R3015-1-S1/LR24A-SR |  | 1400 kPa | 350 kPa
120010 | R3015-1-S1+LRC24A-SR | R3015-1-S1+LRC24A-SR | 26 | R3015-1-S1 | + | LRC24A-SR | Fast runner | 1 | Scenario 2 |  | PPK¦SelectPro¦VDI3805¦Internet_EU | PPK SelectPro VDI3805 Internet_EU | PPK SelectPro VDI3805 Internet_EU | R3015-1-S1+LRC24A-SR |  | 1400 kPa | 350 kPa
120011 | R3015-1-S1/LRC24A-SR | R3015-1-S1/LRC24A-SR | 26 | R3015-1-S1 | / | LRC24A-SR | Fast runner | 1 | Scenario 2 |  | PPK¦SelectPro¦VDI3805¦Internet_EU | PPK SelectPro VDI3805 Internet_EU | PPK SelectPro VDI3805 Internet_EU | R3015-1-S1/LRC24A-SR |  | 1400 kPa | 350 kPa
120012 | R3015-1P6-S1+LR24A-S | R3015-1P6-S1+LR24A-S | 26 | R3015-1P6-S1 | + | LR24A-S | Standard actuator | 0 | Scenario 2 |  | PPK¦SelectPro¦VDI3805¦Internet_EU | PPK SelectPro VDI3805 Internet_EU | PPK SelectPro VDI3805 Internet_EU | R3015-1P6-S1+LR24A-S |  | 1400 kPa | 350 kPa
120013 | R3015-1P6-S1/LR24A-S | R3015-1P6-S1/LR24A-S | 26 | R3015-1P6-S1 | / | LR24A-S | Standard actuator | 0 | Scenario 2 |  | PPK¦SelectPro¦VDI3805¦Internet_EU | PPK SelectPro VDI3805 Internet_EU | PPK SelectPro VDI3805 Internet_EU | R3015-1P6-S1/LR24A-S |  | 1400 kPa | 350 kPa
120014 | R3015-1P6-S1+LR24A-SR | R3015-1P6-S1+LR24A-SR | 26 | R3015-1P6-S1 | + | LR24A-SR | Standard actuator | 1 | Scenario 2 |  | PPK¦SelectPro¦VDI3805¦Internet_EU | PPK SelectPro VDI3805 Internet_EU | PPK SelectPro VDI3805 Internet_EU | R3015-1P6-S1+LR24A-SR |  | 1400 kPa | 350 kPa
120015 | R3015-1P6-S1/LR24A-SR | R3015-1P6-S1/LR24A-SR | 26 | R3015-1P6-S1 | / | LR24A-SR | Standard actuator | 1 | Scenario 2 |  | PPK¦SelectPro¦VDI3805¦Internet_EU | PPK SelectPro VDI3805 Internet_EU | PPK SelectPro VDI3805 Internet_EU | R3015-1P6-S1/LR24A-SR |  | 1400 kPa | 350 kPa
120016 | R3015-1P6-S1+LRC24A-SR | R3015-1P6-S1+LRC24A-SR | 26 | R3015-1P6-S1 | + | LRC24A-SR | Fast runner | 1 | Scenario 2 |  | PPK¦SelectPro¦VDI3805¦Internet_EU | PPK SelectPro VDI3805 Internet_EU | PPK SelectPro VDI3805 Internet_EU | R3015-1P6-S1+LRC24A-SR |  | 1400 kPa | 350 kPa
120017 | R3015-1P6-S1/LRC24A-SR | R3015-1P6-S1/LRC24A-SR | 26 | R3015-1P6-S1 | / | LRC24A-SR | Fast runner | 1 | Scenario 2 |  | PPK¦SelectPro¦VDI3805¦Internet_EU | PPK SelectPro VDI3805 Internet_EU | PPK SelectPro VDI3805 Internet_EU | R3015-1P6-S1/LRC24A-SR |  | 1400 kPa | 350 kPa
120018 | R3015-2P5-S1+LR24A-S | R3015-2P5-S1+LR24A-S | 26 | R3015-2P5-S1 | + | LR24A-S | Standard actuator | 0 | Scenario 2 |  | PPK¦SelectPro¦VDI3805¦Internet_EU | PPK SelectPro VDI3805 Internet_EU | PPK SelectPro VDI3805 Internet_EU | R3015-2P5-S1+LR24A-S |  | 1400 kPa | 350 kPa
120019 | R3015-2P5-S1/LR24A-S | R3015-2P5-S1/LR24A-S | 26 | R3015-2P5-S1 | / | LR24A-S | Standard actuator | 0 | Scenario 2 |  | PPK¦SelectPro¦VDI3805¦Internet_EU | PPK SelectPro VDI3805 Internet_EU | PPK SelectPro VDI3805 Internet_EU | R3015-2P5-S1/LR24A-S |  | 1400 kPa | 350 kPa
120020 | R3015-2P5-S1+LR24A-SR | R3015-2P5-S1+LR24A-SR | 26 | R3015-2P5-S1 | + | LR24A-SR | Standard actuator | 1 | Scenario 2 |  | PPK¦SelectPro¦VDI3805¦Internet_EU | PPK SelectPro VDI3805 Internet_EU | PPK SelectPro VDI3805 Internet_EU | R3015-2P5-S1+LR24A-SR |  | 1400 kPa | 350 kPa
120021 | R3015-2P5-S1/LR24A-SR | R3015-2P5-S1/LR24A-SR | 26 | R3015-2P5-S1 | / | LR24A-SR | Standard actuator | 1 | Scenario 2 |  | PPK¦SelectPro¦VDI3805¦Internet_EU | PPK SelectPro VDI3805 Internet_EU | PPK SelectPro VDI3805 Internet_EU | R3015-2P5-S1/LR24A-SR |  | 1400 kPa | 350 kPa
120022 | R3015-2P5-S1+LRC24A-SR | R3015-2P5-S1+LRC24A-SR | 26 | R3015-2P5-S1 | + | LRC24A-SR | Fast runner | 1 | Scenario 2 |  | PPK¦SelectPro¦VDI3805¦Internet_EU | PPK SelectPro VDI3805 Internet_EU | PPK SelectPro VDI3805 Internet_EU | R3015-2P5-S1+LRC24A-SR |  | 1400 kPa | 350 kPa
120023 | R3015-2P5-S1/LRC24A-SR | R3015-2P5-S1/LRC24A-SR | 26 | R3015-2P5-S1 | / | LRC24A-SR | Fast runner | 1 | Scenario 2 |  | PPK¦SelectPro¦VDI3805¦Internet_EU | PPK SelectPro VDI3805 Internet_EU | PPK SelectPro VDI3805 Internet_EU | R3015-2P5-S1/LRC24A-SR |  | 1400 kPa | 350 kPa
120024 | R3015-4-S1+LR24A-S | R3015-4-S1+LR24A-S | 26 | R3015-4-S1 | + | LR24A-S | Standard actuator | 0 | Scenario 2 |  | PPK¦SelectPro¦VDI3805¦Internet_EU | PPK SelectPro VDI3805 Internet_EU | PPK SelectPro VDI3805 Internet_EU | R3015-4-S1+LR24A-S |  | 1400 kPa | 350 kPa
120025 | R3015-4-S1/LR24A-S | R3015-4-S1/LR24A-S | 26 | R3015-4-S1 | / | LR24A-S | Standard actuator | 0 | Scenario 2 |  | PPK¦SelectPro¦VDI3805¦Internet_EU | PPK SelectPro VDI3805 Internet_EU | PPK SelectPro VDI3805 Internet_EU | R3015-4-S1/LR24A-S |  | 1400 kPa | 350 kPa
120026 | R3015-4-S1+LR24A-SR | R3015-4-S1+LR24A-SR | 26 | R3015-4-S1 | + | LR24A-SR | Standard actuator | 1 | Scenario 2 |  | PPK¦SelectPro¦VDI3805¦Internet_EU | PPK SelectPro VDI3805 Internet_EU | PPK SelectPro VDI3805 Internet_EU | R3015-4-S1+LR24A-SR |  | 1400 kPa | 350 kPa
120027 | R3015-4-S1/LR24A-SR | R3015-4-S1/LR24A-SR | 26 | R3015-4-S1 | / | LR24A-SR | Standard actuator | 1 | Scenario 2 |  | PPK¦SelectPro¦VDI3805¦Internet_EU | PPK SelectPro VDI3805 Internet_EU | PPK SelectPro VDI3805 Internet_EU | R3015-4-S1/LR24A-SR |  | 1400 kPa | 350 kPa
120028 | R3015-4-S1+LRC24A-SR | R3015-4-S1+LRC24A-SR | 26 | R3015-4-S1 | + | LRC24A-SR | Fast runner | 1 | Scenario 2 |  | PPK¦SelectPro¦VDI3805¦Internet_EU | PPK SelectPro VDI3805 Internet_EU | PPK SelectPro VDI3805 Internet_EU | R3015-4-S1+LRC24A-SR |  | 1400 kPa | 350 kPa
120029 | R3015-4-S1/LRC24A-SR | R3015-4-S1/LRC24A-SR | 26 | R3015-4-S1 | / | LRC24A-SR | Fast runner | 1 | Scenario 2 |  | PPK¦SelectPro¦VDI3805¦Internet_EU | PPK SelectPro VDI3805 Internet_EU | PPK SelectPro VDI3805 Internet_EU | R3015-4-S1/LRC24A-SR |  | 1400 kPa | 350 kPa
120030 | R3015-BL1+LR24A-S | R3015-BL1+LR24A-S | 26 | R3015-BL1 | + | LR24A-S | Standard actuator | 0 | Scenario 1 |  | PPK¦SelectPro¦VDI3805¦Internet_EU | PPK SelectPro VDI3805 Internet_EU | PPK SelectPro VDI3805 Internet_EU | R3015-BL1+LR24A-S |  | 500 kPa | 350 kPa
120031 | R3015-BL1/LR24A-S | R3015-BL1/LR24A-S | 26 | R3015-BL1 | / | LR24A-S | Standard actuator | 0 | Scenario 1 |  | PPK¦SelectPro¦VDI3805¦Internet_EU | PPK SelectPro VDI3805 Internet_EU | PPK SelectPro VDI3805 Internet_EU | R3015-BL1/LR24A-S |  | 500 kPa | 350 kPa
120032 | R3015-P25-S1+LR24A-S | R3015-P25-S1+LR24A-S | 26 | R3015-P25-S1 | + | LR24A-S | Standard actuator | 0 | Scenario 2 |  | PPK¦SelectPro¦VDI3805¦Internet_EU | PPK SelectPro VDI3805 Internet_EU | PPK SelectPro VDI3805 Internet_EU | R3015-P25-S1+LR24A-S |  | 1400 kPa | 350 kPa
120033 | R3015-P25-S1/LR24A-S | R3015-P25-S1/LR24A-S | 26 | R3015-P25-S1 | / | LR24A-S | Standard actuator | 0 | Scenario 2 |  | PPK¦SelectPro¦VDI3805¦Internet_EU | PPK SelectPro VDI3805 Internet_EU | PPK SelectPro VDI3805 Internet_EU | R3015-P25-S1/LR24A-S |  | 1400 kPa | 350 kPa
120034 | R3015-P25-S1+LR24A-SR | R3015-P25-S1+LR24A-SR | 26 | R3015-P25-S1 | + | LR24A-SR | Standard actuator | 1 | Scenario 2 |  | PPK¦SelectPro¦VDI3805¦Internet_EU | PPK SelectPro VDI3805 Internet_EU | PPK SelectPro VDI3805 Internet_EU | R3015-P25-S1+LR24A-SR |  | 1400 kPa | 350 kPa
120035 | R3015-P25-S1/LR24A-SR | R3015-P25-S1/LR24A-SR | 26 | R3015-P25-S1 | / | LR24A-SR | Standard actuator | 1 | Scenario 2 |  | PPK¦SelectPro¦VDI3805¦Internet_EU | PPK SelectPro VDI3805 Internet_EU | PPK SelectPro VDI3805 Internet_EU | R3015-P25-S1/LR24A-SR |  | 1400 kPa | 350 kPa
120036 | R3015-P25-S1+LRC24A-SR | R3015-P25-S1+LRC24A-SR | 26 | R3015-P25-S1 | + | LRC24A-SR | Fast runner | 1 | Scenario 2 |  | PPK¦SelectPro¦VDI3805¦Internet_EU | PPK SelectPro VDI3805 Internet_EU | PPK SelectPro VDI3805 Internet_EU | R3015-P25-S1+LRC24A-SR |  | 1400 kPa | 350 kPa
120037 | R3015-P25-S1/LRC24A-SR | R3015-P25-S1/LRC24A-SR | 26 | R3015-P25-S1 | / | LRC24A-SR | Fast runner | 1 | Scenario 2 |  | PPK¦SelectPro¦VDI3805¦Internet_EU | PPK SelectPro VDI3805 Internet_EU | PPK SelectPro VDI3805 Internet_EU | R3015-P25-S1/LRC24A-SR |  | 1400 kPa | 350 kPa
120038 | R3015-P4-S1+LR24A-S | R3015-P4-S1+LR24A-S | 26 | R3015-P4-S1 | + | LR24A-S | Standard actuator | 0 | Scenario 2 |  | PPK¦SelectPro¦VDI3805¦Internet_EU | PPK SelectPro VDI3805 Internet_EU | PPK SelectPro VDI3805 Internet_EU | R3015-P4-S1+LR24A-S |  | 1400 kPa | 350 kPa
120039 | R3015-P4-S1/LR24A-S | R3015-P4-S1/LR24A-S | 26 | R3015-P4-S1 | / | LR24A-S | Standard actuator | 0 | Scenario 2 |  | PPK¦SelectPro¦VDI3805¦Internet_EU | PPK SelectPro VDI3805 Internet_EU | PPK SelectPro VDI3805 Internet_EU | R3015-P4-S1/LR24A-S |  | 1400 kPa | 350 kPa
120040 | R3015-P4-S1+LR24A-SR | R3015-P4-S1+LR24A-SR | 26 | R3015-P4-S1 | + | LR24A-SR | Standard actuator | 1 | Scenario 2 |  | PPK¦SelectPro¦VDI3805¦Internet_EU | PPK SelectPro VDI3805 Internet_EU | PPK SelectPro VDI3805 Internet_EU | R3015-P4-S1+LR24A-SR |  | 1400 kPa | 350 kPa
120041 | R3015-P4-S1/LR24A-SR | R3015-P4-S1/LR24A-SR | 26 | R3015-P4-S1 | / | LR24A-SR | Standard actuator | 1 | Scenario 2 |  | PPK¦SelectPro¦VDI3805¦Internet_EU | PPK SelectPro VDI3805 Internet_EU | PPK SelectPro VDI3805 Internet_EU | R3015-P4-S1/LR24A-SR |  | 1400 kPa | 350 kPa
120042 | R3015-P4-S1+LRC24A-SR | R3015-P4-S1+LRC24A-SR | 26 | R3015-P4-S1 | + | LRC24A-SR | Fast runner | 1 | Scenario 2 |  | PPK¦SelectPro¦VDI3805¦Internet_EU | PPK SelectPro VDI3805 Internet_EU | PPK SelectPro VDI3805 Internet_EU | R3015-P4-S1+LRC24A-SR |  | 1400 kPa | 350 kPa
120043 | R3015-P4-S1/LRC24A-SR | R3015-P4-S1/LRC24A-SR | 26 | R3015-P4-S1 | / | LRC24A-SR | Fast runner | 1 | Scenario 2 |  | PPK¦SelectPro¦VDI3805¦Internet_EU | PPK SelectPro VDI3805 Internet_EU | PPK SelectPro VDI3805 Internet_EU | R3015-P4-S1/LRC24A-SR |  | 1400 kPa | 350 kPa
120044 | R3015-P63-S1+LR24A-S | R3015-P63-S1+LR24A-S | 26 | R3015-P63-S1 | + | LR24A-S | Standard actuator | 0 | Scenario 2 |  | PPK¦SelectPro¦VDI3805¦Internet_EU | PPK SelectPro VDI3805 Internet_EU | PPK SelectPro VDI3805 Internet_EU | R3015-P63-S1+LR24A-S |  | 1400 kPa | 350 kPa
120045 | R3015-P63-S1/LR24A-S | R3015-P63-S1/LR24A-S | 26 | R3015-P63-S1 | / | LR24A-S | Standard actuator | 0 | Scenario 2 |  | PPK¦SelectPro¦VDI3805¦Internet_EU | PPK SelectPro VDI3805 Internet_EU | PPK SelectPro VDI3805 Internet_EU | R3015-P63-S1/LR24A-S |  | 1400 kPa | 350 kPa
120046 | R3015-P63-S1+LR24A-SR | R3015-P63-S1+LR24A-SR | 26 | R3015-P63-S1 | + | LR24A-SR | Standard actuator | 1 | Scenario 2 |  | PPK¦SelectPro¦VDI3805¦Internet_EU | PPK SelectPro VDI3805 Internet_EU | PPK SelectPro VDI3805 Internet_EU | R3015-P63-S1+LR24A-SR |  | 1400 kPa | 350 kPa
120047 | R3015-P63-S1/LR24A-SR | R3015-P63-S1/LR24A-SR | 26 | R3015-P63-S1 | / | LR24A-SR | Standard actuator | 1 | Scenario 2 |  | PPK¦SelectPro¦VDI3805¦Internet_EU | PPK SelectPro VDI3805 Internet_EU | PPK SelectPro VDI3805 Internet_EU | R3015-P63-S1/LR24A-SR |  | 1400 kPa | 350 kPa
120048 | R3015-P63-S1+LRC24A-SR | R3015-P63-S1+LRC24A-SR | 26 | R3015-P63-S1 | + | LRC24A-SR | Fast runner | 1 | Scenario 2 |  | PPK¦SelectPro¦VDI3805¦Internet_EU | PPK SelectPro VDI3805 Internet_EU | PPK SelectPro VDI3805 Internet_EU | R3015-P63-S1+LRC24A-SR |  | 1400 kPa | 350 kPa
120049 | R3015-P63-S1/LRC24A-SR | R3015-P63-S1/LRC24A-SR | 26 | R3015-P63-S1 | / | LRC24A-SR | Fast runner | 1 | Scenario 2 |  | PPK¦SelectPro¦VDI3805¦Internet_EU | PPK SelectPro VDI3805 Internet_EU | PPK SelectPro VDI3805 Internet_EU | R3015-P63-S1/LRC24A-SR |  | 1400 kPa | 350 kPa
120050 | R3015-S1+LR24A-S | R3015-S1+LR24A-S | 26 | R3015-S1 | + | LR24A-S | Standard actuator | 0 | Scenario 1 |  | PPK¦SelectPro¦VDI3805¦Internet_EU | PPK SelectPro VDI3805 Internet_EU | PPK SelectPro VDI3805 Internet_EU | R3015-S1+LR24A-S |  | 1400 kPa | 1000 kPa
120051 | R3015-S1/LR24A-S | R3015-S1/LR24A-S | 26 | R3015-S1 | / | LR24A-S | Standard actuator | 0 | Scenario 1 |  | PPK¦SelectPro¦VDI3805¦Internet_EU | PPK SelectPro VDI3805 Internet_EU | PPK SelectPro VDI3805 Internet_EU | R3015-S1/LR24A-S |  | 1400 kPa | 1000 kPa
120052 | R3020-4-S2+LR24A-S | R3020-4-S2+LR24A-S | 26 | R3020-4-S2 | + | LR24A-S | Standard actuator | 0 | Scenario 2 |  | PPK¦SelectPro¦VDI3805¦Internet_EU | PPK SelectPro VDI3805 Internet_EU | PPK SelectPro VDI3805 Internet_EU | R3020-4-S2+LR24A-S |  | 1400 kPa | 350 kPa
120053 | R3020-4-S2/LR24A-S | R3020-4-S2/LR24A-S | 26 | R3020-4-S2 | / | LR24A-S | Standard actuator | 0 | Scenario 2 |  | PPK¦SelectPro¦VDI3805¦Internet_EU | PPK SelectPro VDI3805 Internet_EU | PPK SelectPro VDI3805 Internet_EU | R3020-4-S2/LR24A-S |  | 1400 kPa | 350 kPa
120054 | R3020-4-S2+LR24A-SR | R3020-4-S2+LR24A-SR | 26 | R3020-4-S2 | + | LR24A-SR | Standard actuator | 1 | Scenario 2 |  | PPK¦SelectPro¦VDI3805¦Internet_EU | PPK SelectPro VDI3805 Internet_EU | PPK SelectPro VDI3805 Internet_EU | R3020-4-S2+LR24A-SR |  | 1400 kPa | 350 kPa
120055 | R3020-4-S2/LR24A-SR | R3020-4-S2/LR24A-SR | 26 | R3020-4-S2 | / | LR24A-SR | Standard actuator | 1 | Scenario 2 |  | PPK¦SelectPro¦VDI3805¦Internet_EU | PPK SelectPro VDI3805 Internet_EU | PPK SelectPro VDI3805 Internet_EU | R3020-4-S2/LR24A-SR |  | 1400 kPa | 350 kPa
120056 | R3020-4-S2+LRC24A-SR | R3020-4-S2+LRC24A-SR | 26 | R3020-4-S2 | + | LRC24A-SR | Fast runner | 1 | Scenario 2 |  | PPK¦SelectPro¦VDI3805¦Internet_EU | PPK SelectPro VDI3805 Internet_EU | PPK SelectPro VDI3805 Internet_EU | R3020-4-S2+LRC24A-SR |  | 1400 kPa | 350 kPa
120057 | R3020-4-S2/LRC24A-SR | R3020-4-S2/LRC24A-SR | 26 | R3020-4-S2 | / | LRC24A-SR | Fast runner | 1 | Scenario 2 |  | PPK¦SelectPro¦VDI3805¦Internet_EU | PPK SelectPro VDI3805 Internet_EU | PPK SelectPro VDI3805 Internet_EU | R3020-4-S2/LRC24A-SR |  | 1400 kPa | 350 kPa
120058 | R3020-6P3-S2+LR24A-S | R3020-6P3-S2+LR24A-S | 26 | R3020-6P3-S2 | + | LR24A-S | Standard actuator | 0 | Scenario 2 |  | PPK¦SelectPro¦VDI3805¦Internet_EU | PPK SelectPro VDI3805 Internet_EU | PPK SelectPro VDI3805 Internet_EU | R3020-6P3-S2+LR24A-S |  | 1400 kPa | 350 kPa
120059 | R3020-6P3-S2/LR24A-S | R3020-6P3-S2/LR24A-S | 26 | R3020-6P3-S2 | / | LR24A-S | Standard actuator | 0 | Scenario 2 |  | PPK¦SelectPro¦VDI3805¦Internet_EU | PPK SelectPro VDI3805 Internet_EU | PPK SelectPro VDI3805 Internet_EU | R3020-6P3-S2/LR24A-S |  | 1400 kPa | 350 kPa
120060 | R3020-6P3-S2+LR24A-SR | R3020-6P3-S2+LR24A-SR | 26 | R3020-6P3-S2 | + | LR24A-SR | Standard actuator | 1 | Scenario 2 |  | PPK¦SelectPro¦VDI3805¦Internet_EU | PPK SelectPro VDI3805 Internet_EU | PPK SelectPro VDI3805 Internet_EU | R3020-6P3-S2+LR24A-SR |  | 1400 kPa | 350 kPa
120061 | R3020-6P3-S2/LR24A-SR | R3020-6P3-S2/LR24A-SR | 26 | R3020-6P3-S2 | / | LR24A-SR | Standard actuator | 1 | Scenario 2 |  | PPK¦SelectPro¦VDI3805¦Internet_EU | PPK SelectPro VDI3805 Internet_EU | PPK SelectPro VDI3805 Internet_EU | R3020-6P3-S2/LR24A-SR |  | 1400 kPa | 350 kPa
120062 | R3020-6P3-S2+LRC24A-SR | R3020-6P3-S2+LRC24A-SR | 26 | R3020-6P3-S2 | + | LRC24A-SR | Fast runner | 1 | Scenario 2 |  | PPK¦SelectPro¦VDI3805¦Internet_EU | PPK SelectPro VDI3805 Internet_EU | PPK SelectPro VDI3805 Internet_EU | R3020-6P3-S2+LRC24A-SR |  | 1400 kPa | 350 kPa
120063 | R3020-6P3-S2/LRC24A-SR | R3020-6P3-S2/LRC24A-SR | 26 | R3020-6P3-S2 | / | LRC24A-SR | Fast runner | 1 | Scenario 2 |  | PPK¦SelectPro¦VDI3805¦Internet_EU | PPK SelectPro VDI3805 Internet_EU | PPK SelectPro VDI3805 Internet_EU | R3020-6P3-S2/LRC24A-SR |  | 1400 kPa | 350 kPa
120064 | R3020-BL2+LR24A-S | R3020-BL2+LR24A-S | 26 | R3020-BL2 | + | LR24A-S | Standard actuator | 0 | Scenario 1 |  | PPK¦SelectPro¦VDI3805¦Internet_EU | PPK SelectPro VDI3805 Internet_EU | PPK SelectPro VDI3805 Internet_EU | R3020-BL2+LR24A-S |  | 500 kPa | 350 kPa
120065 | R3020-BL2/LR24A-S | R3020-BL2/LR24A-S | 26 | R3020-BL2 | / | LR24A-S | Standard actuator | 0 | Scenario 1 |  | PPK¦SelectPro¦VDI3805¦Internet_EU | PPK SelectPro VDI3805 Internet_EU | PPK SelectPro VDI3805 Internet_EU | R3020-BL2/LR24A-S |  | 500 kPa | 350 kPa
120208 | R6032R-B3+NR230A | R6032R-B3+NR230A | 26 | R6032R-B3 | + | NR230A | Standard actuator | 1 | Scenario 1 |  | PPK¦SelectPro¦VDI3805¦Internet_EU | PPK SelectPro VDI3805 Internet_EU | PPK SelectPro OEM VDI3805 Internet_EU | R6032R-B3+NR230A |  | 600 kPa | 100 kPa
120209 | R6032R-B3/NR230A | R6032R-B3/NR230A | 26 | R6032R-B3 | / | NR230A | Standard actuator | 1 | Scenario 1 |  | PPK¦SelectPro¦VDI3805¦Internet_EU | PPK SelectPro VDI3805 Internet_EU | PPK SelectPro OEM VDI3805 Internet_EU | R6032R-B3/NR230A |  | 600 kPa | 100 kPa
120210 | R6032R-B3+NR230A-S | R6032R-B3+NR230A-S | 26 | R6032R-B3 | + | NR230A-S | Standard actuator | 0 | Scenario 1 |  | PPK¦SelectPro¦VDI3805¦Internet_EU | PPK SelectPro VDI3805 Internet_EU | PPK SelectPro VDI3805 Internet_EU | R6032R-B3+NR230A-S |  | 600 kPa | 100 kPa
120211 | R6032R-B3/NR230A-S | R6032R-B3/NR230A-S | 26 | R6032R-B3 | / | NR230A-S | Standard actuator | 0 | Scenario 1 |  | PPK¦SelectPro¦VDI3805¦Internet_EU | PPK SelectPro VDI3805 Internet_EU | PPK SelectPro VDI3805 Internet_EU | R6032R-B3/NR230A-S |  | 600 kPa | 100 kPa
120212 | R6032R-B3+NR24A | R6032R-B3+NR24A | 26 | R6032R-B3 | + | NR24A | Standard actuator | 1 | Scenario 1 |  | PPK¦SelectPro¦VDI3805¦Internet_EU | PPK SelectPro VDI3805 Internet_EU | PPK SelectPro OEM VDI3805 Internet_EU | R6032R-B3+NR24A |  | 600 kPa | 100 kPa
120213 | R6032R-B3/NR24A | R6032R-B3/NR24A | 26 | R6032R-B3 | / | NR24A | Standard actuator | 1 | Scenario 1 |  | PPK¦SelectPro¦VDI3805¦Internet_EU | PPK SelectPro VDI3805 Internet_EU | PPK SelectPro OEM VDI3805 Internet_EU | R6032R-B3/NR24A |  | 600 kPa | 100 kPa
120214 | R6032R-B3+NR24A-S | R6032R-B3+NR24A-S | 26 | R6032R-B3 | + | NR24A-S | Standard actuator | 0 | Scenario 1 |  | PPK¦SelectPro¦VDI3805¦Internet_EU | PPK SelectPro VDI3805 Internet_EU | PPK SelectPro VDI3805 Internet_EU | R6032R-B3+NR24A-S |  | 600 kPa | 100 kPa
120215 | R6032R-B3/NR24A-S | R6032R-B3/NR24A-S | 26 | R6032R-B3 | / | NR24A-S | Standard actuator | 0 | Scenario 1 |  | PPK¦SelectPro¦VDI3805¦Internet_EU | PPK SelectPro VDI3805 Internet_EU | PPK SelectPro VDI3805 Internet_EU | R6032R-B3/NR24A-S |  | 600 kPa | 100 kPa
120216 | R6032R16-B3+NR230A | R6032R16-B3+NR230A | 26 | R6032R16-B3 | + | NR230A | Standard actuator | 1 | Scenario 2 |  | PPK¦SelectPro¦VDI3805¦Internet_EU | PPK SelectPro VDI3805 Internet_EU | PPK SelectPro OEM VDI3805 Internet_EU | R6032R16-B3+NR230A |  | 600 kPa | 100 kPa
120217 | R6032R16-B3/NR230A | R6032R16-B3/NR230A | 26 | R6032R16-B3 | / | NR230A | Standard actuator | 1 | Scenario 2 |  | PPK¦SelectPro¦VDI3805¦Internet_EU | PPK SelectPro VDI3805 Internet_EU | PPK SelectPro OEM VDI3805 Internet_EU | R6032R16-B3/NR230A |  | 600 kPa | 100 kPa
120218 | R6032R16-B3+NR230A-S | R6032R16-B3+NR230A-S | 26 | R6032R16-B3 | + | NR230A-S | Standard actuator | 0 | Scenario 2 |  | PPK¦SelectPro¦VDI3805¦Internet_EU | PPK SelectPro VDI3805 Internet_EU | PPK SelectPro VDI3805 Internet_EU | R6032R16-B3+NR230A-S |  | 600 kPa | 100 kPa
120219 | R6032R16-B3/NR230A-S | R6032R16-B3/NR230A-S | 26 | R6032R16-B3 | / | NR230A-S | Standard actuator | 0 | Scenario 2 |  | PPK¦SelectPro¦VDI3805¦Internet_EU | PPK SelectPro VDI3805 Internet_EU | PPK SelectPro VDI3805 Internet_EU | R6032R16-B3/NR230A-S |  | 600 kPa | 100 kPa
120220 | R6032R16-B3+NR24A | R6032R16-B3+NR24A | 26 | R6032R16-B3 | + | NR24A | Standard actuator | 1 | Scenario 2 |  | PPK¦SelectPro¦VDI3805¦Internet_EU | PPK SelectPro VDI3805 Internet_EU | PPK SelectPro OEM VDI3805 Internet_EU | R6032R16-B3+NR24A |  | 600 kPa | 100 kPa
120221 | R6032R16-B3/NR24A | R6032R16-B3/NR24A | 26 | R6032R16-B3 | / | NR24A | Standard actuator | 1 | Scenario 2 |  | PPK¦SelectPro¦VDI3805¦Internet_EU | PPK SelectPro VDI3805 Internet_EU | PPK SelectPro OEM VDI3805 Internet_EU | R6032R16-B3/NR24A |  | 600 kPa | 100 kPa
120224 | R6032R16-B3+NR24A-MP | R6032R16-B3+NR24A-MP | 26 | R6032R16-B3 | + | NR24A-MP | Communicative actuator | 0 | Scenario 2 |  | PPK¦SelectPro¦VDI3805¦Internet_EU | PPK SelectPro VDI3805 Internet_EU | PPK SelectPro VDI3805 Internet_EU | R6032R16-B3+NR24A-MP |  | 600 kPa | 100 kPa
120225 | R6032R16-B3/NR24A-MP | R6032R16-B3/NR24A-MP | 26 | R6032R16-B3 | / | NR24A-MP | Communicative actuator | 0 | Scenario 2 |  | PPK¦SelectPro¦VDI3805¦Internet_EU | PPK SelectPro VDI3805 Internet_EU | PPK SelectPro VDI3805 Internet_EU | R6032R16-B3/NR24A-MP |  | 600 kPa | 100 kPa
120226 | R6032R16-B3+NR24A-S | R6032R16-B3+NR24A-S | 26 | R6032R16-B3 | + | NR24A-S | Standard actuator | 0 | Scenario 2 |  | PPK¦SelectPro¦VDI3805¦Internet_EU | PPK SelectPro VDI3805 Internet_EU | PPK SelectPro VDI3805 Internet_EU | R6032R16-B3+NR24A-S |  | 600 kPa | 100 kPa
120227 | R6032R16-B3/NR24A-S | R6032R16-B3/NR24A-S | 26 | R6032R16-B3 | / | NR24A-S | Standard actuator | 0 | Scenario 2 |  | PPK¦SelectPro¦VDI3805¦Internet_EU | PPK SelectPro VDI3805 Internet_EU | PPK SelectPro VDI3805 Internet_EU | R6032R16-B3/NR24A-S |  | 600 kPa | 100 kPa
120228 | R6032R16-B3+NR24A-SR | R6032R16-B3+NR24A-SR | 26 | R6032R16-B3 | + | NR24A-SR | Standard actuator | 1 | Scenario 2 |  | PPK¦SelectPro¦VDI3805¦Internet_EU | PPK SelectPro VDI3805 Internet_EU | PPK SelectPro VDI3805 Internet_EU | R6032R16-B3+NR24A-SR |  | 600 kPa | 100 kPa
120229 | R6032R16-B3/NR24A-SR | R6032R16-B3/NR24A-SR | 26 | R6032R16-B3 | / | NR24A-SR | Standard actuator | 1 | Scenario 2 |  | PPK¦SelectPro¦VDI3805¦Internet_EU | PPK SelectPro VDI3805 Internet_EU | PPK SelectPro VDI3805 Internet_EU | R6032R16-B3/NR24A-SR |  | 600 kPa | 100 kPa
120232 | R6032R16-B3+NRC24A-SR | R6032R16-B3+NRC24A-SR | 26 | R6032R16-B3 | + | NRC24A-SR | Fast runner | 1 | Scenario 2 |  | PPK¦SelectPro¦VDI3805¦Internet_EU | PPK SelectPro VDI3805 Internet_EU | PPK SelectPro VDI3805 Internet_EU | R6032R16-B3+NRC24A-SR |  | 600 kPa | 100 kPa
120233 | R6032R16-B3/NRC24A-SR | R6032R16-B3/NRC24A-SR | 26 | R6032R16-B3 | / | NRC24A-SR | Fast runner | 1 | Scenario 2 |  | PPK¦SelectPro¦VDI3805¦Internet_EU | PPK SelectPro VDI3805 Internet_EU | PPK SelectPro VDI3805 Internet_EU | R6032R16-B3/NRC24A-SR |  | 600 kPa | 100 kPa
120234 | R6040R-B3+NR230A | R6040R-B3+NR230A | 26 | R6040R-B3 | + | NR230A | Standard actuator | 1 | Scenario 1 |  | PPK¦SelectPro¦VDI3805¦Internet_EU | PPK SelectPro VDI3805 Internet_EU | PPK SelectPro OEM VDI3805 Internet_EU | R6040R-B3+NR230A |  | 600 kPa | 100 kPa
120235 | R6040R-B3/NR230A | R6040R-B3/NR230A | 26 | R6040R-B3 | / | NR230A | Standard actuator | 1 | Scenario 1 |  | PPK¦SelectPro¦VDI3805¦Internet_EU | PPK SelectPro VDI3805 Internet_EU | PPK SelectPro OEM VDI3805 Internet_EU | R6040R-B3/NR230A |  | 600 kPa | 100 kPa
120236 | R6040R-B3+NR230A-S | R6040R-B3+NR230A-S | 26 | R6040R-B3 | + | NR230A-S | Standard actuator | 0 | Scenario 1 |  | PPK¦SelectPro¦VDI3805¦Internet_EU | PPK SelectPro VDI3805 Internet_EU | PPK SelectPro VDI3805 Internet_EU | R6040R-B3+NR230A-S |  | 600 kPa | 100 kPa
120237 | R6040R-B3/NR230A-S | R6040R-B3/NR230A-S | 26 | R6040R-B3 | / | NR230A-S | Standard actuator | 0 | Scenario 1 |  | PPK¦SelectPro¦VDI3805¦Internet_EU | PPK SelectPro VDI3805 Internet_EU | PPK SelectPro VDI3805 Internet_EU | R6040R-B3/NR230A-S |  | 600 kPa | 100 kPa
120238 | R6040R-B3+NR24A | R6040R-B3+NR24A | 26 | R6040R-B3 | + | NR24A | Standard actuator | 1 | Scenario 1 |  | PPK¦SelectPro¦VDI3805¦Internet_EU | PPK SelectPro VDI3805 Internet_EU | PPK SelectPro OEM VDI3805 Internet_EU | R6040R-B3+NR24A |  | 600 kPa | 100 kPa
120239 | R6040R-B3/NR24A | R6040R-B3/NR24A | 26 | R6040R-B3 | / | NR24A | Standard actuator | 1 | Scenario 1 |  | PPK¦SelectPro¦VDI3805¦Internet_EU | PPK SelectPro VDI3805 Internet_EU | PPK SelectPro OEM VDI3805 Internet_EU | R6040R-B3/NR24A |  | 600 kPa | 100 kPa
120240 | R6040R-B3+NR24A-S | R6040R-B3+NR24A-S | 26 | R6040R-B3 | + | NR24A-S | Standard actuator | 0 | Scenario 1 |  | PPK¦SelectPro¦VDI3805¦Internet_EU | PPK SelectPro VDI3805 Internet_EU | PPK SelectPro VDI3805 Internet_EU | R6040R-B3+NR24A-S |  | 600 kPa | 100 kPa
120241 | R6040R-B3/NR24A-S | R6040R-B3/NR24A-S | 26 | R6040R-B3 | / | NR24A-S | Standard actuator | 0 | Scenario 1 |  | PPK¦SelectPro¦VDI3805¦Internet_EU | PPK SelectPro VDI3805 Internet_EU | PPK SelectPro VDI3805 Internet_EU | R6040R-B3/NR24A-S |  | 600 kPa | 100 kPa
120242 | R6040R25-B3+NR230A | R6040R25-B3+NR230A | 26 | R6040R25-B3 | + | NR230A | Standard actuator | 1 | Scenario 2 |  | PPK¦SelectPro¦VDI3805¦Internet_EU | PPK SelectPro VDI3805 Internet_EU | PPK SelectPro OEM VDI3805 Internet_EU | R6040R25-B3+NR230A |  | 600 kPa | 100 kPa
120243 | R6040R25-B3/NR230A | R6040R25-B3/NR230A | 26 | R6040R25-B3 | / | NR230A | Standard actuator | 1 | Scenario 2 |  | PPK¦SelectPro¦VDI3805¦Internet_EU | PPK SelectPro VDI3805 Internet_EU | PPK SelectPro OEM VDI3805 Internet_EU | R6040R25-B3/NR230A |  | 600 kPa | 100 kPa
120244 | R6040R25-B3+NR230A-S | R6040R25-B3+NR230A-S | 26 | R6040R25-B3 | + | NR230A-S | Standard actuator | 0 | Scenario 2 |  | PPK¦SelectPro¦VDI3805¦Internet_EU | PPK SelectPro VDI3805 Internet_EU | PPK SelectPro VDI3805 Internet_EU | R6040R25-B3+NR230A-S |  | 600 kPa | 100 kPa
120245 | R6040R25-B3/NR230A-S | R6040R25-B3/NR230A-S | 26 | R6040R25-B3 | / | NR230A-S | Standard actuator | 0 | Scenario 2 |  | PPK¦SelectPro¦VDI3805¦Internet_EU | PPK SelectPro VDI3805 Internet_EU | PPK SelectPro VDI3805 Internet_EU | R6040R25-B3/NR230A-S |  | 600 kPa | 100 kPa
120246 | R6040R25-B3+NR24A | R6040R25-B3+NR24A | 26 | R6040R25-B3 | + | NR24A | Standard actuator | 1 | Scenario 2 |  | PPK¦SelectPro¦VDI3805¦Internet_EU | PPK SelectPro VDI3805 Internet_EU | PPK SelectPro OEM VDI3805 Internet_EU | R6040R25-B3+NR24A |  | 600 kPa | 100 kPa
120247 | R6040R25-B3/NR24A | R6040R25-B3/NR24A | 26 | R6040R25-B3 | / | NR24A | Standard actuator | 1 | Scenario 2 |  | PPK¦SelectPro¦VDI3805¦Internet_EU | PPK SelectPro VDI3805 Internet_EU | PPK SelectPro OEM VDI3805 Internet_EU | R6040R25-B3/NR24A |  | 600 kPa | 100 kPa
120250 | R6040R25-B3+NR24A-MP | R6040R25-B3+NR24A-MP | 26 | R6040R25-B3 | + | NR24A-MP | Communicative actuator | 0 | Scenario 2 |  | PPK¦SelectPro¦VDI3805¦Internet_EU | PPK SelectPro VDI3805 Internet_EU | PPK SelectPro VDI3805 Internet_EU | R6040R25-B3+NR24A-MP |  | 600 kPa | 100 kPa
120251 | R6040R25-B3/NR24A-MP | R6040R25-B3/NR24A-MP | 26 | R6040R25-B3 | / | NR24A-MP | Communicative actuator | 0 | Scenario 2 |  | PPK¦SelectPro¦VDI3805¦Internet_EU | PPK SelectPro VDI3805 Internet_EU | PPK SelectPro VDI3805 Internet_EU | R6040R25-B3/NR24A-MP |  | 600 kPa | 100 kPa
120252 | R6040R25-B3+NR24A-S | R6040R25-B3+NR24A-S | 26 | R6040R25-B3 | + | NR24A-S | Standard actuator | 0 | Scenario 2 |  | PPK¦SelectPro¦VDI3805¦Internet_EU | PPK SelectPro VDI3805 Internet_EU | PPK SelectPro VDI3805 Internet_EU | R6040R25-B3+NR24A-S |  | 600 kPa | 100 kPa
120253 | R6040R25-B3/NR24A-S | R6040R25-B3/NR24A-S | 26 | R6040R25-B3 | / | NR24A-S | Standard actuator | 0 | Scenario 2 |  | PPK¦SelectPro¦VDI3805¦Internet_EU | PPK SelectPro VDI3805 Internet_EU | PPK SelectPro VDI3805 Internet_EU | R6040R25-B3/NR24A-S |  | 600 kPa | 100 kPa
120254 | R6040R25-B3+NR24A-SR | R6040R25-B3+NR24A-SR | 26 | R6040R25-B3 | + | NR24A-SR | Standard actuator | 1 | Scenario 2 |  | PPK¦SelectPro¦VDI3805¦Internet_EU | PPK SelectPro VDI3805 Internet_EU | PPK SelectPro VDI3805 Internet_EU | R6040R25-B3+NR24A-SR |  | 600 kPa | 100 kPa
120255 | R6040R25-B3/NR24A-SR | R6040R25-B3/NR24A-SR | 26 | R6040R25-B3 | / | NR24A-SR | Standard actuator | 1 | Scenario 2 |  | PPK¦SelectPro¦VDI3805¦Internet_EU | PPK SelectPro VDI3805 Internet_EU | PPK SelectPro VDI3805 Internet_EU | R6040R25-B3/NR24A-SR |  | 600 kPa | 100 kPa
120258 | R6040R25-B3+NRC24A-SR | R6040R25-B3+NRC24A-SR | 26 | R6040R25-B3 | + | NRC24A-SR | Fast runner | 1 | Scenario 2 |  | PPK¦SelectPro¦VDI3805¦Internet_EU | PPK SelectPro VDI3805 Internet_EU | PPK SelectPro VDI3805 Internet_EU | R6040R25-B3+NRC24A-SR |  | 600 kPa | 100 kPa
120259 | R6040R25-B3/NRC24A-SR | R6040R25-B3/NRC24A-SR | 26 | R6040R25-B3 | / | NRC24A-SR | Fast runner | 1 | Scenario 2 |  | PPK¦SelectPro¦VDI3805¦Internet_EU | PPK SelectPro VDI3805 Internet_EU | PPK SelectPro VDI3805 Internet_EU | R6040R25-B3/NRC24A-SR |  | 600 kPa | 100 kPa
120260 | R6050R-B3+NR230A | R6050R-B3+NR230A | 26 | R6050R-B3 | + | NR230A | Standard actuator | 1 | Scenario 1 |  | PPK¦SelectPro¦VDI3805¦Internet_EU | PPK SelectPro VDI3805 Internet_EU | PPK SelectPro OEM VDI3805 Internet_EU | R6050R-B3+NR230A |  | 600 kPa | 100 kPa
120261 | R6050R-B3/NR230A | R6050R-B3/NR230A | 26 | R6050R-B3 | / | NR230A | Standard actuator | 1 | Scenario 1 |  | PPK¦SelectPro¦VDI3805¦Internet_EU | PPK SelectPro VDI3805 Internet_EU | PPK SelectPro OEM VDI3805 Internet_EU | R6050R-B3/NR230A |  | 600 kPa | 100 kPa
120262 | R6050R-B3+NR230A-S | R6050R-B3+NR230A-S | 26 | R6050R-B3 | + | NR230A-S | Standard actuator | 0 | Scenario 1 |  | PPK¦SelectPro¦VDI3805¦Internet_EU | PPK SelectPro VDI3805 Internet_EU | PPK SelectPro VDI3805 Internet_EU | R6050R-B3+NR230A-S |  | 600 kPa | 100 kPa
120263 | R6050R-B3/NR230A-S | R6050R-B3/NR230A-S | 26 | R6050R-B3 | / | NR230A-S | Standard actuator | 0 | Scenario 1 |  | PPK¦SelectPro¦VDI3805¦Internet_EU | PPK SelectPro VDI3805 Internet_EU | PPK SelectPro VDI3805 Internet_EU | R6050R-B3/NR230A-S |  | 600 kPa | 100 kPa
120264 | R6050R-B3+NR24A | R6050R-B3+NR24A | 26 | R6050R-B3 | + | NR24A | Standard actuator | 1 | Scenario 1 |  | PPK¦SelectPro¦VDI3805¦Internet_EU | PPK SelectPro VDI3805 Internet_EU | PPK SelectPro OEM VDI3805 Internet_EU | R6050R-B3+NR24A |  | 600 kPa | 100 kPa
120265 | R6050R-B3/NR24A | R6050R-B3/NR24A | 26 | R6050R-B3 | / | NR24A | Standard actuator | 1 | Scenario 1 |  | PPK¦SelectPro¦VDI3805¦Internet_EU | PPK SelectPro VDI3805 Internet_EU | PPK SelectPro OEM VDI3805 Internet_EU | R6050R-B3/NR24A |  | 600 kPa | 100 kPa
120266 | R6050R-B3+NR24A-S | R6050R-B3+NR24A-S | 26 | R6050R-B3 | + | NR24A-S | Standard actuator | 0 | Scenario 1 |  | PPK¦SelectPro¦VDI3805¦Internet_EU | PPK SelectPro VDI3805 Internet_EU | PPK SelectPro VDI3805 Internet_EU | R6050R-B3+NR24A-S |  | 600 kPa | 100 kPa
120267 | R6050R-B3/NR24A-S | R6050R-B3/NR24A-S | 26 | R6050R-B3 | / | NR24A-S | Standard actuator | 0 | Scenario 1 |  | PPK¦SelectPro¦VDI3805¦Internet_EU | PPK SelectPro VDI3805 Internet_EU | PPK SelectPro VDI3805 Internet_EU | R6050R-B3/NR24A-S |  | 600 kPa | 100 kPa
120346 | R3020-S2+LR24A-S | R3020-S2+LR24A-S | 26 | R3020-S2 | + | LR24A-S | Standard actuator | 0 | Scenario 1 |  | PPK¦SelectPro¦VDI3805¦Internet_EU | PPK SelectPro VDI3805 Internet_EU | PPK SelectPro VDI3805 Internet_EU | R3020-S2+LR24A-S |  | 1400 kPa | 1000 kPa
120347 | R3020-S2/LR24A-S | R3020-S2/LR24A-S | 26 | R3020-S2 | / | LR24A-S | Standard actuator | 0 | Scenario 1 |  | PPK¦SelectPro¦VDI3805¦Internet_EU | PPK SelectPro VDI3805 Internet_EU | PPK SelectPro VDI3805 Internet_EU | R3020-S2/LR24A-S |  | 1400 kPa | 1000 kPa
120348 | R3025-10-S2+LR24A-S | R3025-10-S2+LR24A-S | 26 | R3025-10-S2 | + | LR24A-S | Standard actuator | 0 | Scenario 2 |  | PPK¦SelectPro¦VDI3805¦Internet_EU | PPK SelectPro VDI3805 Internet_EU | PPK SelectPro VDI3805 Internet_EU | R3025-10-S2+LR24A-S |  | 1400 kPa | 350 kPa
120349 | R3025-10-S2/LR24A-S | R3025-10-S2/LR24A-S | 26 | R3025-10-S2 | / | LR24A-S | Standard actuator | 0 | Scenario 2 |  | PPK¦SelectPro¦VDI3805¦Internet_EU | PPK SelectPro VDI3805 Internet_EU | PPK SelectPro VDI3805 Internet_EU | R3025-10-S2/LR24A-S |  | 1400 kPa | 350 kPa
120350 | R3025-10-S2+LR24A-SR | R3025-10-S2+LR24A-SR | 26 | R3025-10-S2 | + | LR24A-SR | Standard actuator | 1 | Scenario 2 |  | PPK¦SelectPro¦VDI3805¦Internet_EU | PPK SelectPro VDI3805 Internet_EU | PPK SelectPro VDI3805 Internet_EU | R3025-10-S2+LR24A-SR |  | 1400 kPa | 350 kPa
120351 | R3025-10-S2/LR24A-SR | R3025-10-S2/LR24A-SR | 26 | R3025-10-S2 | / | LR24A-SR | Standard actuator | 1 | Scenario 2 |  | PPK¦SelectPro¦VDI3805¦Internet_EU | PPK SelectPro VDI3805 Internet_EU | PPK SelectPro VDI3805 Internet_EU | R3025-10-S2/LR24A-SR |  | 1400 kPa | 350 kPa
120352 | R3025-10-S2+LRC24A-SR | R3025-10-S2+LRC24A-SR | 26 | R3025-10-S2 | + | LRC24A-SR | Fast runner | 1 | Scenario 2 |  | PPK¦SelectPro¦VDI3805¦Internet_EU | PPK SelectPro VDI3805 Internet_EU | PPK SelectPro VDI3805 Internet_EU | R3025-10-S2+LRC24A-SR |  | 1400 kPa | 350 kPa
120353 | R3025-10-S2/LRC24A-SR | R3025-10-S2/LRC24A-SR | 26 | R3025-10-S2 | / | LRC24A-SR | Fast runner | 1 | Scenario 2 |  | PPK¦SelectPro¦VDI3805¦Internet_EU | PPK SelectPro VDI3805 Internet_EU | PPK SelectPro VDI3805 Internet_EU | R3025-10-S2/LRC24A-SR |  | 1400 kPa | 350 kPa
120354 | R3025-6P3-S2+LR24A-S | R3025-6P3-S2+LR24A-S | 26 | R3025-6P3-S2 | + | LR24A-S | Standard actuator | 0 | Scenario 2 |  | PPK¦SelectPro¦VDI3805¦Internet_EU | PPK SelectPro VDI3805 Internet_EU | PPK SelectPro VDI3805 Internet_EU | R3025-6P3-S2+LR24A-S |  | 1400 kPa | 350 kPa
120355 | R3025-6P3-S2/LR24A-S | R3025-6P3-S2/LR24A-S | 26 | R3025-6P3-S2 | / | LR24A-S | Standard actuator | 0 | Scenario 2 |  | PPK¦SelectPro¦VDI3805¦Internet_EU | PPK SelectPro VDI3805 Internet_EU | PPK SelectPro VDI3805 Internet_EU | R3025-6P3-S2/LR24A-S |  | 1400 kPa | 350 kPa
120356 | R3025-6P3-S2+LR24A-SR | R3025-6P3-S2+LR24A-SR | 26 | R3025-6P3-S2 | + | LR24A-SR | Standard actuator | 1 | Scenario 2 |  | PPK¦SelectPro¦VDI3805¦Internet_EU | PPK SelectPro VDI3805 Internet_EU | PPK SelectPro VDI3805 Internet_EU | R3025-6P3-S2+LR24A-SR |  | 1400 kPa | 350 kPa
120357 | R3025-6P3-S2/LR24A-SR | R3025-6P3-S2/LR24A-SR | 26 | R3025-6P3-S2 | / | LR24A-SR | Standard actuator | 1 | Scenario 2 |  | PPK¦SelectPro¦VDI3805¦Internet_EU | PPK SelectPro VDI3805 Internet_EU | PPK SelectPro VDI3805 Internet_EU | R3025-6P3-S2/LR24A-SR |  | 1400 kPa | 350 kPa
120358 | R3025-6P3-S2+LRC24A-SR | R3025-6P3-S2+LRC24A-SR | 26 | R3025-6P3-S2 | + | LRC24A-SR | Fast runner | 1 | Scenario 2 |  | PPK¦SelectPro¦VDI3805¦Internet_EU | PPK SelectPro VDI3805 Internet_EU | PPK SelectPro VDI3805 Internet_EU | R3025-6P3-S2+LRC24A-SR |  | 1400 kPa | 350 kPa
120359 | R3025-6P3-S2/LRC24A-SR | R3025-6P3-S2/LRC24A-SR | 26 | R3025-6P3-S2 | / | LRC24A-SR | Fast runner | 1 | Scenario 2 |  | PPK¦SelectPro¦VDI3805¦Internet_EU | PPK SelectPro VDI3805 Internet_EU | PPK SelectPro VDI3805 Internet_EU | R3025-6P3-S2/LRC24A-SR |  | 1400 kPa | 350 kPa
120360 | R3025-BL2+LR24A-S | R3025-BL2+LR24A-S | 26 | R3025-BL2 | + | LR24A-S | Standard actuator | 0 | Scenario 1 |  | PPK¦SelectPro¦VDI3805¦Internet_EU | PPK SelectPro VDI3805 Internet_EU | PPK SelectPro VDI3805 Internet_EU | R3025-BL2+LR24A-S |  | 500 kPa | 350 kPa
120361 | R3025-BL2/LR24A-S | R3025-BL2/LR24A-S | 26 | R3025-BL2 | / | LR24A-S | Standard actuator | 0 | Scenario 1 |  | PPK¦SelectPro¦VDI3805¦Internet_EU | PPK SelectPro VDI3805 Internet_EU | PPK SelectPro VDI3805 Internet_EU | R3025-BL2/LR24A-S |  | 500 kPa | 350 kPa
120362 | R3025-S2+LR24A-S | R3025-S2+LR24A-S | 26 | R3025-S2 | + | LR24A-S | Standard actuator | 0 | Scenario 1 |  | PPK¦SelectPro¦VDI3805¦Internet_EU | PPK SelectPro VDI3805 Internet_EU | PPK SelectPro VDI3805 Internet_EU | R3025-S2+LR24A-S |  | 1400 kPa | 1000 kPa
120363 | R3025-S2/LR24A-S | R3025-S2/LR24A-S | 26 | R3025-S2 | / | LR24A-S | Standard actuator | 0 | Scenario 1 |  | PPK¦SelectPro¦VDI3805¦Internet_EU | PPK SelectPro VDI3805 Internet_EU | PPK SelectPro VDI3805 Internet_EU | R3025-S2/LR24A-S |  | 1400 kPa | 1000 kPa
120364 | R3032-BL2+LR24A-S | R3032-BL2+LR24A-S | 26 | R3032-BL2 | + | LR24A-S | Standard actuator | 0 | Scenario 1 |  | PPK¦SelectPro¦VDI3805¦Internet_EU | PPK SelectPro VDI3805 Internet_EU | PPK SelectPro VDI3805 Internet_EU | R3032-BL2+LR24A-S |  | 500 kPa | 350 kPa
120365 | R3032-BL2/LR24A-S | R3032-BL2/LR24A-S | 26 | R3032-BL2 | / | LR24A-S | Standard actuator | 0 | Scenario 1 |  | PPK¦SelectPro¦VDI3805¦Internet_EU | PPK SelectPro VDI3805 Internet_EU | PPK SelectPro VDI3805 Internet_EU | R3032-BL2/LR24A-S |  | 500 kPa | 350 kPa
120366 | R6015R-B1+LR24A-S | R6015R-B1+LR24A-S | 26 | R6015R-B1 | + | LR24A-S | Standard actuator | 0 | Scenario 1 |  | PPK¦SelectPro¦VDI3805¦Internet_EU | PPK SelectPro VDI3805 Internet_EU | PPK SelectPro VDI3805 Internet_EU | R6015R-B1+LR24A-S |  | 600 kPa | 100 kPa
120367 | R6015R-B1/LR24A-S | R6015R-B1/LR24A-S | 26 | R6015R-B1 | / | LR24A-S | Standard actuator | 0 | Scenario 1 |  | PPK¦SelectPro¦VDI3805¦Internet_EU | PPK SelectPro VDI3805 Internet_EU | PPK SelectPro VDI3805 Internet_EU | R6015R-B1/LR24A-S |  | 600 kPa | 100 kPa
120368 | R6015R1-B1+LR24A-S | R6015R1-B1+LR24A-S | 26 | R6015R1-B1 | + | LR24A-S | Standard actuator | 0 | Scenario 2 |  | PPK¦SelectPro¦VDI3805¦Internet_EU | PPK SelectPro VDI3805 Internet_EU | PPK SelectPro VDI3805 Internet_EU | R6015R1-B1+LR24A-S |  | 600 kPa | 100 kPa
120369 | R6015R1-B1/LR24A-S | R6015R1-B1/LR24A-S | 26 | R6015R1-B1 | / | LR24A-S | Standard actuator | 0 | Scenario 2 |  | PPK¦SelectPro¦VDI3805¦Internet_EU | PPK SelectPro VDI3805 Internet_EU | PPK SelectPro VDI3805 Internet_EU | R6015R1-B1/LR24A-S |  | 600 kPa | 100 kPa
120370 | R6015R1-B1+LR24A-SR | R6015R1-B1+LR24A-SR | 26 | R6015R1-B1 | + | LR24A-SR | Standard actuator | 1 | Scenario 2 |  | PPK¦SelectPro¦VDI3805¦Internet_EU | PPK SelectPro VDI3805 Internet_EU | PPK SelectPro VDI3805 Internet_EU | R6015R1-B1+LR24A-SR |  | 600 kPa | 100 kPa
120371 | R6015R1-B1/LR24A-SR | R6015R1-B1/LR24A-SR | 26 | R6015R1-B1 | / | LR24A-SR | Standard actuator | 1 | Scenario 2 |  | PPK¦SelectPro¦VDI3805¦Internet_EU | PPK SelectPro VDI3805 Internet_EU | PPK SelectPro VDI3805 Internet_EU | R6015R1-B1/LR24A-SR |  | 600 kPa | 100 kPa
120372 | R6015R1-B1+LRC24A-SR | R6015R1-B1+LRC24A-SR | 26 | R6015R1-B1 | + | LRC24A-SR | Fast runner | 1 | Scenario 2 |  | PPK¦SelectPro¦VDI3805¦Internet_EU | PPK SelectPro VDI3805 Internet_EU | PPK SelectPro VDI3805 Internet_EU | R6015R1-B1+LRC24A-SR |  | 600 kPa | 100 kPa
120373 | R6015R1-B1/LRC24A-SR | R6015R1-B1/LRC24A-SR | 26 | R6015R1-B1 | / | LRC24A-SR | Fast runner | 1 | Scenario 2 |  | PPK¦SelectPro¦VDI3805¦Internet_EU | PPK SelectPro VDI3805 Internet_EU | PPK SelectPro VDI3805 Internet_EU | R6015R1-B1/LRC24A-SR |  | 600 kPa | 100 kPa
120374 | R6015R1P6-B1+LR24A-S | R6015R1P6-B1+LR24A-S | 26 | R6015R1P6-B1 | + | LR24A-S | Standard actuator | 0 | Scenario 2 |  | PPK¦SelectPro¦VDI3805¦Internet_EU | PPK SelectPro VDI3805 Internet_EU | PPK SelectPro VDI3805 Internet_EU | R6015R1P6-B1+LR24A-S |  | 600 kPa | 100 kPa
120375 | R6015R1P6-B1/LR24A-S | R6015R1P6-B1/LR24A-S | 26 | R6015R1P6-B1 | / | LR24A-S | Standard actuator | 0 | Scenario 2 |  | PPK¦SelectPro¦VDI3805¦Internet_EU | PPK SelectPro VDI3805 Internet_EU | PPK SelectPro VDI3805 Internet_EU | R6015R1P6-B1/LR24A-S |  | 600 kPa | 100 kPa
120376 | R6015R1P6-B1+LR24A-SR | R6015R1P6-B1+LR24A-SR | 26 | R6015R1P6-B1 | + | LR24A-SR | Standard actuator | 1 | Scenario 2 |  | PPK¦SelectPro¦VDI3805¦Internet_EU | PPK SelectPro VDI3805 Internet_EU | PPK SelectPro VDI3805 Internet_EU | R6015R1P6-B1+LR24A-SR |  | 600 kPa | 100 kPa
120377 | R6015R1P6-B1/LR24A-SR | R6015R1P6-B1/LR24A-SR | 26 | R6015R1P6-B1 | / | LR24A-SR | Standard actuator | 1 | Scenario 2 |  | PPK¦SelectPro¦VDI3805¦Internet_EU | PPK SelectPro VDI3805 Internet_EU | PPK SelectPro VDI3805 Internet_EU | R6015R1P6-B1/LR24A-SR |  | 600 kPa | 100 kPa
120378 | R6015R1P6-B1+LRC24A-SR | R6015R1P6-B1+LRC24A-SR | 26 | R6015R1P6-B1 | + | LRC24A-SR | Fast runner | 1 | Scenario 2 |  | PPK¦SelectPro¦VDI3805¦Internet_EU | PPK SelectPro VDI3805 Internet_EU | PPK SelectPro VDI3805 Internet_EU | R6015R1P6-B1+LRC24A-SR |  | 600 kPa | 100 kPa
120379 | R6015R1P6-B1/LRC24A-SR | R6015R1P6-B1/LRC24A-SR | 26 | R6015R1P6-B1 | / | LRC24A-SR | Fast runner | 1 | Scenario 2 |  | PPK¦SelectPro¦VDI3805¦Internet_EU | PPK SelectPro VDI3805 Internet_EU | PPK SelectPro VDI3805 Internet_EU | R6015R1P6-B1/LRC24A-SR |  | 600 kPa | 100 kPa
120380 | R6015R2P5-B1+LR24A-S | R6015R2P5-B1+LR24A-S | 26 | R6015R2P5-B1 | + | LR24A-S | Standard actuator | 0 | Scenario 2 |  | PPK¦SelectPro¦VDI3805¦Internet_EU | PPK SelectPro VDI3805 Internet_EU | PPK SelectPro VDI3805 Internet_EU | R6015R2P5-B1+LR24A-S |  | 600 kPa | 100 kPa
120381 | R6015R2P5-B1/LR24A-S | R6015R2P5-B1/LR24A-S | 26 | R6015R2P5-B1 | / | LR24A-S | Standard actuator | 0 | Scenario 2 |  | PPK¦SelectPro¦VDI3805¦Internet_EU | PPK SelectPro VDI3805 Internet_EU | PPK SelectPro VDI3805 Internet_EU | R6015R2P5-B1/LR24A-S |  | 600 kPa | 100 kPa
120382 | R6015R2P5-B1+LR24A-SR | R6015R2P5-B1+LR24A-SR | 26 | R6015R2P5-B1 | + | LR24A-SR | Standard actuator | 1 | Scenario 2 |  | PPK¦SelectPro¦VDI3805¦Internet_EU | PPK SelectPro VDI3805 Internet_EU | PPK SelectPro VDI3805 Internet_EU | R6015R2P5-B1+LR24A-SR |  | 600 kPa | 100 kPa
120383 | R6015R2P5-B1/LR24A-SR | R6015R2P5-B1/LR24A-SR | 26 | R6015R2P5-B1 | / | LR24A-SR | Standard actuator | 1 | Scenario 2 |  | PPK¦SelectPro¦VDI3805¦Internet_EU | PPK SelectPro VDI3805 Internet_EU | PPK SelectPro VDI3805 Internet_EU | R6015R2P5-B1/LR24A-SR |  | 600 kPa | 100 kPa
120384 | R6015R2P5-B1+LRC24A-SR | R6015R2P5-B1+LRC24A-SR | 26 | R6015R2P5-B1 | + | LRC24A-SR | Fast runner | 1 | Scenario 2 |  | PPK¦SelectPro¦VDI3805¦Internet_EU | PPK SelectPro VDI3805 Internet_EU | PPK SelectPro VDI3805 Internet_EU | R6015R2P5-B1+LRC24A-SR |  | 600 kPa | 100 kPa
120385 | R6015R2P5-B1/LRC24A-SR | R6015R2P5-B1/LRC24A-SR | 26 | R6015R2P5-B1 | / | LRC24A-SR | Fast runner | 1 | Scenario 2 |  | PPK¦SelectPro¦VDI3805¦Internet_EU | PPK SelectPro VDI3805 Internet_EU | PPK SelectPro VDI3805 Internet_EU | R6015R2P5-B1/LRC24A-SR |  | 600 kPa | 100 kPa
120386 | R6015R4-B1+LR24A-S | R6015R4-B1+LR24A-S | 26 | R6015R4-B1 | + | LR24A-S | Standard actuator | 0 | Scenario 2 |  | PPK¦SelectPro¦VDI3805¦Internet_EU | PPK SelectPro VDI3805 Internet_EU | PPK SelectPro VDI3805 Internet_EU | R6015R4-B1+LR24A-S |  | 600 kPa | 100 kPa
120387 | R6015R4-B1/LR24A-S | R6015R4-B1/LR24A-S | 26 | R6015R4-B1 | / | LR24A-S | Standard actuator | 0 | Scenario 2 |  | PPK¦SelectPro¦VDI3805¦Internet_EU | PPK SelectPro VDI3805 Internet_EU | PPK SelectPro VDI3805 Internet_EU | R6015R4-B1/LR24A-S |  | 600 kPa | 100 kPa
120388 | R6015R4-B1+LR24A-SR | R6015R4-B1+LR24A-SR | 26 | R6015R4-B1 | + | LR24A-SR | Standard actuator | 1 | Scenario 2 |  | PPK¦SelectPro¦VDI3805¦Internet_EU | PPK SelectPro VDI3805 Internet_EU | PPK SelectPro VDI3805 Internet_EU | R6015R4-B1+LR24A-SR |  | 600 kPa | 100 kPa
120389 | R6015R4-B1/LR24A-SR | R6015R4-B1/LR24A-SR | 26 | R6015R4-B1 | / | LR24A-SR | Standard actuator | 1 | Scenario 2 |  | PPK¦SelectPro¦VDI3805¦Internet_EU | PPK SelectPro VDI3805 Internet_EU | PPK SelectPro VDI3805 Internet_EU | R6015R4-B1/LR24A-SR |  | 600 kPa | 100 kPa
120390 | R6015R4-B1+LRC24A-SR | R6015R4-B1+LRC24A-SR | 26 | R6015R4-B1 | + | LRC24A-SR | Fast runner | 1 | Scenario 2 |  | PPK¦SelectPro¦VDI3805¦Internet_EU | PPK SelectPro VDI3805 Internet_EU | PPK SelectPro VDI3805 Internet_EU | R6015R4-B1+LRC24A-SR |  | 600 kPa | 100 kPa
120391 | R6015R4-B1/LRC24A-SR | R6015R4-B1/LRC24A-SR | 26 | R6015R4-B1 | / | LRC24A-SR | Fast runner | 1 | Scenario 2 |  | PPK¦SelectPro¦VDI3805¦Internet_EU | PPK SelectPro VDI3805 Internet_EU | PPK SelectPro VDI3805 Internet_EU | R6015R4-B1/LRC24A-SR |  | 600 kPa | 100 kPa
120392 | R6015RP63-B1+LR24A-S | R6015RP63-B1+LR24A-S | 26 | R6015RP63-B1 | + | LR24A-S | Standard actuator | 0 | Scenario 2 |  | PPK¦SelectPro¦VDI3805¦Internet_EU | PPK SelectPro VDI3805 Internet_EU | PPK SelectPro VDI3805 Internet_EU | R6015RP63-B1+LR24A-S |  | 600 kPa | 100 kPa
120393 | R6015RP63-B1/LR24A-S | R6015RP63-B1/LR24A-S | 26 | R6015RP63-B1 | / | LR24A-S | Standard actuator | 0 | Scenario 2 |  | PPK¦SelectPro¦VDI3805¦Internet_EU | PPK SelectPro VDI3805 Internet_EU | PPK SelectPro VDI3805 Internet_EU | R6015RP63-B1/LR24A-S |  | 600 kPa | 100 kPa
120394 | R6015RP63-B1+LR24A-SR | R6015RP63-B1+LR24A-SR | 26 | R6015RP63-B1 | + | LR24A-SR | Standard actuator | 1 | Scenario 2 |  | PPK¦SelectPro¦VDI3805¦Internet_EU | PPK SelectPro VDI3805 Internet_EU | PPK SelectPro VDI3805 Internet_EU | R6015RP63-B1+LR24A-SR |  | 600 kPa | 100 kPa
120395 | R6015RP63-B1/LR24A-SR | R6015RP63-B1/LR24A-SR | 26 | R6015RP63-B1 | / | LR24A-SR | Standard actuator | 1 | Scenario 2 |  | PPK¦SelectPro¦VDI3805¦Internet_EU | PPK SelectPro VDI3805 Internet_EU | PPK SelectPro VDI3805 Internet_EU | R6015RP63-B1/LR24A-SR |  | 600 kPa | 100 kPa
120396 | R6015RP63-B1+LRC24A-SR | R6015RP63-B1+LRC24A-SR | 26 | R6015RP63-B1 | + | LRC24A-SR | Fast runner | 1 | Scenario 2 |  | PPK¦SelectPro¦VDI3805¦Internet_EU | PPK SelectPro VDI3805 Internet_EU | PPK SelectPro VDI3805 Internet_EU | R6015RP63-B1+LRC24A-SR |  | 600 kPa | 100 kPa
120397 | R6015RP63-B1/LRC24A-SR | R6015RP63-B1/LRC24A-SR | 26 | R6015RP63-B1 | / | LRC24A-SR | Fast runner | 1 | Scenario 2 |  | PPK¦SelectPro¦VDI3805¦Internet_EU | PPK SelectPro VDI3805 Internet_EU | PPK SelectPro VDI3805 Internet_EU | R6015RP63-B1/LRC24A-SR |  | 600 kPa | 100 kPa
120398 | R6020R-B1+LR24A-S | R6020R-B1+LR24A-S | 26 | R6020R-B1 | + | LR24A-S | Standard actuator | 0 | Scenario 1 |  | PPK¦SelectPro¦VDI3805¦Internet_EU | PPK SelectPro VDI3805 Internet_EU | PPK SelectPro VDI3805 Internet_EU | R6020R-B1+LR24A-S |  | 600 kPa | 100 kPa
120399 | R6020R-B1/LR24A-S | R6020R-B1/LR24A-S | 26 | R6020R-B1 | / | LR24A-S | Standard actuator | 0 | Scenario 1 |  | PPK¦SelectPro¦VDI3805¦Internet_EU | PPK SelectPro VDI3805 Internet_EU | PPK SelectPro VDI3805 Internet_EU | R6020R-B1/LR24A-S |  | 600 kPa | 100 kPa
120400 | R6020R6P3-B1+LR24A-S | R6020R6P3-B1+LR24A-S | 26 | R6020R6P3-B1 | + | LR24A-S | Standard actuator | 0 | Scenario 2 |  | PPK¦SelectPro¦VDI3805¦Internet_EU | PPK SelectPro VDI3805 Internet_EU | PPK SelectPro VDI3805 Internet_EU | R6020R6P3-B1+LR24A-S |  | 600 kPa | 100 kPa
120401 | R6020R6P3-B1/LR24A-S | R6020R6P3-B1/LR24A-S | 26 | R6020R6P3-B1 | / | LR24A-S | Standard actuator | 0 | Scenario 2 |  | PPK¦SelectPro¦VDI3805¦Internet_EU | PPK SelectPro VDI3805 Internet_EU | PPK SelectPro VDI3805 Internet_EU | R6020R6P3-B1/LR24A-S |  | 600 kPa | 100 kPa
120402 | R6020R6P3-B1+LR24A-SR | R6020R6P3-B1+LR24A-SR | 26 | R6020R6P3-B1 | + | LR24A-SR | Standard actuator | 1 | Scenario 2 |  | PPK¦SelectPro¦VDI3805¦Internet_EU | PPK SelectPro VDI3805 Internet_EU | PPK SelectPro VDI3805 Internet_EU | R6020R6P3-B1+LR24A-SR |  | 600 kPa | 100 kPa
120403 | R6020R6P3-B1/LR24A-SR | R6020R6P3-B1/LR24A-SR | 26 | R6020R6P3-B1 | / | LR24A-SR | Standard actuator | 1 | Scenario 2 |  | PPK¦SelectPro¦VDI3805¦Internet_EU | PPK SelectPro VDI3805 Internet_EU | PPK SelectPro VDI3805 Internet_EU | R6020R6P3-B1/LR24A-SR |  | 600 kPa | 100 kPa
120404 | R6020R6P3-B1+LRC24A-SR | R6020R6P3-B1+LRC24A-SR | 26 | R6020R6P3-B1 | + | LRC24A-SR | Fast runner | 1 | Scenario 2 |  | PPK¦SelectPro¦VDI3805¦Internet_EU | PPK SelectPro VDI3805 Internet_EU | PPK SelectPro VDI3805 Internet_EU | R6020R6P3-B1+LRC24A-SR |  | 600 kPa | 100 kPa
120405 | R6020R6P3-B1/LRC24A-SR | R6020R6P3-B1/LRC24A-SR | 26 | R6020R6P3-B1 | / | LRC24A-SR | Fast runner | 1 | Scenario 2 |  | PPK¦SelectPro¦VDI3805¦Internet_EU | PPK SelectPro VDI3805 Internet_EU | PPK SelectPro VDI3805 Internet_EU | R6020R6P3-B1/LRC24A-SR |  | 600 kPa | 100 kPa
120406 | R6025R-B2+LR24A-S | R6025R-B2+LR24A-S | 26 | R6025R-B2 | + | LR24A-S | Standard actuator | 0 | Scenario 1 |  | PPK¦SelectPro¦VDI3805¦Internet_EU | PPK SelectPro VDI3805 Internet_EU | PPK SelectPro VDI3805 Internet_EU | R6025R-B2+LR24A-S |  | 600 kPa | 100 kPa
120407 | R6025R-B2/LR24A-S | R6025R-B2/LR24A-S | 26 | R6025R-B2 | / | LR24A-S | Standard actuator | 0 | Scenario 1 |  | PPK¦SelectPro¦VDI3805¦Internet_EU | PPK SelectPro VDI3805 Internet_EU | PPK SelectPro VDI3805 Internet_EU | R6025R-B2/LR24A-S |  | 600 kPa | 100 kPa
120408 | R6025R10-B2+LR24A-S | R6025R10-B2+LR24A-S | 26 | R6025R10-B2 | + | LR24A-S | Standard actuator | 0 | Scenario 2 |  | PPK¦SelectPro¦VDI3805¦Internet_EU | PPK SelectPro VDI3805 Internet_EU | PPK SelectPro VDI3805 Internet_EU | R6025R10-B2+LR24A-S |  | 600 kPa | 100 kPa
120409 | R6025R10-B2/LR24A-S | R6025R10-B2/LR24A-S | 26 | R6025R10-B2 | / | LR24A-S | Standard actuator | 0 | Scenario 2 |  | PPK¦SelectPro¦VDI3805¦Internet_EU | PPK SelectPro VDI3805 Internet_EU | PPK SelectPro VDI3805 Internet_EU | R6025R10-B2/LR24A-S |  | 600 kPa | 100 kPa
120410 | R6025R10-B2+LR24A-SR | R6025R10-B2+LR24A-SR | 26 | R6025R10-B2 | + | LR24A-SR | Standard actuator | 1 | Scenario 2 |  | PPK¦SelectPro¦VDI3805¦Internet_EU | PPK SelectPro VDI3805 Internet_EU | PPK SelectPro VDI3805 Internet_EU | R6025R10-B2+LR24A-SR |  | 600 kPa | 100 kPa
120411 | R6025R10-B2/LR24A-SR | R6025R10-B2/LR24A-SR | 26 | R6025R10-B2 | / | LR24A-SR | Standard actuator | 1 | Scenario 2 |  | PPK¦SelectPro¦VDI3805¦Internet_EU | PPK SelectPro VDI3805 Internet_EU | PPK SelectPro VDI3805 Internet_EU | R6025R10-B2/LR24A-SR |  | 600 kPa | 100 kPa
120412 | R6025R10-B2+LRC24A-SR | R6025R10-B2+LRC24A-SR | 26 | R6025R10-B2 | + | LRC24A-SR | Fast runner | 1 | Scenario 2 |  | PPK¦SelectPro¦VDI3805¦Internet_EU | PPK SelectPro VDI3805 Internet_EU | PPK SelectPro VDI3805 Internet_EU | R6025R10-B2+LRC24A-SR |  | 600 kPa | 100 kPa
120413 | R6025R10-B2/LRC24A-SR | R6025R10-B2/LRC24A-SR | 26 | R6025R10-B2 | / | LRC24A-SR | Fast runner | 1 | Scenario 2 |  | PPK¦SelectPro¦VDI3805¦Internet_EU | PPK SelectPro VDI3805 Internet_EU | PPK SelectPro VDI3805 Internet_EU | R6025R10-B2/LRC24A-SR |  | 600 kPa | 100 kPa
120414 | R7015R-B1+LR24A-S | R7015R-B1+LR24A-S | 26 | R7015R-B1 | + | LR24A-S | Standard actuator | 0 | Scenario 1 |  | PPK¦SelectPro¦VDI3805¦Internet_EU | PPK SelectPro VDI3805 Internet_EU | PPK SelectPro VDI3805 Internet_EU | R7015R-B1+LR24A-S |  | 600 kPa | 100 kPa
120415 | R7015R-B1/LR24A-S | R7015R-B1/LR24A-S | 26 | R7015R-B1 | / | LR24A-S | Standard actuator | 0 | Scenario 1 |  | PPK¦SelectPro¦VDI3805¦Internet_EU | PPK SelectPro VDI3805 Internet_EU | PPK SelectPro VDI3805 Internet_EU | R7015R-B1/LR24A-S |  | 600 kPa | 100 kPa
120416 | R7015R1P6-B1+LR24A-S | R7015R1P6-B1+LR24A-S | 26 | R7015R1P6-B1 | + | LR24A-S | Standard actuator | 0 | Scenario 2 |  | PPK¦SelectPro¦VDI3805¦Internet_EU | PPK SelectPro VDI3805 Internet_EU | PPK SelectPro VDI3805 Internet_EU | R7015R1P6-B1+LR24A-S |  | 600 kPa | 100 kPa
120417 | R7015R1P6-B1/LR24A-S | R7015R1P6-B1/LR24A-S | 26 | R7015R1P6-B1 | / | LR24A-S | Standard actuator | 0 | Scenario 2 |  | PPK¦SelectPro¦VDI3805¦Internet_EU | PPK SelectPro VDI3805 Internet_EU | PPK SelectPro VDI3805 Internet_EU | R7015R1P6-B1/LR24A-S |  | 600 kPa | 100 kPa
120418 | R7015R1P6-B1+LR24A-SR | R7015R1P6-B1+LR24A-SR | 26 | R7015R1P6-B1 | + | LR24A-SR | Standard actuator | 1 | Scenario 2 |  | PPK¦SelectPro¦VDI3805¦Internet_EU | PPK SelectPro VDI3805 Internet_EU | PPK SelectPro VDI3805 Internet_EU | R7015R1P6-B1+LR24A-SR |  | 600 kPa | 100 kPa
120419 | R7015R1P6-B1/LR24A-SR | R7015R1P6-B1/LR24A-SR | 26 | R7015R1P6-B1 | / | LR24A-SR | Standard actuator | 1 | Scenario 2 |  | PPK¦SelectPro¦VDI3805¦Internet_EU | PPK SelectPro VDI3805 Internet_EU | PPK SelectPro VDI3805 Internet_EU | R7015R1P6-B1/LR24A-SR |  | 600 kPa | 100 kPa
120420 | R7015R1P6-B1+LRC24A-SR | R7015R1P6-B1+LRC24A-SR | 26 | R7015R1P6-B1 | + | LRC24A-SR | Fast runner | 1 | Scenario 2 |  | PPK¦SelectPro¦VDI3805¦Internet_EU | PPK SelectPro VDI3805 Internet_EU | PPK SelectPro VDI3805 Internet_EU | R7015R1P6-B1+LRC24A-SR |  | 600 kPa | 100 kPa
120421 | R7015R1P6-B1/LRC24A-SR | R7015R1P6-B1/LRC24A-SR | 26 | R7015R1P6-B1 | / | LRC24A-SR | Fast runner | 1 | Scenario 2 |  | PPK¦SelectPro¦VDI3805¦Internet_EU | PPK SelectPro VDI3805 Internet_EU | PPK SelectPro VDI3805 Internet_EU | R7015R1P6-B1/LRC24A-SR |  | 600 kPa | 100 kPa
120422 | R7015R4-B1+LR24A-S | R7015R4-B1+LR24A-S | 26 | R7015R4-B1 | + | LR24A-S | Standard actuator | 0 | Scenario 2 |  | PPK¦SelectPro¦VDI3805¦Internet_EU | PPK SelectPro VDI3805 Internet_EU | PPK SelectPro VDI3805 Internet_EU | R7015R4-B1+LR24A-S |  | 600 kPa | 100 kPa
120423 | R7015R4-B1/LR24A-S | R7015R4-B1/LR24A-S | 26 | R7015R4-B1 | / | LR24A-S | Standard actuator | 0 | Scenario 2 |  | PPK¦SelectPro¦VDI3805¦Internet_EU | PPK SelectPro VDI3805 Internet_EU | PPK SelectPro VDI3805 Internet_EU | R7015R4-B1/LR24A-S |  | 600 kPa | 100 kPa
120424 | R7015R4-B1+LR24A-SR | R7015R4-B1+LR24A-SR | 26 | R7015R4-B1 | + | LR24A-SR | Standard actuator | 1 | Scenario 2 |  | PPK¦SelectPro¦VDI3805¦Internet_EU | PPK SelectPro VDI3805 Internet_EU | PPK SelectPro VDI3805 Internet_EU | R7015R4-B1+LR24A-SR |  | 600 kPa | 100 kPa
120425 | R7015R4-B1/LR24A-SR | R7015R4-B1/LR24A-SR | 26 | R7015R4-B1 | / | LR24A-SR | Standard actuator | 1 | Scenario 2 |  | PPK¦SelectPro¦VDI3805¦Internet_EU | PPK SelectPro VDI3805 Internet_EU | PPK SelectPro VDI3805 Internet_EU | R7015R4-B1/LR24A-SR |  | 600 kPa | 100 kPa
120426 | R7015R4-B1+LRC24A-SR | R7015R4-B1+LRC24A-SR | 26 | R7015R4-B1 | + | LRC24A-SR | Fast runner | 1 | Scenario 2 |  | PPK¦SelectPro¦VDI3805¦Internet_EU | PPK SelectPro VDI3805 Internet_EU | PPK SelectPro VDI3805 Internet_EU | R7015R4-B1+LRC24A-SR |  | 600 kPa | 100 kPa
120427 | R7015R4-B1/LRC24A-SR | R7015R4-B1/LRC24A-SR | 26 | R7015R4-B1 | / | LRC24A-SR | Fast runner | 1 | Scenario 2 |  | PPK¦SelectPro¦VDI3805¦Internet_EU | PPK SelectPro VDI3805 Internet_EU | PPK SelectPro VDI3805 Internet_EU | R7015R4-B1/LRC24A-SR |  | 600 kPa | 100 kPa
120428 | R7015RP63-B1+LR24A-S | R7015RP63-B1+LR24A-S | 26 | R7015RP63-B1 | + | LR24A-S | Standard actuator | 0 | Scenario 2 |  | PPK¦SelectPro¦VDI3805¦Internet_EU | PPK SelectPro VDI3805 Internet_EU | PPK SelectPro VDI3805 Internet_EU | R7015RP63-B1+LR24A-S |  | 600 kPa | 100 kPa
120429 | R7015RP63-B1/LR24A-S | R7015RP63-B1/LR24A-S | 26 | R7015RP63-B1 | / | LR24A-S | Standard actuator | 0 | Scenario 2 |  | PPK¦SelectPro¦VDI3805¦Internet_EU | PPK SelectPro VDI3805 Internet_EU | PPK SelectPro VDI3805 Internet_EU | R7015RP63-B1/LR24A-S |  | 600 kPa | 100 kPa
120430 | R7015RP63-B1+LR24A-SR | R7015RP63-B1+LR24A-SR | 26 | R7015RP63-B1 | + | LR24A-SR | Standard actuator | 1 | Scenario 2 |  | PPK¦SelectPro¦VDI3805¦Internet_EU | PPK SelectPro VDI3805 Internet_EU | PPK SelectPro VDI3805 Internet_EU | R7015RP63-B1+LR24A-SR |  | 600 kPa | 100 kPa
120431 | R7015RP63-B1/LR24A-SR | R7015RP63-B1/LR24A-SR | 26 | R7015RP63-B1 | / | LR24A-SR | Standard actuator | 1 | Scenario 2 |  | PPK¦SelectPro¦VDI3805¦Internet_EU | PPK SelectPro VDI3805 Internet_EU | PPK SelectPro VDI3805 Internet_EU | R7015RP63-B1/LR24A-SR |  | 600 kPa | 100 kPa
120432 | R7015RP63-B1+LRC24A-SR | R7015RP63-B1+LRC24A-SR | 26 | R7015RP63-B1 | + | LRC24A-SR | Fast runner | 1 | Scenario 2 |  | PPK¦SelectPro¦VDI3805¦Internet_EU | PPK SelectPro VDI3805 Internet_EU | PPK SelectPro VDI3805 Internet_EU | R7015RP63-B1+LRC24A-SR |  | 600 kPa | 100 kPa
120433 | R7015RP63-B1/LRC24A-SR | R7015RP63-B1/LRC24A-SR | 26 | R7015RP63-B1 | / | LRC24A-SR | Fast runner | 1 | Scenario 2 |  | PPK¦SelectPro¦VDI3805¦Internet_EU | PPK SelectPro VDI3805 Internet_EU | PPK SelectPro VDI3805 Internet_EU | R7015RP63-B1/LRC24A-SR |  | 600 kPa | 100 kPa
120434 | R7020R-B1+LR24A-S | R7020R-B1+LR24A-S | 26 | R7020R-B1 | + | LR24A-S | Standard actuator | 0 | Scenario 1 |  | PPK¦SelectPro¦VDI3805¦Internet_EU | PPK SelectPro VDI3805 Internet_EU | PPK SelectPro VDI3805 Internet_EU | R7020R-B1+LR24A-S |  | 600 kPa | 100 kPa
120435 | R7020R-B1/LR24A-S | R7020R-B1/LR24A-S | 26 | R7020R-B1 | / | LR24A-S | Standard actuator | 0 | Scenario 1 |  | PPK¦SelectPro¦VDI3805¦Internet_EU | PPK SelectPro VDI3805 Internet_EU | PPK SelectPro VDI3805 Internet_EU | R7020R-B1/LR24A-S |  | 600 kPa | 100 kPa
120436 | R7020R6P3-B1+LR24A-S | R7020R6P3-B1+LR24A-S | 26 | R7020R6P3-B1 | + | LR24A-S | Standard actuator | 0 | Scenario 2 |  | PPK¦SelectPro¦VDI3805¦Internet_EU | PPK SelectPro VDI3805 Internet_EU | PPK SelectPro VDI3805 Internet_EU | R7020R6P3-B1+LR24A-S |  | 600 kPa | 100 kPa
120437 | R7020R6P3-B1/LR24A-S | R7020R6P3-B1/LR24A-S | 26 | R7020R6P3-B1 | / | LR24A-S | Standard actuator | 0 | Scenario 2 |  | PPK¦SelectPro¦VDI3805¦Internet_EU | PPK SelectPro VDI3805 Internet_EU | PPK SelectPro VDI3805 Internet_EU | R7020R6P3-B1/LR24A-S |  | 600 kPa | 100 kPa
120438 | R7020R6P3-B1+LR24A-SR | R7020R6P3-B1+LR24A-SR | 26 | R7020R6P3-B1 | + | LR24A-SR | Standard actuator | 1 | Scenario 2 |  | PPK¦SelectPro¦VDI3805¦Internet_EU | PPK SelectPro VDI3805 Internet_EU | PPK SelectPro VDI3805 Internet_EU | R7020R6P3-B1+LR24A-SR |  | 600 kPa | 100 kPa
120439 | R7020R6P3-B1/LR24A-SR | R7020R6P3-B1/LR24A-SR | 26 | R7020R6P3-B1 | / | LR24A-SR | Standard actuator | 1 | Scenario 2 |  | PPK¦SelectPro¦VDI3805¦Internet_EU | PPK SelectPro VDI3805 Internet_EU | PPK SelectPro VDI3805 Internet_EU | R7020R6P3-B1/LR24A-SR |  | 600 kPa | 100 kPa
120440 | R7020R6P3-B1+LRC24A-SR | R7020R6P3-B1+LRC24A-SR | 26 | R7020R6P3-B1 | + | LRC24A-SR | Fast runner | 1 | Scenario 2 |  | PPK¦SelectPro¦VDI3805¦Internet_EU | PPK SelectPro VDI3805 Internet_EU | PPK SelectPro VDI3805 Internet_EU | R7020R6P3-B1+LRC24A-SR |  | 600 kPa | 100 kPa
120441 | R7020R6P3-B1/LRC24A-SR | R7020R6P3-B1/LRC24A-SR | 26 | R7020R6P3-B1 | / | LRC24A-SR | Fast runner | 1 | Scenario 2 |  | PPK¦SelectPro¦VDI3805¦Internet_EU | PPK SelectPro VDI3805 Internet_EU | PPK SelectPro VDI3805 Internet_EU | R7020R6P3-B1/LRC24A-SR |  | 600 kPa | 100 kPa
120442 | R7025R-B2+LR24A-S | R7025R-B2+LR24A-S | 26 | R7025R-B2 | + | LR24A-S | Standard actuator | 0 | Scenario 1 |  | PPK¦SelectPro¦VDI3805¦Internet_EU | PPK SelectPro VDI3805 Internet_EU | PPK SelectPro VDI3805 Internet_EU | R7025R-B2+LR24A-S |  | 600 kPa | 100 kPa
120443 | R7025R-B2/LR24A-S | R7025R-B2/LR24A-S | 26 | R7025R-B2 | / | LR24A-S | Standard actuator | 0 | Scenario 1 |  | PPK¦SelectPro¦VDI3805¦Internet_EU | PPK SelectPro VDI3805 Internet_EU | PPK SelectPro VDI3805 Internet_EU | R7025R-B2/LR24A-S |  | 600 kPa | 100 kPa
120444 | R7025R10-B2+LR24A-S | R7025R10-B2+LR24A-S | 26 | R7025R10-B2 | + | LR24A-S | Standard actuator | 0 | Scenario 2 |  | PPK¦SelectPro¦VDI3805¦Internet_EU | PPK SelectPro VDI3805 Internet_EU | PPK SelectPro VDI3805 Internet_EU | R7025R10-B2+LR24A-S |  | 600 kPa | 100 kPa
120445 | R7025R10-B2/LR24A-S | R7025R10-B2/LR24A-S | 26 | R7025R10-B2 | / | LR24A-S | Standard actuator | 0 | Scenario 2 |  | PPK¦SelectPro¦VDI3805¦Internet_EU | PPK SelectPro VDI3805 Internet_EU | PPK SelectPro VDI3805 Internet_EU | R7025R10-B2/LR24A-S |  | 600 kPa | 100 kPa
120446 | R7025R10-B2+LR24A-SR | R7025R10-B2+LR24A-SR | 26 | R7025R10-B2 | + | LR24A-SR | Standard actuator | 1 | Scenario 2 |  | PPK¦SelectPro¦VDI3805¦Internet_EU | PPK SelectPro VDI3805 Internet_EU | PPK SelectPro VDI3805 Internet_EU | R7025R10-B2+LR24A-SR |  | 600 kPa | 100 kPa
120447 | R7025R10-B2/LR24A-SR | R7025R10-B2/LR24A-SR | 26 | R7025R10-B2 | / | LR24A-SR | Standard actuator | 1 | Scenario 2 |  | PPK¦SelectPro¦VDI3805¦Internet_EU | PPK SelectPro VDI3805 Internet_EU | PPK SelectPro VDI3805 Internet_EU | R7025R10-B2/LR24A-SR |  | 600 kPa | 100 kPa
120448 | R7025R10-B2+LRC24A-SR | R7025R10-B2+LRC24A-SR | 26 | R7025R10-B2 | + | LRC24A-SR | Fast runner | 1 | Scenario 2 |  | PPK¦SelectPro¦VDI3805¦Internet_EU | PPK SelectPro VDI3805 Internet_EU | PPK SelectPro VDI3805 Internet_EU | R7025R10-B2+LRC24A-SR |  | 600 kPa | 100 kPa
120449 | R7025R10-B2/LRC24A-SR | R7025R10-B2/LRC24A-SR | 26 | R7025R10-B2 | / | LRC24A-SR | Fast runner | 1 | Scenario 2 |  | PPK¦SelectPro¦VDI3805¦Internet_EU | PPK SelectPro VDI3805 Internet_EU | PPK SelectPro VDI3805 Internet_EU | R7025R10-B2/LRC24A-SR |  | 600 kPa | 100 kPa
120464 | R6050R40-B3+NR230A | R6050R40-B3+NR230A | 26 | R6050R40-B3 | + | NR230A | Standard actuator | 1 | Scenario 2 |  | PPK¦SelectPro¦VDI3805¦Internet_EU | PPK SelectPro VDI3805 Internet_EU | PPK SelectPro OEM VDI3805 Internet_EU | R6050R40-B3+NR230A |  | 600 kPa | 100 kPa
120465 | R6050R40-B3/NR230A | R6050R40-B3/NR230A | 26 | R6050R40-B3 | / | NR230A | Standard actuator | 1 | Scenario 2 |  | PPK¦SelectPro¦VDI3805¦Internet_EU | PPK SelectPro VDI3805 Internet_EU | PPK SelectPro OEM VDI3805 Internet_EU | R6050R40-B3/NR230A |  | 600 kPa | 100 kPa
120466 | R6050R40-B3+NR230A-S | R6050R40-B3+NR230A-S | 26 | R6050R40-B3 | + | NR230A-S | Standard actuator | 0 | Scenario 2 |  | PPK¦SelectPro¦VDI3805¦Internet_EU | PPK SelectPro VDI3805 Internet_EU | PPK SelectPro VDI3805 Internet_EU | R6050R40-B3+NR230A-S |  | 600 kPa | 100 kPa
120467 | R6050R40-B3/NR230A-S | R6050R40-B3/NR230A-S | 26 | R6050R40-B3 | / | NR230A-S | Standard actuator | 0 | Scenario 2 |  | PPK¦SelectPro¦VDI3805¦Internet_EU | PPK SelectPro VDI3805 Internet_EU | PPK SelectPro VDI3805 Internet_EU | R6050R40-B3/NR230A-S |  | 600 kPa | 100 kPa
120468 | R6050R40-B3+NR24A | R6050R40-B3+NR24A | 26 | R6050R40-B3 | + | NR24A | Standard actuator | 1 | Scenario 2 |  | PPK¦SelectPro¦VDI3805¦Internet_EU | PPK SelectPro VDI3805 Internet_EU | PPK SelectPro OEM VDI3805 Internet_EU | R6050R40-B3+NR24A |  | 600 kPa | 100 kPa
120469 | R6050R40-B3/NR24A | R6050R40-B3/NR24A | 26 | R6050R40-B3 | / | NR24A | Standard actuator | 1 | Scenario 2 |  | PPK¦SelectPro¦VDI3805¦Internet_EU | PPK SelectPro VDI3805 Internet_EU | PPK SelectPro OEM VDI3805 Internet_EU | R6050R40-B3/NR24A |  | 600 kPa | 100 kPa
120472 | R6050R40-B3+NR24A-MP | R6050R40-B3+NR24A-MP | 26 | R6050R40-B3 | + | NR24A-MP | Communicative actuator | 0 | Scenario 2 |  | PPK¦SelectPro¦VDI3805¦Internet_EU | PPK SelectPro VDI3805 Internet_EU | PPK SelectPro VDI3805 Internet_EU | R6050R40-B3+NR24A-MP |  | 600 kPa | 100 kPa
120473 | R6050R40-B3/NR24A-MP | R6050R40-B3/NR24A-MP | 26 | R6050R40-B3 | / | NR24A-MP | Communicative actuator | 0 | Scenario 2 |  | PPK¦SelectPro¦VDI3805¦Internet_EU | PPK SelectPro VDI3805 Internet_EU | PPK SelectPro VDI3805 Internet_EU | R6050R40-B3/NR24A-MP |  | 600 kPa | 100 kPa
120474 | R6050R40-B3+NR24A-S | R6050R40-B3+NR24A-S | 26 | R6050R40-B3 | + | NR24A-S | Standard actuator | 0 | Scenario 2 |  | PPK¦SelectPro¦VDI3805¦Internet_EU | PPK SelectPro VDI3805 Internet_EU | PPK SelectPro VDI3805 Internet_EU | R6050R40-B3+NR24A-S |  | 600 kPa | 100 kPa
120475 | R6050R40-B3/NR24A-S | R6050R40-B3/NR24A-S | 26 | R6050R40-B3 | / | NR24A-S | Standard actuator | 0 | Scenario 2 |  | PPK¦SelectPro¦VDI3805¦Internet_EU | PPK SelectPro VDI3805 Internet_EU | PPK SelectPro VDI3805 Internet_EU | R6050R40-B3/NR24A-S |  | 600 kPa | 100 kPa
120476 | R6050R40-B3+NR24A-SR | R6050R40-B3+NR24A-SR | 26 | R6050R40-B3 | + | NR24A-SR | Standard actuator | 1 | Scenario 2 |  | PPK¦SelectPro¦VDI3805¦Internet_EU | PPK SelectPro VDI3805 Internet_EU | PPK SelectPro VDI3805 Internet_EU | R6050R40-B3+NR24A-SR |  | 600 kPa | 100 kPa
120477 | R6050R40-B3/NR24A-SR | R6050R40-B3/NR24A-SR | 26 | R6050R40-B3 | / | NR24A-SR | Standard actuator | 1 | Scenario 2 |  | PPK¦SelectPro¦VDI3805¦Internet_EU | PPK SelectPro VDI3805 Internet_EU | PPK SelectPro VDI3805 Internet_EU | R6050R40-B3/NR24A-SR |  | 600 kPa | 100 kPa
120480 | R6050R40-B3+NRC24A-SR | R6050R40-B3+NRC24A-SR | 26 | R6050R40-B3 | + | NRC24A-SR | Fast runner | 1 | Scenario 2 |  | PPK¦SelectPro¦VDI3805¦Internet_EU | PPK SelectPro VDI3805 Internet_EU | PPK SelectPro VDI3805 Internet_EU | R6050R40-B3+NRC24A-SR |  | 600 kPa | 100 kPa
120481 | R6050R40-B3/NRC24A-SR | R6050R40-B3/NRC24A-SR | 26 | R6050R40-B3 | / | NRC24A-SR | Fast runner | 1 | Scenario 2 |  | PPK¦SelectPro¦VDI3805¦Internet_EU | PPK SelectPro VDI3805 Internet_EU | PPK SelectPro VDI3805 Internet_EU | R6050R40-B3/NRC24A-SR |  | 600 kPa | 100 kPa
120596 | R7032R-B3+NR230A | R7032R-B3+NR230A | 26 | R7032R-B3 | + | NR230A | Standard actuator | 1 | Scenario 1 |  | PPK¦SelectPro¦VDI3805¦Internet_EU | PPK SelectPro VDI3805 Internet_EU | PPK SelectPro OEM VDI3805 Internet_EU | R7032R-B3+NR230A |  | 600 kPa | 100 kPa
120597 | R7032R-B3/NR230A | R7032R-B3/NR230A | 26 | R7032R-B3 | / | NR230A | Standard actuator | 1 | Scenario 1 |  | PPK¦SelectPro¦VDI3805¦Internet_EU | PPK SelectPro VDI3805 Internet_EU | PPK SelectPro OEM VDI3805 Internet_EU | R7032R-B3/NR230A |  | 600 kPa | 100 kPa
120598 | R7032R-B3+NR230A-S | R7032R-B3+NR230A-S | 26 | R7032R-B3 | + | NR230A-S | Standard actuator | 0 | Scenario 1 |  | PPK¦SelectPro¦VDI3805¦Internet_EU | PPK SelectPro VDI3805 Internet_EU | PPK SelectPro VDI3805 Internet_EU | R7032R-B3+NR230A-S |  | 600 kPa | 100 kPa
120599 | R7032R-B3/NR230A-S | R7032R-B3/NR230A-S | 26 | R7032R-B3 | / | NR230A-S | Standard actuator | 0 | Scenario 1 |  | PPK¦SelectPro¦VDI3805¦Internet_EU | PPK SelectPro VDI3805 Internet_EU | PPK SelectPro VDI3805 Internet_EU | R7032R-B3/NR230A-S |  | 600 kPa | 100 kPa
120600 | R7032R-B3+NR24A | R7032R-B3+NR24A | 26 | R7032R-B3 | + | NR24A | Standard actuator | 1 | Scenario 1 |  | PPK¦SelectPro¦VDI3805¦Internet_EU | PPK SelectPro VDI3805 Internet_EU | PPK SelectPro OEM VDI3805 Internet_EU | R7032R-B3+NR24A |  | 600 kPa | 100 kPa
120601 | R7032R-B3/NR24A | R7032R-B3/NR24A | 26 | R7032R-B3 | / | NR24A | Standard actuator | 1 | Scenario 1 |  | PPK¦SelectPro¦VDI3805¦Internet_EU | PPK SelectPro VDI3805 Internet_EU | PPK SelectPro OEM VDI3805 Internet_EU | R7032R-B3/NR24A |  | 600 kPa | 100 kPa
120602 | R7032R-B3+NR24A-S | R7032R-B3+NR24A-S | 26 | R7032R-B3 | + | NR24A-S | Standard actuator | 0 | Scenario 1 |  | PPK¦SelectPro¦VDI3805¦Internet_EU | PPK SelectPro VDI3805 Internet_EU | PPK SelectPro VDI3805 Internet_EU | R7032R-B3+NR24A-S |  | 600 kPa | 100 kPa
120603 | R7032R-B3/NR24A-S | R7032R-B3/NR24A-S | 26 | R7032R-B3 | / | NR24A-S | Standard actuator | 0 | Scenario 1 |  | PPK¦SelectPro¦VDI3805¦Internet_EU | PPK SelectPro VDI3805 Internet_EU | PPK SelectPro VDI3805 Internet_EU | R7032R-B3/NR24A-S |  | 600 kPa | 100 kPa
120604 | R7032R16-B3+NR230A | R7032R16-B3+NR230A | 26 | R7032R16-B3 | + | NR230A | Standard actuator | 1 | Scenario 2 |  | PPK¦SelectPro¦VDI3805¦Internet_EU | PPK SelectPro VDI3805 Internet_EU | PPK SelectPro OEM VDI3805 Internet_EU | R7032R16-B3+NR230A |  | 600 kPa | 100 kPa
120605 | R7032R16-B3/NR230A | R7032R16-B3/NR230A | 26 | R7032R16-B3 | / | NR230A | Standard actuator | 1 | Scenario 2 |  | PPK¦SelectPro¦VDI3805¦Internet_EU | PPK SelectPro VDI3805 Internet_EU | PPK SelectPro OEM VDI3805 Internet_EU | R7032R16-B3/NR230A |  | 600 kPa | 100 kPa
120606 | R7032R16-B3+NR230A-S | R7032R16-B3+NR230A-S | 26 | R7032R16-B3 | + | NR230A-S | Standard actuator | 0 | Scenario 2 |  | PPK¦SelectPro¦VDI3805¦Internet_EU | PPK SelectPro VDI3805 Internet_EU | PPK SelectPro VDI3805 Internet_EU | R7032R16-B3+NR230A-S |  | 600 kPa | 100 kPa
120607 | R7032R16-B3/NR230A-S | R7032R16-B3/NR230A-S | 26 | R7032R16-B3 | / | NR230A-S | Standard actuator | 0 | Scenario 2 |  | PPK¦SelectPro¦VDI3805¦Internet_EU | PPK SelectPro VDI3805 Internet_EU | PPK SelectPro VDI3805 Internet_EU | R7032R16-B3/NR230A-S |  | 600 kPa | 100 kPa
120608 | R7032R16-B3+NR24A | R7032R16-B3+NR24A | 26 | R7032R16-B3 | + | NR24A | Standard actuator | 1 | Scenario 2 |  | PPK¦SelectPro¦VDI3805¦Internet_EU | PPK SelectPro VDI3805 Internet_EU | PPK SelectPro OEM VDI3805 Internet_EU | R7032R16-B3+NR24A |  | 600 kPa | 100 kPa
120609 | R7032R16-B3/NR24A | R7032R16-B3/NR24A | 26 | R7032R16-B3 | / | NR24A | Standard actuator | 1 | Scenario 2 |  | PPK¦SelectPro¦VDI3805¦Internet_EU | PPK SelectPro VDI3805 Internet_EU | PPK SelectPro OEM VDI3805 Internet_EU | R7032R16-B3/NR24A |  | 600 kPa | 100 kPa
120612 | R7032R16-B3+NR24A-MP | R7032R16-B3+NR24A-MP | 26 | R7032R16-B3 | + | NR24A-MP | Communicative actuator | 0 | Scenario 2 |  | PPK¦SelectPro¦VDI3805¦Internet_EU | PPK SelectPro VDI3805 Internet_EU | PPK SelectPro VDI3805 Internet_EU | R7032R16-B3+NR24A-MP |  | 600 kPa | 100 kPa
120613 | R7032R16-B3/NR24A-MP | R7032R16-B3/NR24A-MP | 26 | R7032R16-B3 | / | NR24A-MP | Communicative actuator | 0 | Scenario 2 |  | PPK¦SelectPro¦VDI3805¦Internet_EU | PPK SelectPro VDI3805 Internet_EU | PPK SelectPro VDI3805 Internet_EU | R7032R16-B3/NR24A-MP |  | 600 kPa | 100 kPa
120614 | R7032R16-B3+NR24A-S | R7032R16-B3+NR24A-S | 26 | R7032R16-B3 | + | NR24A-S | Standard actuator | 0 | Scenario 2 |  | PPK¦SelectPro¦VDI3805¦Internet_EU | PPK SelectPro VDI3805 Internet_EU | PPK SelectPro VDI3805 Internet_EU | R7032R16-B3+NR24A-S |  | 600 kPa | 100 kPa
120615 | R7032R16-B3/NR24A-S | R7032R16-B3/NR24A-S | 26 | R7032R16-B3 | / | NR24A-S | Standard actuator | 0 | Scenario 2 |  | PPK¦SelectPro¦VDI3805¦Internet_EU | PPK SelectPro VDI3805 Internet_EU | PPK SelectPro VDI3805 Internet_EU | R7032R16-B3/NR24A-S |  | 600 kPa | 100 kPa
120616 | R7032R16-B3+NR24A-SR | R7032R16-B3+NR24A-SR | 26 | R7032R16-B3 | + | NR24A-SR | Standard actuator | 1 | Scenario 2 |  | PPK¦SelectPro¦VDI3805¦Internet_EU | PPK SelectPro VDI3805 Internet_EU | PPK SelectPro VDI3805 Internet_EU | R7032R16-B3+NR24A-SR |  | 600 kPa | 100 kPa
120617 | R7032R16-B3/NR24A-SR | R7032R16-B3/NR24A-SR | 26 | R7032R16-B3 | / | NR24A-SR | Standard actuator | 1 | Scenario 2 |  | PPK¦SelectPro¦VDI3805¦Internet_EU | PPK SelectPro VDI3805 Internet_EU | PPK SelectPro VDI3805 Internet_EU | R7032R16-B3/NR24A-SR |  | 600 kPa | 100 kPa
120620 | R7032R16-B3+NRC24A-SR | R7032R16-B3+NRC24A-SR | 26 | R7032R16-B3 | + | NRC24A-SR | Fast runner | 1 | Scenario 2 |  | PPK¦SelectPro¦VDI3805¦Internet_EU | PPK SelectPro VDI3805 Internet_EU | PPK SelectPro VDI3805 Internet_EU | R7032R16-B3+NRC24A-SR |  | 600 kPa | 100 kPa
120621 | R7032R16-B3/NRC24A-SR | R7032R16-B3/NRC24A-SR | 26 | R7032R16-B3 | / | NRC24A-SR | Fast runner | 1 | Scenario 2 |  | PPK¦SelectPro¦VDI3805¦Internet_EU | PPK SelectPro VDI3805 Internet_EU | PPK SelectPro VDI3805 Internet_EU | R7032R16-B3/NRC24A-SR |  | 600 kPa | 100 kPa
120622 | R7040R-B3+NR230A | R7040R-B3+NR230A | 26 | R7040R-B3 | + | NR230A | Standard actuator | 1 | Scenario 1 |  | PPK¦SelectPro¦VDI3805¦Internet_EU | PPK SelectPro VDI3805 Internet_EU | PPK SelectPro OEM VDI3805 Internet_EU | R7040R-B3+NR230A |  | 600 kPa | 100 kPa
120623 | R7040R-B3/NR230A | R7040R-B3/NR230A | 26 | R7040R-B3 | / | NR230A | Standard actuator | 1 | Scenario 1 |  | PPK¦SelectPro¦VDI3805¦Internet_EU | PPK SelectPro VDI3805 Internet_EU | PPK SelectPro OEM VDI3805 Internet_EU | R7040R-B3/NR230A |  | 600 kPa | 100 kPa
120624 | R7040R-B3+NR230A-S | R7040R-B3+NR230A-S | 26 | R7040R-B3 | + | NR230A-S | Standard actuator | 0 | Scenario 1 |  | PPK¦SelectPro¦VDI3805¦Internet_EU | PPK SelectPro VDI3805 Internet_EU | PPK SelectPro VDI3805 Internet_EU | R7040R-B3+NR230A-S |  | 600 kPa | 100 kPa
120625 | R7040R-B3/NR230A-S | R7040R-B3/NR230A-S | 26 | R7040R-B3 | / | NR230A-S | Standard actuator | 0 | Scenario 1 |  | PPK¦SelectPro¦VDI3805¦Internet_EU | PPK SelectPro VDI3805 Internet_EU | PPK SelectPro VDI3805 Internet_EU | R7040R-B3/NR230A-S |  | 600 kPa | 100 kPa
120626 | R7040R-B3+NR24A | R7040R-B3+NR24A | 26 | R7040R-B3 | + | NR24A | Standard actuator | 1 | Scenario 1 |  | PPK¦SelectPro¦VDI3805¦Internet_EU | PPK SelectPro VDI3805 Internet_EU | PPK SelectPro OEM VDI3805 Internet_EU | R7040R-B3+NR24A |  | 600 kPa | 100 kPa
120627 | R7040R-B3/NR24A | R7040R-B3/NR24A | 26 | R7040R-B3 | / | NR24A | Standard actuator | 1 | Scenario 1 |  | PPK¦SelectPro¦VDI3805¦Internet_EU | PPK SelectPro VDI3805 Internet_EU | PPK SelectPro OEM VDI3805 Internet_EU | R7040R-B3/NR24A |  | 600 kPa | 100 kPa
120628 | R7040R-B3+NR24A-S | R7040R-B3+NR24A-S | 26 | R7040R-B3 | + | NR24A-S | Standard actuator | 0 | Scenario 1 |  | PPK¦SelectPro¦VDI3805¦Internet_EU | PPK SelectPro VDI3805 Internet_EU | PPK SelectPro VDI3805 Internet_EU | R7040R-B3+NR24A-S |  | 600 kPa | 100 kPa
120629 | R7040R-B3/NR24A-S | R7040R-B3/NR24A-S | 26 | R7040R-B3 | / | NR24A-S | Standard actuator | 0 | Scenario 1 |  | PPK¦SelectPro¦VDI3805¦Internet_EU | PPK SelectPro VDI3805 Internet_EU | PPK SelectPro VDI3805 Internet_EU | R7040R-B3/NR24A-S |  | 600 kPa | 100 kPa
120630 | R7040R16-B3+NR230A | R7040R16-B3+NR230A | 26 | R7040R16-B3 | + | NR230A | Standard actuator | 1 | Scenario 2 |  | PPK¦SelectPro¦VDI3805¦Internet_EU | PPK SelectPro VDI3805 Internet_EU | PPK SelectPro OEM VDI3805 Internet_EU | R7040R16-B3+NR230A |  | 600 kPa | 100 kPa
120631 | R7040R16-B3/NR230A | R7040R16-B3/NR230A | 26 | R7040R16-B3 | / | NR230A | Standard actuator | 1 | Scenario 2 |  | PPK¦SelectPro¦VDI3805¦Internet_EU | PPK SelectPro VDI3805 Internet_EU | PPK SelectPro OEM VDI3805 Internet_EU | R7040R16-B3/NR230A |  | 600 kPa | 100 kPa
120632 | R7040R16-B3+NR230A-S | R7040R16-B3+NR230A-S | 26 | R7040R16-B3 | + | NR230A-S | Standard actuator | 0 | Scenario 2 |  | PPK¦SelectPro¦VDI3805¦Internet_EU | PPK SelectPro VDI3805 Internet_EU | PPK SelectPro VDI3805 Internet_EU | R7040R16-B3+NR230A-S |  | 600 kPa | 100 kPa
120633 | R7040R16-B3/NR230A-S | R7040R16-B3/NR230A-S | 26 | R7040R16-B3 | / | NR230A-S | Standard actuator | 0 | Scenario 2 |  | PPK¦SelectPro¦VDI3805¦Internet_EU | PPK SelectPro VDI3805 Internet_EU | PPK SelectPro VDI3805 Internet_EU | R7040R16-B3/NR230A-S |  | 600 kPa | 100 kPa
120634 | R7040R16-B3+NR24A | R7040R16-B3+NR24A | 26 | R7040R16-B3 | + | NR24A | Standard actuator | 1 | Scenario 2 |  | PPK¦SelectPro¦VDI3805¦Internet_EU | PPK SelectPro VDI3805 Internet_EU | PPK SelectPro OEM VDI3805 Internet_EU | R7040R16-B3+NR24A |  | 600 kPa | 100 kPa
120635 | R7040R16-B3/NR24A | R7040R16-B3/NR24A | 26 | R7040R16-B3 | / | NR24A | Standard actuator | 1 | Scenario 2 |  | PPK¦SelectPro¦VDI3805¦Internet_EU | PPK SelectPro VDI3805 Internet_EU | PPK SelectPro OEM VDI3805 Internet_EU | R7040R16-B3/NR24A |  | 600 kPa | 100 kPa
120638 | R7040R16-B3+NR24A-MP | R7040R16-B3+NR24A-MP | 26 | R7040R16-B3 | + | NR24A-MP | Communicative actuator | 0 | Scenario 2 |  | PPK¦SelectPro¦VDI3805¦Internet_EU | PPK SelectPro VDI3805 Internet_EU | PPK SelectPro VDI3805 Internet_EU | R7040R16-B3+NR24A-MP |  | 600 kPa | 100 kPa
120639 | R7040R16-B3/NR24A-MP | R7040R16-B3/NR24A-MP | 26 | R7040R16-B3 | / | NR24A-MP | Communicative actuator | 0 | Scenario 2 |  | PPK¦SelectPro¦VDI3805¦Internet_EU | PPK SelectPro VDI3805 Internet_EU | PPK SelectPro VDI3805 Internet_EU | R7040R16-B3/NR24A-MP |  | 600 kPa | 100 kPa
120640 | R7040R16-B3+NR24A-S | R7040R16-B3+NR24A-S | 26 | R7040R16-B3 | + | NR24A-S | Standard actuator | 0 | Scenario 2 |  | PPK¦SelectPro¦VDI3805¦Internet_EU | PPK SelectPro VDI3805 Internet_EU | PPK SelectPro VDI3805 Internet_EU | R7040R16-B3+NR24A-S |  | 600 kPa | 100 kPa
120641 | R7040R16-B3/NR24A-S | R7040R16-B3/NR24A-S | 26 | R7040R16-B3 | / | NR24A-S | Standard actuator | 0 | Scenario 2 |  | PPK¦SelectPro¦VDI3805¦Internet_EU | PPK SelectPro VDI3805 Internet_EU | PPK SelectPro VDI3805 Internet_EU | R7040R16-B3/NR24A-S |  | 600 kPa | 100 kPa
120642 | R7040R16-B3+NR24A-SR | R7040R16-B3+NR24A-SR | 26 | R7040R16-B3 | + | NR24A-SR | Standard actuator | 1 | Scenario 2 |  | PPK¦SelectPro¦VDI3805¦Internet_EU | PPK SelectPro VDI3805 Internet_EU | PPK SelectPro VDI3805 Internet_EU | R7040R16-B3+NR24A-SR |  | 600 kPa | 100 kPa
120643 | R7040R16-B3/NR24A-SR | R7040R16-B3/NR24A-SR | 26 | R7040R16-B3 | / | NR24A-SR | Standard actuator | 1 | Scenario 2 |  | PPK¦SelectPro¦VDI3805¦Internet_EU | PPK SelectPro VDI3805 Internet_EU | PPK SelectPro VDI3805 Internet_EU | R7040R16-B3/NR24A-SR |  | 600 kPa | 100 kPa
120646 | R7040R16-B3+NRC24A-SR | R7040R16-B3+NRC24A-SR | 26 | R7040R16-B3 | + | NRC24A-SR | Fast runner | 1 | Scenario 2 |  | PPK¦SelectPro¦VDI3805¦Internet_EU | PPK SelectPro VDI3805 Internet_EU | PPK SelectPro VDI3805 Internet_EU | R7040R16-B3+NRC24A-SR |  | 600 kPa | 100 kPa
120647 | R7040R16-B3/NRC24A-SR | R7040R16-B3/NRC24A-SR | 26 | R7040R16-B3 | / | NRC24A-SR | Fast runner | 1 | Scenario 2 |  | PPK¦SelectPro¦VDI3805¦Internet_EU | PPK SelectPro VDI3805 Internet_EU | PPK SelectPro VDI3805 Internet_EU | R7040R16-B3/NRC24A-SR |  | 600 kPa | 100 kPa
120648 | R7050R-B3+NR230A | R7050R-B3+NR230A | 26 | R7050R-B3 | + | NR230A | Standard actuator | 1 | Scenario 1 |  | PPK¦SelectPro¦VDI3805¦Internet_EU | PPK SelectPro VDI3805 Internet_EU | PPK SelectPro OEM VDI3805 Internet_EU | R7050R-B3+NR230A |  | 600 kPa | 100 kPa
120649 | R7050R-B3/NR230A | R7050R-B3/NR230A | 26 | R7050R-B3 | / | NR230A | Standard actuator | 1 | Scenario 1 |  | PPK¦SelectPro¦VDI3805¦Internet_EU | PPK SelectPro VDI3805 Internet_EU | PPK SelectPro OEM VDI3805 Internet_EU | R7050R-B3/NR230A |  | 600 kPa | 100 kPa
120650 | R7050R-B3+NR230A-S | R7050R-B3+NR230A-S | 26 | R7050R-B3 | + | NR230A-S | Standard actuator | 0 | Scenario 1 |  | PPK¦SelectPro¦VDI3805¦Internet_EU | PPK SelectPro VDI3805 Internet_EU | PPK SelectPro VDI3805 Internet_EU | R7050R-B3+NR230A-S |  | 600 kPa | 100 kPa
120651 | R7050R-B3/NR230A-S | R7050R-B3/NR230A-S | 26 | R7050R-B3 | / | NR230A-S | Standard actuator | 0 | Scenario 1 |  | PPK¦SelectPro¦VDI3805¦Internet_EU | PPK SelectPro VDI3805 Internet_EU | PPK SelectPro VDI3805 Internet_EU | R7050R-B3/NR230A-S |  | 600 kPa | 100 kPa
120752 | R7050R-B3+NR24A | R7050R-B3+NR24A | 26 | R7050R-B3 | + | NR24A | Standard actuator | 1 | Scenario 1 |  | PPK¦SelectPro¦VDI3805¦Internet_EU | PPK SelectPro VDI3805 Internet_EU | PPK SelectPro OEM VDI3805 Internet_EU | R7050R-B3+NR24A |  | 600 kPa | 100 kPa
120753 | R7050R-B3/NR24A | R7050R-B3/NR24A | 26 | R7050R-B3 | / | NR24A | Standard actuator | 1 | Scenario 1 |  | PPK¦SelectPro¦VDI3805¦Internet_EU | PPK SelectPro VDI3805 Internet_EU | PPK SelectPro OEM VDI3805 Internet_EU | R7050R-B3/NR24A |  | 600 kPa | 100 kPa
120754 | R7050R-B3+NR24A-S | R7050R-B3+NR24A-S | 26 | R7050R-B3 | + | NR24A-S | Standard actuator | 0 | Scenario 1 |  | PPK¦SelectPro¦VDI3805¦Internet_EU | PPK SelectPro VDI3805 Internet_EU | PPK SelectPro VDI3805 Internet_EU | R7050R-B3+NR24A-S |  | 600 kPa | 100 kPa
120755 | R7050R-B3/NR24A-S | R7050R-B3/NR24A-S | 26 | R7050R-B3 | / | NR24A-S | Standard actuator | 0 | Scenario 1 |  | PPK¦SelectPro¦VDI3805¦Internet_EU | PPK SelectPro VDI3805 Internet_EU | PPK SelectPro VDI3805 Internet_EU | R7050R-B3/NR24A-S |  | 600 kPa | 100 kPa
120756 | R7050R25-B3+NR230A | R7050R25-B3+NR230A | 26 | R7050R25-B3 | + | NR230A | Standard actuator | 1 | Scenario 2 |  | PPK¦SelectPro¦VDI3805¦Internet_EU | PPK SelectPro VDI3805 Internet_EU | PPK SelectPro OEM VDI3805 Internet_EU | R7050R25-B3+NR230A |  | 600 kPa | 100 kPa
120757 | R7050R25-B3/NR230A | R7050R25-B3/NR230A | 26 | R7050R25-B3 | / | NR230A | Standard actuator | 1 | Scenario 2 |  | PPK¦SelectPro¦VDI3805¦Internet_EU | PPK SelectPro VDI3805 Internet_EU | PPK SelectPro OEM VDI3805 Internet_EU | R7050R25-B3/NR230A |  | 600 kPa | 100 kPa
120758 | R7050R25-B3+NR230A-S | R7050R25-B3+NR230A-S | 26 | R7050R25-B3 | + | NR230A-S | Standard actuator | 0 | Scenario 2 |  | PPK¦SelectPro¦VDI3805¦Internet_EU | PPK SelectPro VDI3805 Internet_EU | PPK SelectPro VDI3805 Internet_EU | R7050R25-B3+NR230A-S |  | 600 kPa | 100 kPa
120759 | R7050R25-B3/NR230A-S | R7050R25-B3/NR230A-S | 26 | R7050R25-B3 | / | NR230A-S | Standard actuator | 0 | Scenario 2 |  | PPK¦SelectPro¦VDI3805¦Internet_EU | PPK SelectPro VDI3805 Internet_EU | PPK SelectPro VDI3805 Internet_EU | R7050R25-B3/NR230A-S |  | 600 kPa | 100 kPa
120760 | R7050R25-B3+NR24A | R7050R25-B3+NR24A | 26 | R7050R25-B3 | + | NR24A | Standard actuator | 1 | Scenario 2 |  | PPK¦SelectPro¦VDI3805¦Internet_EU | PPK SelectPro VDI3805 Internet_EU | PPK SelectPro OEM VDI3805 Internet_EU | R7050R25-B3+NR24A |  | 600 kPa | 100 kPa
120761 | R7050R25-B3/NR24A | R7050R25-B3/NR24A | 26 | R7050R25-B3 | / | NR24A | Standard actuator | 1 | Scenario 2 |  | PPK¦SelectPro¦VDI3805¦Internet_EU | PPK SelectPro VDI3805 Internet_EU | PPK SelectPro OEM VDI3805 Internet_EU | R7050R25-B3/NR24A |  | 600 kPa | 100 kPa
120764 | R7050R25-B3+NR24A-MP | R7050R25-B3+NR24A-MP | 26 | R7050R25-B3 | + | NR24A-MP | Communicative actuator | 0 | Scenario 2 |  | PPK¦SelectPro¦VDI3805¦Internet_EU | PPK SelectPro VDI3805 Internet_EU | PPK SelectPro VDI3805 Internet_EU | R7050R25-B3+NR24A-MP |  | 600 kPa | 100 kPa
120765 | R7050R25-B3/NR24A-MP | R7050R25-B3/NR24A-MP | 26 | R7050R25-B3 | / | NR24A-MP | Communicative actuator | 0 | Scenario 2 |  | PPK¦SelectPro¦VDI3805¦Internet_EU | PPK SelectPro VDI3805 Internet_EU | PPK SelectPro VDI3805 Internet_EU | R7050R25-B3/NR24A-MP |  | 600 kPa | 100 kPa
120766 | R7050R25-B3+NR24A-S | R7050R25-B3+NR24A-S | 26 | R7050R25-B3 | + | NR24A-S | Standard actuator | 0 | Scenario 2 |  | PPK¦SelectPro¦VDI3805¦Internet_EU | PPK SelectPro VDI3805 Internet_EU | PPK SelectPro VDI3805 Internet_EU | R7050R25-B3+NR24A-S |  | 600 kPa | 100 kPa
120767 | R7050R25-B3/NR24A-S | R7050R25-B3/NR24A-S | 26 | R7050R25-B3 | / | NR24A-S | Standard actuator | 0 | Scenario 2 |  | PPK¦SelectPro¦VDI3805¦Internet_EU | PPK SelectPro VDI3805 Internet_EU | PPK SelectPro VDI3805 Internet_EU | R7050R25-B3/NR24A-S |  | 600 kPa | 100 kPa
120768 | R7050R25-B3+NR24A-SR | R7050R25-B3+NR24A-SR | 26 | R7050R25-B3 | + | NR24A-SR | Standard actuator | 1 | Scenario 2 |  | PPK¦SelectPro¦VDI3805¦Internet_EU | PPK SelectPro VDI3805 Internet_EU | PPK SelectPro VDI3805 Internet_EU | R7050R25-B3+NR24A-SR |  | 600 kPa | 100 kPa
120769 | R7050R25-B3/NR24A-SR | R7050R25-B3/NR24A-SR | 26 | R7050R25-B3 | / | NR24A-SR | Standard actuator | 1 | Scenario 2 |  | PPK¦SelectPro¦VDI3805¦Internet_EU | PPK SelectPro VDI3805 Internet_EU | PPK SelectPro VDI3805 Internet_EU | R7050R25-B3/NR24A-SR |  | 600 kPa | 100 kPa
120772 | R7050R25-B3+NRC24A-SR | R7050R25-B3+NRC24A-SR | 26 | R7050R25-B3 | + | NRC24A-SR | Fast runner | 1 | Scenario 2 |  | PPK¦SelectPro¦VDI3805¦Internet_EU | PPK SelectPro VDI3805 Internet_EU | PPK SelectPro VDI3805 Internet_EU | R7050R25-B3+NRC24A-SR |  | 600 kPa | 100 kPa
120773 | R7050R25-B3/NRC24A-SR | R7050R25-B3/NRC24A-SR | 26 | R7050R25-B3 | / | NRC24A-SR | Fast runner | 1 | Scenario 2 |  | PPK¦SelectPro¦VDI3805¦Internet_EU | PPK SelectPro VDI3805 Internet_EU | PPK SelectPro VDI3805 Internet_EU | R7050R25-B3/NRC24A-SR |  | 600 kPa | 100 kPa
122218 | R2032-16-S3+NR230A | R2032-16-S3+NR230A | 26 | R2032-16-S3 | + | NR230A | Standard actuator | 1 | Scenario 2 |  | PPK¦SelectPro¦VDI3805¦Internet_EU | PPK SelectPro VDI3805 Internet_EU | PPK SelectPro OEM VDI3805 Internet_EU | R2032-16-S3+NR230A |  | 1400 kPa | 350 kPa
122219 | R2032-16-S3/NR230A | R2032-16-S3/NR230A | 26 | R2032-16-S3 | / | NR230A | Standard actuator | 1 | Scenario 2 |  | PPK¦SelectPro¦VDI3805¦Internet_EU | PPK SelectPro VDI3805 Internet_EU | PPK SelectPro OEM VDI3805 Internet_EU | R2032-16-S3/NR230A |  | 1400 kPa | 350 kPa
122220 | R2032-16-S3+NR230A-S | R2032-16-S3+NR230A-S | 26 | R2032-16-S3 | + | NR230A-S | Standard actuator | 0 | Scenario 2 |  | PPK¦SelectPro¦VDI3805¦Internet_EU | PPK SelectPro VDI3805 Internet_EU | PPK SelectPro VDI3805 Internet_EU | R2032-16-S3+NR230A-S |  | 1400 kPa | 350 kPa
122221 | R2032-16-S3/NR230A-S | R2032-16-S3/NR230A-S | 26 | R2032-16-S3 | / | NR230A-S | Standard actuator | 0 | Scenario 2 |  | PPK¦SelectPro¦VDI3805¦Internet_EU | PPK SelectPro VDI3805 Internet_EU | PPK SelectPro VDI3805 Internet_EU | R2032-16-S3/NR230A-S |  | 1400 kPa | 350 kPa
122222 | R2032-16-S3+NR24A | R2032-16-S3+NR24A | 26 | R2032-16-S3 | + | NR24A | Standard actuator | 1 | Scenario 2 |  | PPK¦SelectPro¦VDI3805¦Internet_EU | PPK SelectPro VDI3805 Internet_EU | PPK SelectPro OEM VDI3805 Internet_EU | R2032-16-S3+NR24A |  | 1400 kPa | 350 kPa
122223 | R2032-16-S3/NR24A | R2032-16-S3/NR24A | 26 | R2032-16-S3 | / | NR24A | Standard actuator | 1 | Scenario 2 |  | PPK¦SelectPro¦VDI3805¦Internet_EU | PPK SelectPro VDI3805 Internet_EU | PPK SelectPro OEM VDI3805 Internet_EU | R2032-16-S3/NR24A |  | 1400 kPa | 350 kPa
122226 | R2032-16-S3+NR24A-MP | R2032-16-S3+NR24A-MP | 26 | R2032-16-S3 | + | NR24A-MP | Communicative actuator | 0 | Scenario 2 |  | PPK¦SelectPro¦VDI3805¦Internet_EU | PPK SelectPro VDI3805 Internet_EU | PPK SelectPro VDI3805 Internet_EU | R2032-16-S3+NR24A-MP |  | 1400 kPa | 350 kPa
122227 | R2032-16-S3/NR24A-MP | R2032-16-S3/NR24A-MP | 26 | R2032-16-S3 | / | NR24A-MP | Communicative actuator | 0 | Scenario 2 |  | PPK¦SelectPro¦VDI3805¦Internet_EU | PPK SelectPro VDI3805 Internet_EU | PPK SelectPro VDI3805 Internet_EU | R2032-16-S3/NR24A-MP |  | 1400 kPa | 350 kPa
122228 | R2032-16-S3+NR24A-S | R2032-16-S3+NR24A-S | 26 | R2032-16-S3 | + | NR24A-S | Standard actuator | 0 | Scenario 2 |  | PPK¦SelectPro¦VDI3805¦Internet_EU | PPK SelectPro VDI3805 Internet_EU | PPK SelectPro VDI3805 Internet_EU | R2032-16-S3+NR24A-S |  | 1400 kPa | 350 kPa
122229 | R2032-16-S3/NR24A-S | R2032-16-S3/NR24A-S | 26 | R2032-16-S3 | / | NR24A-S | Standard actuator | 0 | Scenario 2 |  | PPK¦SelectPro¦VDI3805¦Internet_EU | PPK SelectPro VDI3805 Internet_EU | PPK SelectPro VDI3805 Internet_EU | R2032-16-S3/NR24A-S |  | 1400 kPa | 350 kPa
122230 | R2032-16-S3+NR24A-SR | R2032-16-S3+NR24A-SR | 26 | R2032-16-S3 | + | NR24A-SR | Standard actuator | 1 | Scenario 2 |  | PPK¦SelectPro¦VDI3805¦Internet_EU | PPK SelectPro VDI3805 Internet_EU | PPK SelectPro VDI3805 Internet_EU | R2032-16-S3+NR24A-SR |  | 1400 kPa | 350 kPa
122231 | R2032-16-S3/NR24A-SR | R2032-16-S3/NR24A-SR | 26 | R2032-16-S3 | / | NR24A-SR | Standard actuator | 1 | Scenario 2 |  | PPK¦SelectPro¦VDI3805¦Internet_EU | PPK SelectPro VDI3805 Internet_EU | PPK SelectPro VDI3805 Internet_EU | R2032-16-S3/NR24A-SR |  | 1400 kPa | 350 kPa
122234 | R2032-16-S3+NRC24A-SR | R2032-16-S3+NRC24A-SR | 26 | R2032-16-S3 | + | NRC24A-SR | Fast runner | 1 | Scenario 2 |  | PPK¦SelectPro¦VDI3805¦Internet_EU | PPK SelectPro VDI3805 Internet_EU | PPK SelectPro VDI3805 Internet_EU | R2032-16-S3+NRC24A-SR |  | 1400 kPa | 350 kPa
122235 | R2032-16-S3/NRC24A-SR | R2032-16-S3/NRC24A-SR | 26 | R2032-16-S3 | / | NRC24A-SR | Fast runner | 1 | Scenario 2 |  | PPK¦SelectPro¦VDI3805¦Internet_EU | PPK SelectPro VDI3805 Internet_EU | PPK SelectPro VDI3805 Internet_EU | R2032-16-S3/NRC24A-SR |  | 1400 kPa | 350 kPa
122480 | R2050-25-S4+SR230A | R2050-25-S4+SR230A | 26 | R2050-25-S4 | + | SR230A | Standard actuator | 1 | Scenario 2 |  | PPK¦SelectPro¦VDI3805¦Internet_EU | PPK SelectPro VDI3805 Internet_EU | PPK SelectPro OEM VDI3805 Internet_EU | R2050-25-S4+SR230A |  | 1400 kPa | 350 kPa
122481 | R2050-25-S4/SR230A | R2050-25-S4/SR230A | 26 | R2050-25-S4 | / | SR230A | Standard actuator | 1 | Scenario 2 |  | PPK¦SelectPro¦VDI3805¦Internet_EU | PPK SelectPro VDI3805 Internet_EU | PPK SelectPro OEM VDI3805 Internet_EU | R2050-25-S4/SR230A |  | 1400 kPa | 350 kPa
122482 | R2050-25-S4+SR230A-S | R2050-25-S4+SR230A-S | 26 | R2050-25-S4 | + | SR230A-S | Standard actuator | 0 | Scenario 2 |  | PPK¦SelectPro¦VDI3805¦Internet_EU | PPK SelectPro VDI3805 Internet_EU | PPK SelectPro VDI3805 Internet_EU | R2050-25-S4+SR230A-S |  | 1400 kPa | 350 kPa
122483 | R2050-25-S4/SR230A-S | R2050-25-S4/SR230A-S | 26 | R2050-25-S4 | / | SR230A-S | Standard actuator | 0 | Scenario 2 |  | PPK¦SelectPro¦VDI3805¦Internet_EU | PPK SelectPro VDI3805 Internet_EU | PPK SelectPro VDI3805 Internet_EU | R2050-25-S4/SR230A-S |  | 1400 kPa | 350 kPa
122484 | R2050-25-S4+SR24A | R2050-25-S4+SR24A | 26 | R2050-25-S4 | + | SR24A | Standard actuator | 1 | Scenario 2 |  | PPK¦SelectPro¦VDI3805¦Internet_EU | PPK SelectPro VDI3805 Internet_EU | PPK SelectPro OEM VDI3805 Internet_EU | R2050-25-S4+SR24A |  | 1400 kPa | 350 kPa
122485 | R2050-25-S4/SR24A | R2050-25-S4/SR24A | 26 | R2050-25-S4 | / | SR24A | Standard actuator | 1 | Scenario 2 |  | PPK¦SelectPro¦VDI3805¦Internet_EU | PPK SelectPro VDI3805 Internet_EU | PPK SelectPro OEM VDI3805 Internet_EU | R2050-25-S4/SR24A |  | 1400 kPa | 350 kPa
122488 | R2050-25-S4+SR24A-MP | R2050-25-S4+SR24A-MP | 26 | R2050-25-S4 | + | SR24A-MP | Communicative actuator | 0 | Scenario 2 |  | PPK¦SelectPro¦VDI3805¦Internet_EU | PPK SelectPro VDI3805 Internet_EU | PPK SelectPro VDI3805 Internet_EU | R2050-25-S4+SR24A-MP |  | 1400 kPa | 350 kPa
122489 | R2050-25-S4/SR24A-MP | R2050-25-S4/SR24A-MP | 26 | R2050-25-S4 | / | SR24A-MP | Communicative actuator | 0 | Scenario 2 |  | PPK¦SelectPro¦VDI3805¦Internet_EU | PPK SelectPro VDI3805 Internet_EU | PPK SelectPro VDI3805 Internet_EU | R2050-25-S4/SR24A-MP |  | 1400 kPa | 350 kPa
122490 | R2050-25-S4+SR24A-S | R2050-25-S4+SR24A-S | 26 | R2050-25-S4 | + | SR24A-S | Standard actuator | 0 | Scenario 2 |  | PPK¦SelectPro¦VDI3805¦Internet_EU | PPK SelectPro VDI3805 Internet_EU | PPK SelectPro VDI3805 Internet_EU | R2050-25-S4+SR24A-S |  | 1400 kPa | 350 kPa
122491 | R2050-25-S4/SR24A-S | R2050-25-S4/SR24A-S | 26 | R2050-25-S4 | / | SR24A-S | Standard actuator | 0 | Scenario 2 |  | PPK¦SelectPro¦VDI3805¦Internet_EU | PPK SelectPro VDI3805 Internet_EU | PPK SelectPro VDI3805 Internet_EU | R2050-25-S4/SR24A-S |  | 1400 kPa | 350 kPa
122492 | R2050-25-S4+SR24A-SR | R2050-25-S4+SR24A-SR | 26 | R2050-25-S4 | + | SR24A-SR | Standard actuator | 1 | Scenario 2 |  | PPK¦SelectPro¦VDI3805¦Internet_EU | PPK SelectPro VDI3805 Internet_EU | PPK SelectPro VDI3805 Internet_EU | R2050-25-S4+SR24A-SR |  | 1400 kPa | 350 kPa
122493 | R2050-25-S4/SR24A-SR | R2050-25-S4/SR24A-SR | 26 | R2050-25-S4 | / | SR24A-SR | Standard actuator | 1 | Scenario 2 |  | PPK¦SelectPro¦VDI3805¦Internet_EU | PPK SelectPro VDI3805 Internet_EU | PPK SelectPro VDI3805 Internet_EU | R2050-25-S4/SR24A-SR |  | 1400 kPa | 350 kPa
122496 | R2050-40-S4+SR230A | R2050-40-S4+SR230A | 26 | R2050-40-S4 | + | SR230A | Standard actuator | 1 | Scenario 2 |  | PPK¦SelectPro¦VDI3805¦Internet_EU | PPK SelectPro VDI3805 Internet_EU | PPK SelectPro OEM VDI3805 Internet_EU | R2050-40-S4+SR230A |  | 1400 kPa | 350 kPa
122497 | R2050-40-S4/SR230A | R2050-40-S4/SR230A | 26 | R2050-40-S4 | / | SR230A | Standard actuator | 1 | Scenario 2 |  | PPK¦SelectPro¦VDI3805¦Internet_EU | PPK SelectPro VDI3805 Internet_EU | PPK SelectPro OEM VDI3805 Internet_EU | R2050-40-S4/SR230A |  | 1400 kPa | 350 kPa
122498 | R2050-40-S4+SR230A-S | R2050-40-S4+SR230A-S | 26 | R2050-40-S4 | + | SR230A-S | Standard actuator | 0 | Scenario 2 |  | PPK¦SelectPro¦VDI3805¦Internet_EU | PPK SelectPro VDI3805 Internet_EU | PPK SelectPro VDI3805 Internet_EU | R2050-40-S4+SR230A-S |  | 1400 kPa | 350 kPa
122499 | R2050-40-S4/SR230A-S | R2050-40-S4/SR230A-S | 26 | R2050-40-S4 | / | SR230A-S | Standard actuator | 0 | Scenario 2 |  | PPK¦SelectPro¦VDI3805¦Internet_EU | PPK SelectPro VDI3805 Internet_EU | PPK SelectPro VDI3805 Internet_EU | R2050-40-S4/SR230A-S |  | 1400 kPa | 350 kPa
122500 | R2050-40-S4+SR24A | R2050-40-S4+SR24A | 26 | R2050-40-S4 | + | SR24A | Standard actuator | 1 | Scenario 2 |  | PPK¦SelectPro¦VDI3805¦Internet_EU | PPK SelectPro VDI3805 Internet_EU | PPK SelectPro OEM VDI3805 Internet_EU | R2050-40-S4+SR24A |  | 1400 kPa | 350 kPa
122501 | R2050-40-S4/SR24A | R2050-40-S4/SR24A | 26 | R2050-40-S4 | / | SR24A | Standard actuator | 1 | Scenario 2 |  | PPK¦SelectPro¦VDI3805¦Internet_EU | PPK SelectPro VDI3805 Internet_EU | PPK SelectPro OEM VDI3805 Internet_EU | R2050-40-S4/SR24A |  | 1400 kPa | 350 kPa
122504 | R2050-40-S4+SR24A-MP | R2050-40-S4+SR24A-MP | 26 | R2050-40-S4 | + | SR24A-MP | Communicative actuator | 0 | Scenario 2 |  | PPK¦SelectPro¦VDI3805¦Internet_EU | PPK SelectPro VDI3805 Internet_EU | PPK SelectPro VDI3805 Internet_EU | R2050-40-S4+SR24A-MP |  | 1400 kPa | 350 kPa
122505 | R2050-40-S4/SR24A-MP | R2050-40-S4/SR24A-MP | 26 | R2050-40-S4 | / | SR24A-MP | Communicative actuator | 0 | Scenario 2 |  | PPK¦SelectPro¦VDI3805¦Internet_EU | PPK SelectPro VDI3805 Internet_EU | PPK SelectPro VDI3805 Internet_EU | R2050-40-S4/SR24A-MP |  | 1400 kPa | 350 kPa
122506 | R2050-40-S4+SR24A-S | R2050-40-S4+SR24A-S | 26 | R2050-40-S4 | + | SR24A-S | Standard actuator | 0 | Scenario 2 |  | PPK¦SelectPro¦VDI3805¦Internet_EU | PPK SelectPro VDI3805 Internet_EU | PPK SelectPro VDI3805 Internet_EU | R2050-40-S4+SR24A-S |  | 1400 kPa | 350 kPa
122507 | R2050-40-S4/SR24A-S | R2050-40-S4/SR24A-S | 26 | R2050-40-S4 | / | SR24A-S | Standard actuator | 0 | Scenario 2 |  | PPK¦SelectPro¦VDI3805¦Internet_EU | PPK SelectPro VDI3805 Internet_EU | PPK SelectPro VDI3805 Internet_EU | R2050-40-S4/SR24A-S |  | 1400 kPa | 350 kPa
122508 | R2050-40-S4+SR24A-SR | R2050-40-S4+SR24A-SR | 26 | R2050-40-S4 | + | SR24A-SR | Standard actuator | 1 | Scenario 2 |  | PPK¦SelectPro¦VDI3805¦Internet_EU | PPK SelectPro VDI3805 Internet_EU | PPK SelectPro VDI3805 Internet_EU | R2050-40-S4+SR24A-SR |  | 1400 kPa | 350 kPa
122509 | R2050-40-S4/SR24A-SR | R2050-40-S4/SR24A-SR | 26 | R2050-40-S4 | / | SR24A-SR | Standard actuator | 1 | Scenario 2 |  | PPK¦SelectPro¦VDI3805¦Internet_EU | PPK SelectPro VDI3805 Internet_EU | PPK SelectPro VDI3805 Internet_EU | R2050-40-S4/SR24A-SR |  | 1400 kPa | 350 kPa
122512 | R2050-S4+SR230A | R2050-S4+SR230A | 26 | R2050-S4 | + | SR230A | Standard actuator | 1 | Scenario 1 |  | PPK¦SelectPro¦VDI3805¦Internet_EU | PPK SelectPro VDI3805 Internet_EU | PPK SelectPro OEM VDI3805 Internet_EU | R2050-S4+SR230A |  | 1400 kPa | 1000 kPa
122513 | R2050-S4/SR230A | R2050-S4/SR230A | 26 | R2050-S4 | / | SR230A | Standard actuator | 1 | Scenario 1 |  | PPK¦SelectPro¦VDI3805¦Internet_EU | PPK SelectPro VDI3805 Internet_EU | PPK SelectPro OEM VDI3805 Internet_EU | R2050-S4/SR230A |  | 1400 kPa | 1000 kPa
122514 | R2050-S4+SR230A-S | R2050-S4+SR230A-S | 26 | R2050-S4 | + | SR230A-S | Standard actuator | 0 | Scenario 1 |  | PPK¦SelectPro¦VDI3805¦Internet_EU | PPK SelectPro VDI3805 Internet_EU | PPK SelectPro VDI3805 Internet_EU | R2050-S4+SR230A-S |  | 1400 kPa | 1000 kPa
122515 | R2050-S4/SR230A-S | R2050-S4/SR230A-S | 26 | R2050-S4 | / | SR230A-S | Standard actuator | 0 | Scenario 1 |  | PPK¦SelectPro¦VDI3805¦Internet_EU | PPK SelectPro VDI3805 Internet_EU | PPK SelectPro VDI3805 Internet_EU | R2050-S4/SR230A-S |  | 1400 kPa | 1000 kPa
122516 | R2050-S4+SR24A | R2050-S4+SR24A | 26 | R2050-S4 | + | SR24A | Standard actuator | 1 | Scenario 1 |  | PPK¦SelectPro¦VDI3805¦Internet_EU | PPK SelectPro VDI3805 Internet_EU | PPK SelectPro OEM VDI3805 Internet_EU | R2050-S4+SR24A |  | 1400 kPa | 1000 kPa
122517 | R2050-S4/SR24A | R2050-S4/SR24A | 26 | R2050-S4 | / | SR24A | Standard actuator | 1 | Scenario 1 |  | PPK¦SelectPro¦VDI3805¦Internet_EU | PPK SelectPro VDI3805 Internet_EU | PPK SelectPro OEM VDI3805 Internet_EU | R2050-S4/SR24A |  | 1400 kPa | 1000 kPa
122518 | R2050-S4+SR24A-S | R2050-S4+SR24A-S | 26 | R2050-S4 | + | SR24A-S | Standard actuator | 0 | Scenario 1 |  | PPK¦SelectPro¦VDI3805¦Internet_EU | PPK SelectPro VDI3805 Internet_EU | PPK SelectPro VDI3805 Internet_EU | R2050-S4+SR24A-S |  | 1400 kPa | 1000 kPa
122519 | R2050-S4/SR24A-S | R2050-S4/SR24A-S | 26 | R2050-S4 | / | SR24A-S | Standard actuator | 0 | Scenario 1 |  | PPK¦SelectPro¦VDI3805¦Internet_EU | PPK SelectPro VDI3805 Internet_EU | PPK SelectPro VDI3805 Internet_EU | R2050-S4/SR24A-S |  | 1400 kPa | 1000 kPa
122522 | R2032-S3+NR230A | R2032-S3+NR230A | 26 | R2032-S3 | + | NR230A | Standard actuator | 1 | Scenario 1 |  | PPK¦SelectPro¦VDI3805¦Internet_EU | PPK SelectPro VDI3805 Internet_EU | PPK SelectPro OEM VDI3805 Internet_EU | R2032-S3+NR230A |  | 1400 kPa | 1000 kPa
122523 | R2032-S3/NR230A | R2032-S3/NR230A | 26 | R2032-S3 | / | NR230A | Standard actuator | 1 | Scenario 1 |  | PPK¦SelectPro¦VDI3805¦Internet_EU | PPK SelectPro VDI3805 Internet_EU | PPK SelectPro OEM VDI3805 Internet_EU | R2032-S3/NR230A |  | 1400 kPa | 1000 kPa
122524 | R2032-S3+NR230A-S | R2032-S3+NR230A-S | 26 | R2032-S3 | + | NR230A-S | Standard actuator | 0 | Scenario 1 |  | PPK¦SelectPro¦VDI3805¦Internet_EU | PPK SelectPro VDI3805 Internet_EU | PPK SelectPro VDI3805 Internet_EU | R2032-S3+NR230A-S |  | 1400 kPa | 1000 kPa
122525 | R2032-S3/NR230A-S | R2032-S3/NR230A-S | 26 | R2032-S3 | / | NR230A-S | Standard actuator | 0 | Scenario 1 |  | PPK¦SelectPro¦VDI3805¦Internet_EU | PPK SelectPro VDI3805 Internet_EU | PPK SelectPro VDI3805 Internet_EU | R2032-S3/NR230A-S |  | 1400 kPa | 1000 kPa
122526 | R2032-S3+NR24A | R2032-S3+NR24A | 26 | R2032-S3 | + | NR24A | Standard actuator | 1 | Scenario 1 |  | PPK¦SelectPro¦VDI3805¦Internet_EU | PPK SelectPro VDI3805 Internet_EU | PPK SelectPro OEM VDI3805 Internet_EU | R2032-S3+NR24A |  | 1400 kPa | 1000 kPa
122527 | R2032-S3/NR24A | R2032-S3/NR24A | 26 | R2032-S3 | / | NR24A | Standard actuator | 1 | Scenario 1 |  | PPK¦SelectPro¦VDI3805¦Internet_EU | PPK SelectPro VDI3805 Internet_EU | PPK SelectPro OEM VDI3805 Internet_EU | R2032-S3/NR24A |  | 1400 kPa | 1000 kPa
122528 | R2032-S3+NR24A-S | R2032-S3+NR24A-S | 26 | R2032-S3 | + | NR24A-S | Standard actuator | 0 | Scenario 1 |  | PPK¦SelectPro¦VDI3805¦Internet_EU | PPK SelectPro VDI3805 Internet_EU | PPK SelectPro VDI3805 Internet_EU | R2032-S3+NR24A-S |  | 1400 kPa | 1000 kPa
122529 | R2032-S3/NR24A-S | R2032-S3/NR24A-S | 26 | R2032-S3 | / | NR24A-S | Standard actuator | 0 | Scenario 1 |  | PPK¦SelectPro¦VDI3805¦Internet_EU | PPK SelectPro VDI3805 Internet_EU | PPK SelectPro VDI3805 Internet_EU | R2032-S3/NR24A-S |  | 1400 kPa | 1000 kPa
122530 | R2040-16-S3+NR230A | R2040-16-S3+NR230A | 26 | R2040-16-S3 | + | NR230A | Standard actuator | 1 | Scenario 2 |  | PPK¦SelectPro¦VDI3805¦Internet_EU | PPK SelectPro VDI3805 Internet_EU | PPK SelectPro OEM VDI3805 Internet_EU | R2040-16-S3+NR230A |  | 1400 kPa | 350 kPa
122531 | R2040-16-S3/NR230A | R2040-16-S3/NR230A | 26 | R2040-16-S3 | / | NR230A | Standard actuator | 1 | Scenario 2 |  | PPK¦SelectPro¦VDI3805¦Internet_EU | PPK SelectPro VDI3805 Internet_EU | PPK SelectPro OEM VDI3805 Internet_EU | R2040-16-S3/NR230A |  | 1400 kPa | 350 kPa
122532 | R2040-16-S3+NR230A-S | R2040-16-S3+NR230A-S | 26 | R2040-16-S3 | + | NR230A-S | Standard actuator | 0 | Scenario 2 |  | PPK¦SelectPro¦VDI3805¦Internet_EU | PPK SelectPro VDI3805 Internet_EU | PPK SelectPro VDI3805 Internet_EU | R2040-16-S3+NR230A-S |  | 1400 kPa | 350 kPa
122533 | R2040-16-S3/NR230A-S | R2040-16-S3/NR230A-S | 26 | R2040-16-S3 | / | NR230A-S | Standard actuator | 0 | Scenario 2 |  | PPK¦SelectPro¦VDI3805¦Internet_EU | PPK SelectPro VDI3805 Internet_EU | PPK SelectPro VDI3805 Internet_EU | R2040-16-S3/NR230A-S |  | 1400 kPa | 350 kPa
122534 | R2040-16-S3+NR24A | R2040-16-S3+NR24A | 26 | R2040-16-S3 | + | NR24A | Standard actuator | 1 | Scenario 2 |  | PPK¦SelectPro¦VDI3805¦Internet_EU | PPK SelectPro VDI3805 Internet_EU | PPK SelectPro OEM VDI3805 Internet_EU | R2040-16-S3+NR24A |  | 1400 kPa | 350 kPa
122535 | R2040-16-S3/NR24A | R2040-16-S3/NR24A | 26 | R2040-16-S3 | / | NR24A | Standard actuator | 1 | Scenario 2 |  | PPK¦SelectPro¦VDI3805¦Internet_EU | PPK SelectPro VDI3805 Internet_EU | PPK SelectPro OEM VDI3805 Internet_EU | R2040-16-S3/NR24A |  | 1400 kPa | 350 kPa
122538 | R2040-16-S3+NR24A-MP | R2040-16-S3+NR24A-MP | 26 | R2040-16-S3 | + | NR24A-MP | Communicative actuator | 0 | Scenario 2 |  | PPK¦SelectPro¦VDI3805¦Internet_EU | PPK SelectPro VDI3805 Internet_EU | PPK SelectPro VDI3805 Internet_EU | R2040-16-S3+NR24A-MP |  | 1400 kPa | 350 kPa
122539 | R2040-16-S3/NR24A-MP | R2040-16-S3/NR24A-MP | 26 | R2040-16-S3 | / | NR24A-MP | Communicative actuator | 0 | Scenario 2 |  | PPK¦SelectPro¦VDI3805¦Internet_EU | PPK SelectPro VDI3805 Internet_EU | PPK SelectPro VDI3805 Internet_EU | R2040-16-S3/NR24A-MP |  | 1400 kPa | 350 kPa
122540 | R2040-16-S3+NR24A-S | R2040-16-S3+NR24A-S | 26 | R2040-16-S3 | + | NR24A-S | Standard actuator | 0 | Scenario 2 |  | PPK¦SelectPro¦VDI3805¦Internet_EU | PPK SelectPro VDI3805 Internet_EU | PPK SelectPro VDI3805 Internet_EU | R2040-16-S3+NR24A-S |  | 1400 kPa | 350 kPa
122541 | R2040-16-S3/NR24A-S | R2040-16-S3/NR24A-S | 26 | R2040-16-S3 | / | NR24A-S | Standard actuator | 0 | Scenario 2 |  | PPK¦SelectPro¦VDI3805¦Internet_EU | PPK SelectPro VDI3805 Internet_EU | PPK SelectPro VDI3805 Internet_EU | R2040-16-S3/NR24A-S |  | 1400 kPa | 350 kPa
122542 | R2040-16-S3+NR24A-SR | R2040-16-S3+NR24A-SR | 26 | R2040-16-S3 | + | NR24A-SR | Standard actuator | 1 | Scenario 2 |  | PPK¦SelectPro¦VDI3805¦Internet_EU | PPK SelectPro VDI3805 Internet_EU | PPK SelectPro VDI3805 Internet_EU | R2040-16-S3+NR24A-SR |  | 1400 kPa | 350 kPa
122543 | R2040-16-S3/NR24A-SR | R2040-16-S3/NR24A-SR | 26 | R2040-16-S3 | / | NR24A-SR | Standard actuator | 1 | Scenario 2 |  | PPK¦SelectPro¦VDI3805¦Internet_EU | PPK SelectPro VDI3805 Internet_EU | PPK SelectPro VDI3805 Internet_EU | R2040-16-S3/NR24A-SR |  | 1400 kPa | 350 kPa
122546 | R2040-16-S3+NRC24A-SR | R2040-16-S3+NRC24A-SR | 26 | R2040-16-S3 | + | NRC24A-SR | Fast runner | 1 | Scenario 2 |  | PPK¦SelectPro¦VDI3805¦Internet_EU | PPK SelectPro VDI3805 Internet_EU | PPK SelectPro VDI3805 Internet_EU | R2040-16-S3+NRC24A-SR |  | 1400 kPa | 350 kPa
122547 | R2040-16-S3/NRC24A-SR | R2040-16-S3/NRC24A-SR | 26 | R2040-16-S3 | / | NRC24A-SR | Fast runner | 1 | Scenario 2 |  | PPK¦SelectPro¦VDI3805¦Internet_EU | PPK SelectPro VDI3805 Internet_EU | PPK SelectPro VDI3805 Internet_EU | R2040-16-S3/NRC24A-SR |  | 1400 kPa | 350 kPa
122548 | R2040-25-S3+NR230A | R2040-25-S3+NR230A | 26 | R2040-25-S3 | + | NR230A | Standard actuator | 1 | Scenario 2 |  | PPK¦SelectPro¦VDI3805¦Internet_EU | PPK SelectPro VDI3805 Internet_EU | PPK SelectPro OEM VDI3805 Internet_EU | R2040-25-S3+NR230A |  | 1400 kPa | 350 kPa
122549 | R2040-25-S3/NR230A | R2040-25-S3/NR230A | 26 | R2040-25-S3 | / | NR230A | Standard actuator | 1 | Scenario 2 |  | PPK¦SelectPro¦VDI3805¦Internet_EU | PPK SelectPro VDI3805 Internet_EU | PPK SelectPro OEM VDI3805 Internet_EU | R2040-25-S3/NR230A |  | 1400 kPa | 350 kPa
122550 | R2040-25-S3+NR230A-S | R2040-25-S3+NR230A-S | 26 | R2040-25-S3 | + | NR230A-S | Standard actuator | 0 | Scenario 2 |  | PPK¦SelectPro¦VDI3805¦Internet_EU | PPK SelectPro VDI3805 Internet_EU | PPK SelectPro VDI3805 Internet_EU | R2040-25-S3+NR230A-S |  | 1400 kPa | 350 kPa
122551 | R2040-25-S3/NR230A-S | R2040-25-S3/NR230A-S | 26 | R2040-25-S3 | / | NR230A-S | Standard actuator | 0 | Scenario 2 |  | PPK¦SelectPro¦VDI3805¦Internet_EU | PPK SelectPro VDI3805 Internet_EU | PPK SelectPro VDI3805 Internet_EU | R2040-25-S3/NR230A-S |  | 1400 kPa | 350 kPa
122552 | R2040-25-S3+NR24A | R2040-25-S3+NR24A | 26 | R2040-25-S3 | + | NR24A | Standard actuator | 1 | Scenario 2 |  | PPK¦SelectPro¦VDI3805¦Internet_EU | PPK SelectPro VDI3805 Internet_EU | PPK SelectPro OEM VDI3805 Internet_EU | R2040-25-S3+NR24A |  | 1400 kPa | 350 kPa
122553 | R2040-25-S3/NR24A | R2040-25-S3/NR24A | 26 | R2040-25-S3 | / | NR24A | Standard actuator | 1 | Scenario 2 |  | PPK¦SelectPro¦VDI3805¦Internet_EU | PPK SelectPro VDI3805 Internet_EU | PPK SelectPro OEM VDI3805 Internet_EU | R2040-25-S3/NR24A |  | 1400 kPa | 350 kPa
122556 | R2040-25-S3+NR24A-MP | R2040-25-S3+NR24A-MP | 26 | R2040-25-S3 | + | NR24A-MP | Communicative actuator | 0 | Scenario 2 |  | PPK¦SelectPro¦VDI3805¦Internet_EU | PPK SelectPro VDI3805 Internet_EU | PPK SelectPro VDI3805 Internet_EU | R2040-25-S3+NR24A-MP |  | 1400 kPa | 350 kPa
122557 | R2040-25-S3/NR24A-MP | R2040-25-S3/NR24A-MP | 26 | R2040-25-S3 | / | NR24A-MP | Communicative actuator | 0 | Scenario 2 |  | PPK¦SelectPro¦VDI3805¦Internet_EU | PPK SelectPro VDI3805 Internet_EU | PPK SelectPro VDI3805 Internet_EU | R2040-25-S3/NR24A-MP |  | 1400 kPa | 350 kPa
122558 | R2040-25-S3+NR24A-S | R2040-25-S3+NR24A-S | 26 | R2040-25-S3 | + | NR24A-S | Standard actuator | 0 | Scenario 2 |  | PPK¦SelectPro¦VDI3805¦Internet_EU | PPK SelectPro VDI3805 Internet_EU | PPK SelectPro VDI3805 Internet_EU | R2040-25-S3+NR24A-S |  | 1400 kPa | 350 kPa
122559 | R2040-25-S3/NR24A-S | R2040-25-S3/NR24A-S | 26 | R2040-25-S3 | / | NR24A-S | Standard actuator | 0 | Scenario 2 |  | PPK¦SelectPro¦VDI3805¦Internet_EU | PPK SelectPro VDI3805 Internet_EU | PPK SelectPro VDI3805 Internet_EU | R2040-25-S3/NR24A-S |  | 1400 kPa | 350 kPa
122560 | R2040-25-S3+NR24A-SR | R2040-25-S3+NR24A-SR | 26 | R2040-25-S3 | + | NR24A-SR | Standard actuator | 1 | Scenario 2 |  | PPK¦SelectPro¦VDI3805¦Internet_EU | PPK SelectPro VDI3805 Internet_EU | PPK SelectPro VDI3805 Internet_EU | R2040-25-S3+NR24A-SR |  | 1400 kPa | 350 kPa
122561 | R2040-25-S3/NR24A-SR | R2040-25-S3/NR24A-SR | 26 | R2040-25-S3 | / | NR24A-SR | Standard actuator | 1 | Scenario 2 |  | PPK¦SelectPro¦VDI3805¦Internet_EU | PPK SelectPro VDI3805 Internet_EU | PPK SelectPro VDI3805 Internet_EU | R2040-25-S3/NR24A-SR |  | 1400 kPa | 350 kPa
122564 | R2040-25-S3+NRC24A-SR | R2040-25-S3+NRC24A-SR | 26 | R2040-25-S3 | + | NRC24A-SR | Fast runner | 1 | Scenario 2 |  | PPK¦SelectPro¦VDI3805¦Internet_EU | PPK SelectPro VDI3805 Internet_EU | PPK SelectPro VDI3805 Internet_EU | R2040-25-S3+NRC24A-SR |  | 1400 kPa | 350 kPa
122565 | R2040-25-S3/NRC24A-SR | R2040-25-S3/NRC24A-SR | 26 | R2040-25-S3 | / | NRC24A-SR | Fast runner | 1 | Scenario 2 |  | PPK¦SelectPro¦VDI3805¦Internet_EU | PPK SelectPro VDI3805 Internet_EU | PPK SelectPro VDI3805 Internet_EU | R2040-25-S3/NRC24A-SR |  | 1400 kPa | 350 kPa
122566 | R2040-S3+NR230A | R2040-S3+NR230A | 26 | R2040-S3 | + | NR230A | Standard actuator | 1 | Scenario 1 |  | PPK¦SelectPro¦VDI3805¦Internet_EU | PPK SelectPro VDI3805 Internet_EU | PPK SelectPro OEM VDI3805 Internet_EU | R2040-S3+NR230A |  | 1400 kPa | 1000 kPa
122567 | R2040-S3/NR230A | R2040-S3/NR230A | 26 | R2040-S3 | / | NR230A | Standard actuator | 1 | Scenario 1 |  | PPK¦SelectPro¦VDI3805¦Internet_EU | PPK SelectPro VDI3805 Internet_EU | PPK SelectPro OEM VDI3805 Internet_EU | R2040-S3/NR230A |  | 1400 kPa | 1000 kPa
122568 | R2040-S3+NR230A-S | R2040-S3+NR230A-S | 26 | R2040-S3 | + | NR230A-S | Standard actuator | 0 | Scenario 1 |  | PPK¦SelectPro¦VDI3805¦Internet_EU | PPK SelectPro VDI3805 Internet_EU | PPK SelectPro VDI3805 Internet_EU | R2040-S3+NR230A-S |  | 1400 kPa | 1000 kPa
122569 | R2040-S3/NR230A-S | R2040-S3/NR230A-S | 26 | R2040-S3 | / | NR230A-S | Standard actuator | 0 | Scenario 1 |  | PPK¦SelectPro¦VDI3805¦Internet_EU | PPK SelectPro VDI3805 Internet_EU | PPK SelectPro VDI3805 Internet_EU | R2040-S3/NR230A-S |  | 1400 kPa | 1000 kPa
122570 | R2040-S3+NR24A | R2040-S3+NR24A | 26 | R2040-S3 | + | NR24A | Standard actuator | 1 | Scenario 1 |  | PPK¦SelectPro¦VDI3805¦Internet_EU | PPK SelectPro VDI3805 Internet_EU | PPK SelectPro OEM VDI3805 Internet_EU | R2040-S3+NR24A |  | 1400 kPa | 1000 kPa
122571 | R2040-S3/NR24A | R2040-S3/NR24A | 26 | R2040-S3 | / | NR24A | Standard actuator | 1 | Scenario 1 |  | PPK¦SelectPro¦VDI3805¦Internet_EU | PPK SelectPro VDI3805 Internet_EU | PPK SelectPro OEM VDI3805 Internet_EU | R2040-S3/NR24A |  | 1400 kPa | 1000 kPa
122572 | R2040-S3+NR24A-S | R2040-S3+NR24A-S | 26 | R2040-S3 | + | NR24A-S | Standard actuator | 0 | Scenario 1 |  | PPK¦SelectPro¦VDI3805¦Internet_EU | PPK SelectPro VDI3805 Internet_EU | PPK SelectPro VDI3805 Internet_EU | R2040-S3+NR24A-S |  | 1400 kPa | 1000 kPa
122573 | R2040-S3/NR24A-S | R2040-S3/NR24A-S | 26 | R2040-S3 | / | NR24A-S | Standard actuator | 0 | Scenario 1 |  | PPK¦SelectPro¦VDI3805¦Internet_EU | PPK SelectPro VDI3805 Internet_EU | PPK SelectPro VDI3805 Internet_EU | R2040-S3/NR24A-S |  | 1400 kPa | 1000 kPa
123008 | R2015-1-S1+LR230A-S | R2015-1-S1+LR230A-S | 26 | R2015-1-S1 | + | LR230A-S | Standard actuator | 0 | Scenario 2 |  | PPK¦SelectPro¦VDI3805¦Internet_EU | PPK SelectPro VDI3805 Internet_EU | PPK SelectPro VDI3805 Internet_EU | R2015-1-S1+LR230A-S |  | 1400 kPa | 350 kPa
123009 | R2015-1-S1/LR230A-S | R2015-1-S1/LR230A-S | 26 | R2015-1-S1 | / | LR230A-S | Standard actuator | 0 | Scenario 2 |  | PPK¦SelectPro¦VDI3805¦Internet_EU | PPK SelectPro VDI3805 Internet_EU | PPK SelectPro VDI3805 Internet_EU | R2015-1-S1/LR230A-S |  | 1400 kPa | 350 kPa
123010 | R2015-1P6-S1+LR230A-S | R2015-1P6-S1+LR230A-S | 26 | R2015-1P6-S1 | + | LR230A-S | Standard actuator | 0 | Scenario 2 |  | PPK¦SelectPro¦VDI3805¦Internet_EU | PPK SelectPro VDI3805 Internet_EU | PPK SelectPro VDI3805 Internet_EU | R2015-1P6-S1+LR230A-S |  | 1400 kPa | 350 kPa
123011 | R2015-1P6-S1/LR230A-S | R2015-1P6-S1/LR230A-S | 26 | R2015-1P6-S1 | / | LR230A-S | Standard actuator | 0 | Scenario 2 |  | PPK¦SelectPro¦VDI3805¦Internet_EU | PPK SelectPro VDI3805 Internet_EU | PPK SelectPro VDI3805 Internet_EU | R2015-1P6-S1/LR230A-S |  | 1400 kPa | 350 kPa
123012 | R2015-2P5-S1+LR230A-S | R2015-2P5-S1+LR230A-S | 26 | R2015-2P5-S1 | + | LR230A-S | Standard actuator | 0 | Scenario 2 |  | PPK¦SelectPro¦VDI3805¦Internet_EU | PPK SelectPro VDI3805 Internet_EU | PPK SelectPro VDI3805 Internet_EU | R2015-2P5-S1+LR230A-S |  | 1400 kPa | 350 kPa
123013 | R2015-2P5-S1/LR230A-S | R2015-2P5-S1/LR230A-S | 26 | R2015-2P5-S1 | / | LR230A-S | Standard actuator | 0 | Scenario 2 |  | PPK¦SelectPro¦VDI3805¦Internet_EU | PPK SelectPro VDI3805 Internet_EU | PPK SelectPro VDI3805 Internet_EU | R2015-2P5-S1/LR230A-S |  | 1400 kPa | 350 kPa
123014 | R2015-4-S1+LR230A-S | R2015-4-S1+LR230A-S | 26 | R2015-4-S1 | + | LR230A-S | Standard actuator | 0 | Scenario 2 |  | PPK¦SelectPro¦VDI3805¦Internet_EU | PPK SelectPro VDI3805 Internet_EU | PPK SelectPro VDI3805 Internet_EU | R2015-4-S1+LR230A-S |  | 1400 kPa | 350 kPa
123015 | R2015-4-S1/LR230A-S | R2015-4-S1/LR230A-S | 26 | R2015-4-S1 | / | LR230A-S | Standard actuator | 0 | Scenario 2 |  | PPK¦SelectPro¦VDI3805¦Internet_EU | PPK SelectPro VDI3805 Internet_EU | PPK SelectPro VDI3805 Internet_EU | R2015-4-S1/LR230A-S |  | 1400 kPa | 350 kPa
123156 | R2015-P25-S1+LR230A-S | R2015-P25-S1+LR230A-S | 26 | R2015-P25-S1 | + | LR230A-S | Standard actuator | 0 | Scenario 2 |  | PPK¦SelectPro¦VDI3805¦Internet_EU | PPK SelectPro VDI3805 Internet_EU | PPK SelectPro VDI3805 Internet_EU | R2015-P25-S1+LR230A-S |  | 1400 kPa | 350 kPa
123157 | R2015-P25-S1/LR230A-S | R2015-P25-S1/LR230A-S | 26 | R2015-P25-S1 | / | LR230A-S | Standard actuator | 0 | Scenario 2 |  | PPK¦SelectPro¦VDI3805¦Internet_EU | PPK SelectPro VDI3805 Internet_EU | PPK SelectPro VDI3805 Internet_EU | R2015-P25-S1/LR230A-S |  | 1400 kPa | 350 kPa
123158 | R2015-P4-S1+LR230A-S | R2015-P4-S1+LR230A-S | 26 | R2015-P4-S1 | + | LR230A-S | Standard actuator | 0 | Scenario 2 |  | PPK¦SelectPro¦VDI3805¦Internet_EU | PPK SelectPro VDI3805 Internet_EU | PPK SelectPro VDI3805 Internet_EU | R2015-P4-S1+LR230A-S |  | 1400 kPa | 350 kPa
123159 | R2015-P4-S1/LR230A-S | R2015-P4-S1/LR230A-S | 26 | R2015-P4-S1 | / | LR230A-S | Standard actuator | 0 | Scenario 2 |  | PPK¦SelectPro¦VDI3805¦Internet_EU | PPK SelectPro VDI3805 Internet_EU | PPK SelectPro VDI3805 Internet_EU | R2015-P4-S1/LR230A-S |  | 1400 kPa | 350 kPa
123160 | R2015-P63-S1+LR230A-S | R2015-P63-S1+LR230A-S | 26 | R2015-P63-S1 | + | LR230A-S | Standard actuator | 0 | Scenario 2 |  | PPK¦SelectPro¦VDI3805¦Internet_EU | PPK SelectPro VDI3805 Internet_EU | PPK SelectPro VDI3805 Internet_EU | R2015-P63-S1+LR230A-S |  | 1400 kPa | 350 kPa
123161 | R2015-P63-S1/LR230A-S | R2015-P63-S1/LR230A-S | 26 | R2015-P63-S1 | / | LR230A-S | Standard actuator | 0 | Scenario 2 |  | PPK¦SelectPro¦VDI3805¦Internet_EU | PPK SelectPro VDI3805 Internet_EU | PPK SelectPro VDI3805 Internet_EU | R2015-P63-S1/LR230A-S |  | 1400 kPa | 350 kPa
123162 | R2015-S1+LR230A-S | R2015-S1+LR230A-S | 26 | R2015-S1 | + | LR230A-S | Standard actuator | 0 | Scenario 1 |  | PPK¦SelectPro¦VDI3805¦Internet_EU | PPK SelectPro VDI3805 Internet_EU | PPK SelectPro VDI3805 Internet_EU | R2015-S1+LR230A-S |  | 1400 kPa | 1000 kPa
123163 | R2015-S1/LR230A-S | R2015-S1/LR230A-S | 26 | R2015-S1 | / | LR230A-S | Standard actuator | 0 | Scenario 1 |  | PPK¦SelectPro¦VDI3805¦Internet_EU | PPK SelectPro VDI3805 Internet_EU | PPK SelectPro VDI3805 Internet_EU | R2015-S1/LR230A-S |  | 1400 kPa | 1000 kPa
123164 | R2020-4-S2+LR230A-S | R2020-4-S2+LR230A-S | 26 | R2020-4-S2 | + | LR230A-S | Standard actuator | 0 | Scenario 2 |  | PPK¦SelectPro¦VDI3805¦Internet_EU | PPK SelectPro VDI3805 Internet_EU | PPK SelectPro VDI3805 Internet_EU | R2020-4-S2+LR230A-S |  | 1400 kPa | 350 kPa
123165 | R2020-4-S2/LR230A-S | R2020-4-S2/LR230A-S | 26 | R2020-4-S2 | / | LR230A-S | Standard actuator | 0 | Scenario 2 |  | PPK¦SelectPro¦VDI3805¦Internet_EU | PPK SelectPro VDI3805 Internet_EU | PPK SelectPro VDI3805 Internet_EU | R2020-4-S2/LR230A-S |  | 1400 kPa | 350 kPa
123168 | R2020-8P6-S2+LR230A-S | R2020-8P6-S2+LR230A-S | 26 | R2020-8P6-S2 | + | LR230A-S | Standard actuator | 0 | Scenario 2 |  | PPK¦SelectPro¦VDI3805¦Internet_EU | PPK SelectPro VDI3805 Internet_EU | PPK SelectPro VDI3805 Internet_EU | R2020-8P6-S2+LR230A-S |  | 1400 kPa | 350 kPa
123169 | R2020-8P6-S2/LR230A-S | R2020-8P6-S2/LR230A-S | 26 | R2020-8P6-S2 | / | LR230A-S | Standard actuator | 0 | Scenario 2 |  | PPK¦SelectPro¦VDI3805¦Internet_EU | PPK SelectPro VDI3805 Internet_EU | PPK SelectPro VDI3805 Internet_EU | R2020-8P6-S2/LR230A-S |  | 1400 kPa | 350 kPa
123170 | R2020-S2+LR230A-S | R2020-S2+LR230A-S | 26 | R2020-S2 | + | LR230A-S | Standard actuator | 0 | Scenario 1 |  | PPK¦SelectPro¦VDI3805¦Internet_EU | PPK SelectPro VDI3805 Internet_EU | PPK SelectPro VDI3805 Internet_EU | R2020-S2+LR230A-S |  | 1400 kPa | 1000 kPa
123171 | R2020-S2/LR230A-S | R2020-S2/LR230A-S | 26 | R2020-S2 | / | LR230A-S | Standard actuator | 0 | Scenario 1 |  | PPK¦SelectPro¦VDI3805¦Internet_EU | PPK SelectPro VDI3805 Internet_EU | PPK SelectPro VDI3805 Internet_EU | R2020-S2/LR230A-S |  | 1400 kPa | 1000 kPa
123172 | R2025-10-S2+LR230A-S | R2025-10-S2+LR230A-S | 26 | R2025-10-S2 | + | LR230A-S | Standard actuator | 0 | Scenario 2 |  | PPK¦SelectPro¦VDI3805¦Internet_EU | PPK SelectPro VDI3805 Internet_EU | PPK SelectPro VDI3805 Internet_EU | R2025-10-S2+LR230A-S |  | 1400 kPa | 350 kPa
123173 | R2025-10-S2/LR230A-S | R2025-10-S2/LR230A-S | 26 | R2025-10-S2 | / | LR230A-S | Standard actuator | 0 | Scenario 2 |  | PPK¦SelectPro¦VDI3805¦Internet_EU | PPK SelectPro VDI3805 Internet_EU | PPK SelectPro VDI3805 Internet_EU | R2025-10-S2/LR230A-S |  | 1400 kPa | 350 kPa
123174 | R2025-16-S2+LR230A-S | R2025-16-S2+LR230A-S | 26 | R2025-16-S2 | + | LR230A-S | Standard actuator | 0 | Scenario 2 |  | PPK¦SelectPro¦VDI3805¦Internet_EU | PPK SelectPro VDI3805 Internet_EU | PPK SelectPro VDI3805 Internet_EU | R2025-16-S2+LR230A-S |  | 1400 kPa | 350 kPa
123175 | R2025-16-S2/LR230A-S | R2025-16-S2/LR230A-S | 26 | R2025-16-S2 | / | LR230A-S | Standard actuator | 0 | Scenario 2 |  | PPK¦SelectPro¦VDI3805¦Internet_EU | PPK SelectPro VDI3805 Internet_EU | PPK SelectPro VDI3805 Internet_EU | R2025-16-S2/LR230A-S |  | 1400 kPa | 350 kPa
123178 | R2025-S2+LR230A-S | R2025-S2+LR230A-S | 26 | R2025-S2 | + | LR230A-S | Standard actuator | 0 | Scenario 1 |  | PPK¦SelectPro¦VDI3805¦Internet_EU | PPK SelectPro VDI3805 Internet_EU | PPK SelectPro VDI3805 Internet_EU | R2025-S2+LR230A-S |  | 1400 kPa | 1000 kPa
123179 | R2025-S2/LR230A-S | R2025-S2/LR230A-S | 26 | R2025-S2 | / | LR230A-S | Standard actuator | 0 | Scenario 1 |  | PPK¦SelectPro¦VDI3805¦Internet_EU | PPK SelectPro VDI3805 Internet_EU | PPK SelectPro VDI3805 Internet_EU | R2025-S2/LR230A-S |  | 1400 kPa | 1000 kPa
123180 | R3015-1-S1+LR230A-S | R3015-1-S1+LR230A-S | 26 | R3015-1-S1 | + | LR230A-S | Standard actuator | 0 | Scenario 2 |  | PPK¦SelectPro¦VDI3805¦Internet_EU | PPK SelectPro VDI3805 Internet_EU | PPK SelectPro VDI3805 Internet_EU | R3015-1-S1+LR230A-S |  | 1400 kPa | 350 kPa
123181 | R3015-1-S1/LR230A-S | R3015-1-S1/LR230A-S | 26 | R3015-1-S1 | / | LR230A-S | Standard actuator | 0 | Scenario 2 |  | PPK¦SelectPro¦VDI3805¦Internet_EU | PPK SelectPro VDI3805 Internet_EU | PPK SelectPro VDI3805 Internet_EU | R3015-1-S1/LR230A-S |  | 1400 kPa | 350 kPa
123182 | R3015-1P6-S1+LR230A-S | R3015-1P6-S1+LR230A-S | 26 | R3015-1P6-S1 | + | LR230A-S | Standard actuator | 0 | Scenario 2 |  | PPK¦SelectPro¦VDI3805¦Internet_EU | PPK SelectPro VDI3805 Internet_EU | PPK SelectPro VDI3805 Internet_EU | R3015-1P6-S1+LR230A-S |  | 1400 kPa | 350 kPa
123183 | R3015-1P6-S1/LR230A-S | R3015-1P6-S1/LR230A-S | 26 | R3015-1P6-S1 | / | LR230A-S | Standard actuator | 0 | Scenario 2 |  | PPK¦SelectPro¦VDI3805¦Internet_EU | PPK SelectPro VDI3805 Internet_EU | PPK SelectPro VDI3805 Internet_EU | R3015-1P6-S1/LR230A-S |  | 1400 kPa | 350 kPa
123184 | R3015-2P5-S1+LR230A-S | R3015-2P5-S1+LR230A-S | 26 | R3015-2P5-S1 | + | LR230A-S | Standard actuator | 0 | Scenario 2 |  | PPK¦SelectPro¦VDI3805¦Internet_EU | PPK SelectPro VDI3805 Internet_EU | PPK SelectPro VDI3805 Internet_EU | R3015-2P5-S1+LR230A-S |  | 1400 kPa | 350 kPa
123185 | R3015-2P5-S1/LR230A-S | R3015-2P5-S1/LR230A-S | 26 | R3015-2P5-S1 | / | LR230A-S | Standard actuator | 0 | Scenario 2 |  | PPK¦SelectPro¦VDI3805¦Internet_EU | PPK SelectPro VDI3805 Internet_EU | PPK SelectPro VDI3805 Internet_EU | R3015-2P5-S1/LR230A-S |  | 1400 kPa | 350 kPa
123186 | R3015-4-S1+LR230A-S | R3015-4-S1+LR230A-S | 26 | R3015-4-S1 | + | LR230A-S | Standard actuator | 0 | Scenario 2 |  | PPK¦SelectPro¦VDI3805¦Internet_EU | PPK SelectPro VDI3805 Internet_EU | PPK SelectPro VDI3805 Internet_EU | R3015-4-S1+LR230A-S |  | 1400 kPa | 350 kPa
123187 | R3015-4-S1/LR230A-S | R3015-4-S1/LR230A-S | 26 | R3015-4-S1 | / | LR230A-S | Standard actuator | 0 | Scenario 2 |  | PPK¦SelectPro¦VDI3805¦Internet_EU | PPK SelectPro VDI3805 Internet_EU | PPK SelectPro VDI3805 Internet_EU | R3015-4-S1/LR230A-S |  | 1400 kPa | 350 kPa
123188 | R3015-BL1+LR230A-S | R3015-BL1+LR230A-S | 26 | R3015-BL1 | + | LR230A-S | Standard actuator | 0 | Scenario 1 |  | PPK¦SelectPro¦VDI3805¦Internet_EU | PPK SelectPro VDI3805 Internet_EU | PPK SelectPro VDI3805 Internet_EU | R3015-BL1+LR230A-S |  | 500 kPa | 350 kPa
123189 | R3015-BL1/LR230A-S | R3015-BL1/LR230A-S | 26 | R3015-BL1 | / | LR230A-S | Standard actuator | 0 | Scenario 1 |  | PPK¦SelectPro¦VDI3805¦Internet_EU | PPK SelectPro VDI3805 Internet_EU | PPK SelectPro VDI3805 Internet_EU | R3015-BL1/LR230A-S |  | 500 kPa | 350 kPa
123190 | R3015-P25-S1+LR230A-S | R3015-P25-S1+LR230A-S | 26 | R3015-P25-S1 | + | LR230A-S | Standard actuator | 0 | Scenario 2 |  | PPK¦SelectPro¦VDI3805¦Internet_EU | PPK SelectPro VDI3805 Internet_EU | PPK SelectPro VDI3805 Internet_EU | R3015-P25-S1+LR230A-S |  | 1400 kPa | 350 kPa
123191 | R3015-P25-S1/LR230A-S | R3015-P25-S1/LR230A-S | 26 | R3015-P25-S1 | / | LR230A-S | Standard actuator | 0 | Scenario 2 |  | PPK¦SelectPro¦VDI3805¦Internet_EU | PPK SelectPro VDI3805 Internet_EU | PPK SelectPro VDI3805 Internet_EU | R3015-P25-S1/LR230A-S |  | 1400 kPa | 350 kPa
123192 | R3015-P4-S1+LR230A-S | R3015-P4-S1+LR230A-S | 26 | R3015-P4-S1 | + | LR230A-S | Standard actuator | 0 | Scenario 2 |  | PPK¦SelectPro¦VDI3805¦Internet_EU | PPK SelectPro VDI3805 Internet_EU | PPK SelectPro VDI3805 Internet_EU | R3015-P4-S1+LR230A-S |  | 1400 kPa | 350 kPa
123193 | R3015-P4-S1/LR230A-S | R3015-P4-S1/LR230A-S | 26 | R3015-P4-S1 | / | LR230A-S | Standard actuator | 0 | Scenario 2 |  | PPK¦SelectPro¦VDI3805¦Internet_EU | PPK SelectPro VDI3805 Internet_EU | PPK SelectPro VDI3805 Internet_EU | R3015-P4-S1/LR230A-S |  | 1400 kPa | 350 kPa
123194 | R3015-P63-S1+LR230A-S | R3015-P63-S1+LR230A-S | 26 | R3015-P63-S1 | + | LR230A-S | Standard actuator | 0 | Scenario 2 |  | PPK¦SelectPro¦VDI3805¦Internet_EU | PPK SelectPro VDI3805 Internet_EU | PPK SelectPro VDI3805 Internet_EU | R3015-P63-S1+LR230A-S |  | 1400 kPa | 350 kPa
123195 | R3015-P63-S1/LR230A-S | R3015-P63-S1/LR230A-S | 26 | R3015-P63-S1 | / | LR230A-S | Standard actuator | 0 | Scenario 2 |  | PPK¦SelectPro¦VDI3805¦Internet_EU | PPK SelectPro VDI3805 Internet_EU | PPK SelectPro VDI3805 Internet_EU | R3015-P63-S1/LR230A-S |  | 1400 kPa | 350 kPa
123196 | R3015-S1+LR230A-S | R3015-S1+LR230A-S | 26 | R3015-S1 | + | LR230A-S | Standard actuator | 0 | Scenario 1 |  | PPK¦SelectPro¦VDI3805¦Internet_EU | PPK SelectPro VDI3805 Internet_EU | PPK SelectPro VDI3805 Internet_EU | R3015-S1+LR230A-S |  | 1400 kPa | 1000 kPa
123197 | R3015-S1/LR230A-S | R3015-S1/LR230A-S | 26 | R3015-S1 | / | LR230A-S | Standard actuator | 0 | Scenario 1 |  | PPK¦SelectPro¦VDI3805¦Internet_EU | PPK SelectPro VDI3805 Internet_EU | PPK SelectPro VDI3805 Internet_EU | R3015-S1/LR230A-S |  | 1400 kPa | 1000 kPa
123198 | R3020-4-S2+LR230A-S | R3020-4-S2+LR230A-S | 26 | R3020-4-S2 | + | LR230A-S | Standard actuator | 0 | Scenario 2 |  | PPK¦SelectPro¦VDI3805¦Internet_EU | PPK SelectPro VDI3805 Internet_EU | PPK SelectPro VDI3805 Internet_EU | R3020-4-S2+LR230A-S |  | 1400 kPa | 350 kPa
123199 | R3020-4-S2/LR230A-S | R3020-4-S2/LR230A-S | 26 | R3020-4-S2 | / | LR230A-S | Standard actuator | 0 | Scenario 2 |  | PPK¦SelectPro¦VDI3805¦Internet_EU | PPK SelectPro VDI3805 Internet_EU | PPK SelectPro VDI3805 Internet_EU | R3020-4-S2/LR230A-S |  | 1400 kPa | 350 kPa
123200 | R3020-6P3-S2+LR230A-S | R3020-6P3-S2+LR230A-S | 26 | R3020-6P3-S2 | + | LR230A-S | Standard actuator | 0 | Scenario 2 |  | PPK¦SelectPro¦VDI3805¦Internet_EU | PPK SelectPro VDI3805 Internet_EU | PPK SelectPro VDI3805 Internet_EU | R3020-6P3-S2+LR230A-S |  | 1400 kPa | 350 kPa
123201 | R3020-6P3-S2/LR230A-S | R3020-6P3-S2/LR230A-S | 26 | R3020-6P3-S2 | / | LR230A-S | Standard actuator | 0 | Scenario 2 |  | PPK¦SelectPro¦VDI3805¦Internet_EU | PPK SelectPro VDI3805 Internet_EU | PPK SelectPro VDI3805 Internet_EU | R3020-6P3-S2/LR230A-S |  | 1400 kPa | 350 kPa
123202 | R3020-BL2+LR230A-S | R3020-BL2+LR230A-S | 26 | R3020-BL2 | + | LR230A-S | Standard actuator | 0 | Scenario 1 |  | PPK¦SelectPro¦VDI3805¦Internet_EU | PPK SelectPro VDI3805 Internet_EU | PPK SelectPro VDI3805 Internet_EU | R3020-BL2+LR230A-S |  | 500 kPa | 350 kPa
123203 | R3020-BL2/LR230A-S | R3020-BL2/LR230A-S | 26 | R3020-BL2 | / | LR230A-S | Standard actuator | 0 | Scenario 1 |  | PPK¦SelectPro¦VDI3805¦Internet_EU | PPK SelectPro VDI3805 Internet_EU | PPK SelectPro VDI3805 Internet_EU | R3020-BL2/LR230A-S |  | 500 kPa | 350 kPa
123204 | R3020-S2+LR230A-S | R3020-S2+LR230A-S | 26 | R3020-S2 | + | LR230A-S | Standard actuator | 0 | Scenario 1 |  | PPK¦SelectPro¦VDI3805¦Internet_EU | PPK SelectPro VDI3805 Internet_EU | PPK SelectPro VDI3805 Internet_EU | R3020-S2+LR230A-S |  | 1400 kPa | 1000 kPa
123205 | R3020-S2/LR230A-S | R3020-S2/LR230A-S | 26 | R3020-S2 | / | LR230A-S | Standard actuator | 0 | Scenario 1 |  | PPK¦SelectPro¦VDI3805¦Internet_EU | PPK SelectPro VDI3805 Internet_EU | PPK SelectPro VDI3805 Internet_EU | R3020-S2/LR230A-S |  | 1400 kPa | 1000 kPa
123206 | R3025-10-S2+LR230A-S | R3025-10-S2+LR230A-S | 26 | R3025-10-S2 | + | LR230A-S | Standard actuator | 0 | Scenario 2 |  | PPK¦SelectPro¦VDI3805¦Internet_EU | PPK SelectPro VDI3805 Internet_EU | PPK SelectPro VDI3805 Internet_EU | R3025-10-S2+LR230A-S |  | 1400 kPa | 350 kPa
123207 | R3025-10-S2/LR230A-S | R3025-10-S2/LR230A-S | 26 | R3025-10-S2 | / | LR230A-S | Standard actuator | 0 | Scenario 2 |  | PPK¦SelectPro¦VDI3805¦Internet_EU | PPK SelectPro VDI3805 Internet_EU | PPK SelectPro VDI3805 Internet_EU | R3025-10-S2/LR230A-S |  | 1400 kPa | 350 kPa
123208 | R3025-6P3-S2+LR230A-S | R3025-6P3-S2+LR230A-S | 26 | R3025-6P3-S2 | + | LR230A-S | Standard actuator | 0 | Scenario 2 |  | PPK¦SelectPro¦VDI3805¦Internet_EU | PPK SelectPro VDI3805 Internet_EU | PPK SelectPro VDI3805 Internet_EU | R3025-6P3-S2+LR230A-S |  | 1400 kPa | 350 kPa
123209 | R3025-6P3-S2/LR230A-S | R3025-6P3-S2/LR230A-S | 26 | R3025-6P3-S2 | / | LR230A-S | Standard actuator | 0 | Scenario 2 |  | PPK¦SelectPro¦VDI3805¦Internet_EU | PPK SelectPro VDI3805 Internet_EU | PPK SelectPro VDI3805 Internet_EU | R3025-6P3-S2/LR230A-S |  | 1400 kPa | 350 kPa
123210 | R3025-BL2+LR230A-S | R3025-BL2+LR230A-S | 26 | R3025-BL2 | + | LR230A-S | Standard actuator | 0 | Scenario 1 |  | PPK¦SelectPro¦VDI3805¦Internet_EU | PPK SelectPro VDI3805 Internet_EU | PPK SelectPro VDI3805 Internet_EU | R3025-BL2+LR230A-S |  | 500 kPa | 350 kPa
123211 | R3025-BL2/LR230A-S | R3025-BL2/LR230A-S | 26 | R3025-BL2 | / | LR230A-S | Standard actuator | 0 | Scenario 1 |  | PPK¦SelectPro¦VDI3805¦Internet_EU | PPK SelectPro VDI3805 Internet_EU | PPK SelectPro VDI3805 Internet_EU | R3025-BL2/LR230A-S |  | 500 kPa | 350 kPa
123212 | R3025-S2+LR230A-S | R3025-S2+LR230A-S | 26 | R3025-S2 | + | LR230A-S | Standard actuator | 0 | Scenario 1 |  | PPK¦SelectPro¦VDI3805¦Internet_EU | PPK SelectPro VDI3805 Internet_EU | PPK SelectPro VDI3805 Internet_EU | R3025-S2+LR230A-S |  | 1400 kPa | 1000 kPa
123213 | R3025-S2/LR230A-S | R3025-S2/LR230A-S | 26 | R3025-S2 | / | LR230A-S | Standard actuator | 0 | Scenario 1 |  | PPK¦SelectPro¦VDI3805¦Internet_EU | PPK SelectPro VDI3805 Internet_EU | PPK SelectPro VDI3805 Internet_EU | R3025-S2/LR230A-S |  | 1400 kPa | 1000 kPa
123214 | R3032-BL2+LR230A-S | R3032-BL2+LR230A-S | 26 | R3032-BL2 | + | LR230A-S | Standard actuator | 0 | Scenario 1 |  | PPK¦SelectPro¦VDI3805¦Internet_EU | PPK SelectPro VDI3805 Internet_EU | PPK SelectPro VDI3805 Internet_EU | R3032-BL2+LR230A-S |  | 500 kPa | 350 kPa
123215 | R3032-BL2/LR230A-S | R3032-BL2/LR230A-S | 26 | R3032-BL2 | / | LR230A-S | Standard actuator | 0 | Scenario 1 |  | PPK¦SelectPro¦VDI3805¦Internet_EU | PPK SelectPro VDI3805 Internet_EU | PPK SelectPro VDI3805 Internet_EU | R3032-BL2/LR230A-S |  | 500 kPa | 350 kPa
123216 | R6015R-B1+LR230A-S | R6015R-B1+LR230A-S | 26 | R6015R-B1 | + | LR230A-S | Standard actuator | 0 | Scenario 1 |  | PPK¦SelectPro¦VDI3805¦Internet_EU | PPK SelectPro VDI3805 Internet_EU | PPK SelectPro VDI3805 Internet_EU | R6015R-B1+LR230A-S |  | 600 kPa | 100 kPa
123217 | R6015R-B1/LR230A-S | R6015R-B1/LR230A-S | 26 | R6015R-B1 | / | LR230A-S | Standard actuator | 0 | Scenario 1 |  | PPK¦SelectPro¦VDI3805¦Internet_EU | PPK SelectPro VDI3805 Internet_EU | PPK SelectPro VDI3805 Internet_EU | R6015R-B1/LR230A-S |  | 600 kPa | 100 kPa
123218 | R6015R1-B1+LR230A-S | R6015R1-B1+LR230A-S | 26 | R6015R1-B1 | + | LR230A-S | Standard actuator | 0 | Scenario 2 |  | PPK¦SelectPro¦VDI3805¦Internet_EU | PPK SelectPro VDI3805 Internet_EU | PPK SelectPro VDI3805 Internet_EU | R6015R1-B1+LR230A-S |  | 600 kPa | 100 kPa
123219 | R6015R1-B1/LR230A-S | R6015R1-B1/LR230A-S | 26 | R6015R1-B1 | / | LR230A-S | Standard actuator | 0 | Scenario 2 |  | PPK¦SelectPro¦VDI3805¦Internet_EU | PPK SelectPro VDI3805 Internet_EU | PPK SelectPro VDI3805 Internet_EU | R6015R1-B1/LR230A-S |  | 600 kPa | 100 kPa
123220 | R6015R1P6-B1+LR230A-S | R6015R1P6-B1+LR230A-S | 26 | R6015R1P6-B1 | + | LR230A-S | Standard actuator | 0 | Scenario 2 |  | PPK¦SelectPro¦VDI3805¦Internet_EU | PPK SelectPro VDI3805 Internet_EU | PPK SelectPro VDI3805 Internet_EU | R6015R1P6-B1+LR230A-S |  | 600 kPa | 100 kPa
123221 | R6015R1P6-B1/LR230A-S | R6015R1P6-B1/LR230A-S | 26 | R6015R1P6-B1 | / | LR230A-S | Standard actuator | 0 | Scenario 2 |  | PPK¦SelectPro¦VDI3805¦Internet_EU | PPK SelectPro VDI3805 Internet_EU | PPK SelectPro VDI3805 Internet_EU | R6015R1P6-B1/LR230A-S |  | 600 kPa | 100 kPa
123222 | R6015R2P5-B1+LR230A-S | R6015R2P5-B1+LR230A-S | 26 | R6015R2P5-B1 | + | LR230A-S | Standard actuator | 0 | Scenario 2 |  | PPK¦SelectPro¦VDI3805¦Internet_EU | PPK SelectPro VDI3805 Internet_EU | PPK SelectPro VDI3805 Internet_EU | R6015R2P5-B1+LR230A-S |  | 600 kPa | 100 kPa
123223 | R6015R2P5-B1/LR230A-S | R6015R2P5-B1/LR230A-S | 26 | R6015R2P5-B1 | / | LR230A-S | Standard actuator | 0 | Scenario 2 |  | PPK¦SelectPro¦VDI3805¦Internet_EU | PPK SelectPro VDI3805 Internet_EU | PPK SelectPro VDI3805 Internet_EU | R6015R2P5-B1/LR230A-S |  | 600 kPa | 100 kPa
123224 | R6015R4-B1+LR230A-S | R6015R4-B1+LR230A-S | 26 | R6015R4-B1 | + | LR230A-S | Standard actuator | 0 | Scenario 2 |  | PPK¦SelectPro¦VDI3805¦Internet_EU | PPK SelectPro VDI3805 Internet_EU | PPK SelectPro VDI3805 Internet_EU | R6015R4-B1+LR230A-S |  | 600 kPa | 100 kPa
123225 | R6015R4-B1/LR230A-S | R6015R4-B1/LR230A-S | 26 | R6015R4-B1 | / | LR230A-S | Standard actuator | 0 | Scenario 2 |  | PPK¦SelectPro¦VDI3805¦Internet_EU | PPK SelectPro VDI3805 Internet_EU | PPK SelectPro VDI3805 Internet_EU | R6015R4-B1/LR230A-S |  | 600 kPa | 100 kPa
123226 | R6015RP63-B1+LR230A-S | R6015RP63-B1+LR230A-S | 26 | R6015RP63-B1 | + | LR230A-S | Standard actuator | 0 | Scenario 2 |  | PPK¦SelectPro¦VDI3805¦Internet_EU | PPK SelectPro VDI3805 Internet_EU | PPK SelectPro VDI3805 Internet_EU | R6015RP63-B1+LR230A-S |  | 600 kPa | 100 kPa
123227 | R6015RP63-B1/LR230A-S | R6015RP63-B1/LR230A-S | 26 | R6015RP63-B1 | / | LR230A-S | Standard actuator | 0 | Scenario 2 |  | PPK¦SelectPro¦VDI3805¦Internet_EU | PPK SelectPro VDI3805 Internet_EU | PPK SelectPro VDI3805 Internet_EU | R6015RP63-B1/LR230A-S |  | 600 kPa | 100 kPa
123228 | R6020R-B1+LR230A-S | R6020R-B1+LR230A-S | 26 | R6020R-B1 | + | LR230A-S | Standard actuator | 0 | Scenario 1 |  | PPK¦SelectPro¦VDI3805¦Internet_EU | PPK SelectPro VDI3805 Internet_EU | PPK SelectPro VDI3805 Internet_EU | R6020R-B1+LR230A-S |  | 600 kPa | 100 kPa
123229 | R6020R-B1/LR230A-S | R6020R-B1/LR230A-S | 26 | R6020R-B1 | / | LR230A-S | Standard actuator | 0 | Scenario 1 |  | PPK¦SelectPro¦VDI3805¦Internet_EU | PPK SelectPro VDI3805 Internet_EU | PPK SelectPro VDI3805 Internet_EU | R6020R-B1/LR230A-S |  | 600 kPa | 100 kPa
123230 | R6020R6P3-B1+LR230A-S | R6020R6P3-B1+LR230A-S | 26 | R6020R6P3-B1 | + | LR230A-S | Standard actuator | 0 | Scenario 2 |  | PPK¦SelectPro¦VDI3805¦Internet_EU | PPK SelectPro VDI3805 Internet_EU | PPK SelectPro VDI3805 Internet_EU | R6020R6P3-B1+LR230A-S |  | 600 kPa | 100 kPa
123231 | R6020R6P3-B1/LR230A-S | R6020R6P3-B1/LR230A-S | 26 | R6020R6P3-B1 | / | LR230A-S | Standard actuator | 0 | Scenario 2 |  | PPK¦SelectPro¦VDI3805¦Internet_EU | PPK SelectPro VDI3805 Internet_EU | PPK SelectPro VDI3805 Internet_EU | R6020R6P3-B1/LR230A-S |  | 600 kPa | 100 kPa
123232 | R6025R-B2+LR230A-S | R6025R-B2+LR230A-S | 26 | R6025R-B2 | + | LR230A-S | Standard actuator | 0 | Scenario 1 |  | PPK¦SelectPro¦VDI3805¦Internet_EU | PPK SelectPro VDI3805 Internet_EU | PPK SelectPro VDI3805 Internet_EU | R6025R-B2+LR230A-S |  | 600 kPa | 100 kPa
123233 | R6025R-B2/LR230A-S | R6025R-B2/LR230A-S | 26 | R6025R-B2 | / | LR230A-S | Standard actuator | 0 | Scenario 1 |  | PPK¦SelectPro¦VDI3805¦Internet_EU | PPK SelectPro VDI3805 Internet_EU | PPK SelectPro VDI3805 Internet_EU | R6025R-B2/LR230A-S |  | 600 kPa | 100 kPa
123234 | R6025R10-B2+LR230A-S | R6025R10-B2+LR230A-S | 26 | R6025R10-B2 | + | LR230A-S | Standard actuator | 0 | Scenario 2 |  | PPK¦SelectPro¦VDI3805¦Internet_EU | PPK SelectPro VDI3805 Internet_EU | PPK SelectPro VDI3805 Internet_EU | R6025R10-B2+LR230A-S |  | 600 kPa | 100 kPa
123235 | R6025R10-B2/LR230A-S | R6025R10-B2/LR230A-S | 26 | R6025R10-B2 | / | LR230A-S | Standard actuator | 0 | Scenario 2 |  | PPK¦SelectPro¦VDI3805¦Internet_EU | PPK SelectPro VDI3805 Internet_EU | PPK SelectPro VDI3805 Internet_EU | R6025R10-B2/LR230A-S |  | 600 kPa | 100 kPa
123236 | R7015R-B1+LR230A-S | R7015R-B1+LR230A-S | 26 | R7015R-B1 | + | LR230A-S | Standard actuator | 0 | Scenario 1 |  | PPK¦SelectPro¦VDI3805¦Internet_EU | PPK SelectPro VDI3805 Internet_EU | PPK SelectPro VDI3805 Internet_EU | R7015R-B1+LR230A-S |  | 600 kPa | 100 kPa
123237 | R7015R-B1/LR230A-S | R7015R-B1/LR230A-S | 26 | R7015R-B1 | / | LR230A-S | Standard actuator | 0 | Scenario 1 |  | PPK¦SelectPro¦VDI3805¦Internet_EU | PPK SelectPro VDI3805 Internet_EU | PPK SelectPro VDI3805 Internet_EU | R7015R-B1/LR230A-S |  | 600 kPa | 100 kPa
123238 | R7015R1P6-B1+LR230A-S | R7015R1P6-B1+LR230A-S | 26 | R7015R1P6-B1 | + | LR230A-S | Standard actuator | 0 | Scenario 2 |  | PPK¦SelectPro¦VDI3805¦Internet_EU | PPK SelectPro VDI3805 Internet_EU | PPK SelectPro VDI3805 Internet_EU | R7015R1P6-B1+LR230A-S |  | 600 kPa | 100 kPa
123239 | R7015R1P6-B1/LR230A-S | R7015R1P6-B1/LR230A-S | 26 | R7015R1P6-B1 | / | LR230A-S | Standard actuator | 0 | Scenario 2 |  | PPK¦SelectPro¦VDI3805¦Internet_EU | PPK SelectPro VDI3805 Internet_EU | PPK SelectPro VDI3805 Internet_EU | R7015R1P6-B1/LR230A-S |  | 600 kPa | 100 kPa
123240 | R7015R4-B1+LR230A-S | R7015R4-B1+LR230A-S | 26 | R7015R4-B1 | + | LR230A-S | Standard actuator | 0 | Scenario 2 |  | PPK¦SelectPro¦VDI3805¦Internet_EU | PPK SelectPro VDI3805 Internet_EU | PPK SelectPro VDI3805 Internet_EU | R7015R4-B1+LR230A-S |  | 600 kPa | 100 kPa
123241 | R7015R4-B1/LR230A-S | R7015R4-B1/LR230A-S | 26 | R7015R4-B1 | / | LR230A-S | Standard actuator | 0 | Scenario 2 |  | PPK¦SelectPro¦VDI3805¦Internet_EU | PPK SelectPro VDI3805 Internet_EU | PPK SelectPro VDI3805 Internet_EU | R7015R4-B1/LR230A-S |  | 600 kPa | 100 kPa
123242 | R7015RP63-B1+LR230A-S | R7015RP63-B1+LR230A-S | 26 | R7015RP63-B1 | + | LR230A-S | Standard actuator | 0 | Scenario 2 |  | PPK¦SelectPro¦VDI3805¦Internet_EU | PPK SelectPro VDI3805 Internet_EU | PPK SelectPro VDI3805 Internet_EU | R7015RP63-B1+LR230A-S |  | 600 kPa | 100 kPa
123243 | R7015RP63-B1/LR230A-S | R7015RP63-B1/LR230A-S | 26 | R7015RP63-B1 | / | LR230A-S | Standard actuator | 0 | Scenario 2 |  | PPK¦SelectPro¦VDI3805¦Internet_EU | PPK SelectPro VDI3805 Internet_EU | PPK SelectPro VDI3805 Internet_EU | R7015RP63-B1/LR230A-S |  | 600 kPa | 100 kPa
123244 | R7020R-B1+LR230A-S | R7020R-B1+LR230A-S | 26 | R7020R-B1 | + | LR230A-S | Standard actuator | 0 | Scenario 1 |  | PPK¦SelectPro¦VDI3805¦Internet_EU | PPK SelectPro VDI3805 Internet_EU | PPK SelectPro VDI3805 Internet_EU | R7020R-B1+LR230A-S |  | 600 kPa | 100 kPa
123245 | R7020R-B1/LR230A-S | R7020R-B1/LR230A-S | 26 | R7020R-B1 | / | LR230A-S | Standard actuator | 0 | Scenario 1 |  | PPK¦SelectPro¦VDI3805¦Internet_EU | PPK SelectPro VDI3805 Internet_EU | PPK SelectPro VDI3805 Internet_EU | R7020R-B1/LR230A-S |  | 600 kPa | 100 kPa
123246 | R7020R6P3-B1+LR230A-S | R7020R6P3-B1+LR230A-S | 26 | R7020R6P3-B1 | + | LR230A-S | Standard actuator | 0 | Scenario 2 |  | PPK¦SelectPro¦VDI3805¦Internet_EU | PPK SelectPro VDI3805 Internet_EU | PPK SelectPro VDI3805 Internet_EU | R7020R6P3-B1+LR230A-S |  | 600 kPa | 100 kPa
123247 | R7020R6P3-B1/LR230A-S | R7020R6P3-B1/LR230A-S | 26 | R7020R6P3-B1 | / | LR230A-S | Standard actuator | 0 | Scenario 2 |  | PPK¦SelectPro¦VDI3805¦Internet_EU | PPK SelectPro VDI3805 Internet_EU | PPK SelectPro VDI3805 Internet_EU | R7020R6P3-B1/LR230A-S |  | 600 kPa | 100 kPa
123248 | R7025R-B2+LR230A-S | R7025R-B2+LR230A-S | 26 | R7025R-B2 | + | LR230A-S | Standard actuator | 0 | Scenario 1 |  | PPK¦SelectPro¦VDI3805¦Internet_EU | PPK SelectPro VDI3805 Internet_EU | PPK SelectPro VDI3805 Internet_EU | R7025R-B2+LR230A-S |  | 600 kPa | 100 kPa
123249 | R7025R-B2/LR230A-S | R7025R-B2/LR230A-S | 26 | R7025R-B2 | / | LR230A-S | Standard actuator | 0 | Scenario 1 |  | PPK¦SelectPro¦VDI3805¦Internet_EU | PPK SelectPro VDI3805 Internet_EU | PPK SelectPro VDI3805 Internet_EU | R7025R-B2/LR230A-S |  | 600 kPa | 100 kPa
123250 | R7025R10-B2+LR230A-S | R7025R10-B2+LR230A-S | 26 | R7025R10-B2 | + | LR230A-S | Standard actuator | 0 | Scenario 2 |  | PPK¦SelectPro¦VDI3805¦Internet_EU | PPK SelectPro VDI3805 Internet_EU | PPK SelectPro VDI3805 Internet_EU | R7025R10-B2+LR230A-S |  | 600 kPa | 100 kPa
123251 | R7025R10-B2/LR230A-S | R7025R10-B2/LR230A-S | 26 | R7025R10-B2 | / | LR230A-S | Standard actuator | 0 | Scenario 2 |  | PPK¦SelectPro¦VDI3805¦Internet_EU | PPK SelectPro VDI3805 Internet_EU | PPK SelectPro VDI3805 Internet_EU | R7025R10-B2/LR230A-S |  | 600 kPa | 100 kPa
123316 | R2015-1-S1+LR24A-MP | R2015-1-S1+LR24A-MP | 26 | R2015-1-S1 | + | LR24A-MP | Communicative actuator | 0 | Scenario 2 |  | PPK¦SelectPro¦VDI3805¦Internet_EU | PPK SelectPro VDI3805 Internet_EU | PPK SelectPro VDI3805 Internet_EU | R2015-1-S1+LR24A-MP |  | 1400 kPa | 350 kPa
123317 | R2015-1-S1/LR24A-MP | R2015-1-S1/LR24A-MP | 26 | R2015-1-S1 | / | LR24A-MP | Communicative actuator | 0 | Scenario 2 |  | PPK¦SelectPro¦VDI3805¦Internet_EU | PPK SelectPro VDI3805 Internet_EU | PPK SelectPro VDI3805 Internet_EU | R2015-1-S1/LR24A-MP |  | 1400 kPa | 350 kPa
123320 | R2015-1P6-S1+LR24A-MP | R2015-1P6-S1+LR24A-MP | 26 | R2015-1P6-S1 | + | LR24A-MP | Communicative actuator | 0 | Scenario 2 |  | PPK¦SelectPro¦VDI3805¦Internet_EU | PPK SelectPro VDI3805 Internet_EU | PPK SelectPro VDI3805 Internet_EU | R2015-1P6-S1+LR24A-MP |  | 1400 kPa | 350 kPa
123321 | R2015-1P6-S1/LR24A-MP | R2015-1P6-S1/LR24A-MP | 26 | R2015-1P6-S1 | / | LR24A-MP | Communicative actuator | 0 | Scenario 2 |  | PPK¦SelectPro¦VDI3805¦Internet_EU | PPK SelectPro VDI3805 Internet_EU | PPK SelectPro VDI3805 Internet_EU | R2015-1P6-S1/LR24A-MP |  | 1400 kPa | 350 kPa
123324 | R2015-2P5-S1+LR24A-MP | R2015-2P5-S1+LR24A-MP | 26 | R2015-2P5-S1 | + | LR24A-MP | Communicative actuator | 0 | Scenario 2 |  | PPK¦SelectPro¦VDI3805¦Internet_EU | PPK SelectPro VDI3805 Internet_EU | PPK SelectPro VDI3805 Internet_EU | R2015-2P5-S1+LR24A-MP |  | 1400 kPa | 350 kPa
123325 | R2015-2P5-S1/LR24A-MP | R2015-2P5-S1/LR24A-MP | 26 | R2015-2P5-S1 | / | LR24A-MP | Communicative actuator | 0 | Scenario 2 |  | PPK¦SelectPro¦VDI3805¦Internet_EU | PPK SelectPro VDI3805 Internet_EU | PPK SelectPro VDI3805 Internet_EU | R2015-2P5-S1/LR24A-MP |  | 1400 kPa | 350 kPa
123328 | R2015-4-S1+LR24A-MP | R2015-4-S1+LR24A-MP | 26 | R2015-4-S1 | + | LR24A-MP | Communicative actuator | 0 | Scenario 2 |  | PPK¦SelectPro¦VDI3805¦Internet_EU | PPK SelectPro VDI3805 Internet_EU | PPK SelectPro VDI3805 Internet_EU | R2015-4-S1+LR24A-MP |  | 1400 kPa | 350 kPa
123329 | R2015-4-S1/LR24A-MP | R2015-4-S1/LR24A-MP | 26 | R2015-4-S1 | / | LR24A-MP | Communicative actuator | 0 | Scenario 2 |  | PPK¦SelectPro¦VDI3805¦Internet_EU | PPK SelectPro VDI3805 Internet_EU | PPK SelectPro VDI3805 Internet_EU | R2015-4-S1/LR24A-MP |  | 1400 kPa | 350 kPa
123336 | R2015-P25-S1+LR24A-MP | R2015-P25-S1+LR24A-MP | 26 | R2015-P25-S1 | + | LR24A-MP | Communicative actuator | 0 | Scenario 2 |  | PPK¦SelectPro¦VDI3805¦Internet_EU | PPK SelectPro VDI3805 Internet_EU | PPK SelectPro VDI3805 Internet_EU | R2015-P25-S1+LR24A-MP |  | 1400 kPa | 350 kPa
123337 | R2015-P25-S1/LR24A-MP | R2015-P25-S1/LR24A-MP | 26 | R2015-P25-S1 | / | LR24A-MP | Communicative actuator | 0 | Scenario 2 |  | PPK¦SelectPro¦VDI3805¦Internet_EU | PPK SelectPro VDI3805 Internet_EU | PPK SelectPro VDI3805 Internet_EU | R2015-P25-S1/LR24A-MP |  | 1400 kPa | 350 kPa
123340 | R2015-P4-S1+LR24A-MP | R2015-P4-S1+LR24A-MP | 26 | R2015-P4-S1 | + | LR24A-MP | Communicative actuator | 0 | Scenario 2 |  | PPK¦SelectPro¦VDI3805¦Internet_EU | PPK SelectPro VDI3805 Internet_EU | PPK SelectPro VDI3805 Internet_EU | R2015-P4-S1+LR24A-MP |  | 1400 kPa | 350 kPa
123341 | R2015-P4-S1/LR24A-MP | R2015-P4-S1/LR24A-MP | 26 | R2015-P4-S1 | / | LR24A-MP | Communicative actuator | 0 | Scenario 2 |  | PPK¦SelectPro¦VDI3805¦Internet_EU | PPK SelectPro VDI3805 Internet_EU | PPK SelectPro VDI3805 Internet_EU | R2015-P4-S1/LR24A-MP |  | 1400 kPa | 350 kPa
123344 | R2015-P63-S1+LR24A-MP | R2015-P63-S1+LR24A-MP | 26 | R2015-P63-S1 | + | LR24A-MP | Communicative actuator | 0 | Scenario 2 |  | PPK¦SelectPro¦VDI3805¦Internet_EU | PPK SelectPro VDI3805 Internet_EU | PPK SelectPro VDI3805 Internet_EU | R2015-P63-S1+LR24A-MP |  | 1400 kPa | 350 kPa
123345 | R2015-P63-S1/LR24A-MP | R2015-P63-S1/LR24A-MP | 26 | R2015-P63-S1 | / | LR24A-MP | Communicative actuator | 0 | Scenario 2 |  | PPK¦SelectPro¦VDI3805¦Internet_EU | PPK SelectPro VDI3805 Internet_EU | PPK SelectPro VDI3805 Internet_EU | R2015-P63-S1/LR24A-MP |  | 1400 kPa | 350 kPa
123348 | R2020-4-S2+LR24A-MP | R2020-4-S2+LR24A-MP | 26 | R2020-4-S2 | + | LR24A-MP | Communicative actuator | 0 | Scenario 2 |  | PPK¦SelectPro¦VDI3805¦Internet_EU | PPK SelectPro VDI3805 Internet_EU | PPK SelectPro VDI3805 Internet_EU | R2020-4-S2+LR24A-MP |  | 1400 kPa | 350 kPa
123349 | R2020-4-S2/LR24A-MP | R2020-4-S2/LR24A-MP | 26 | R2020-4-S2 | / | LR24A-MP | Communicative actuator | 0 | Scenario 2 |  | PPK¦SelectPro¦VDI3805¦Internet_EU | PPK SelectPro VDI3805 Internet_EU | PPK SelectPro VDI3805 Internet_EU | R2020-4-S2/LR24A-MP |  | 1400 kPa | 350 kPa
123356 | R2020-8P6-S2+LR24A-MP | R2020-8P6-S2+LR24A-MP | 26 | R2020-8P6-S2 | + | LR24A-MP | Communicative actuator | 0 | Scenario 2 |  | PPK¦SelectPro¦VDI3805¦Internet_EU | PPK SelectPro VDI3805 Internet_EU | PPK SelectPro VDI3805 Internet_EU | R2020-8P6-S2+LR24A-MP |  | 1400 kPa | 350 kPa
123357 | R2020-8P6-S2/LR24A-MP | R2020-8P6-S2/LR24A-MP | 26 | R2020-8P6-S2 | / | LR24A-MP | Communicative actuator | 0 | Scenario 2 |  | PPK¦SelectPro¦VDI3805¦Internet_EU | PPK SelectPro VDI3805 Internet_EU | PPK SelectPro VDI3805 Internet_EU | R2020-8P6-S2/LR24A-MP |  | 1400 kPa | 350 kPa
123360 | R2025-10-S2+LR24A-MP | R2025-10-S2+LR24A-MP | 26 | R2025-10-S2 | + | LR24A-MP | Communicative actuator | 0 | Scenario 2 |  | PPK¦SelectPro¦VDI3805¦Internet_EU | PPK SelectPro VDI3805 Internet_EU | PPK SelectPro VDI3805 Internet_EU | R2025-10-S2+LR24A-MP |  | 1400 kPa | 350 kPa
123361 | R2025-10-S2/LR24A-MP | R2025-10-S2/LR24A-MP | 26 | R2025-10-S2 | / | LR24A-MP | Communicative actuator | 0 | Scenario 2 |  | PPK¦SelectPro¦VDI3805¦Internet_EU | PPK SelectPro VDI3805 Internet_EU | PPK SelectPro VDI3805 Internet_EU | R2025-10-S2/LR24A-MP |  | 1400 kPa | 350 kPa
123364 | R2025-16-S2+LR24A-MP | R2025-16-S2+LR24A-MP | 26 | R2025-16-S2 | + | LR24A-MP | Communicative actuator | 0 | Scenario 2 |  | PPK¦SelectPro¦VDI3805¦Internet_EU | PPK SelectPro VDI3805 Internet_EU | PPK SelectPro VDI3805 Internet_EU | R2025-16-S2+LR24A-MP |  | 1400 kPa | 350 kPa
123365 | R2025-16-S2/LR24A-MP | R2025-16-S2/LR24A-MP | 26 | R2025-16-S2 | / | LR24A-MP | Communicative actuator | 0 | Scenario 2 |  | PPK¦SelectPro¦VDI3805¦Internet_EU | PPK SelectPro VDI3805 Internet_EU | PPK SelectPro VDI3805 Internet_EU | R2025-16-S2/LR24A-MP |  | 1400 kPa | 350 kPa
123404 | R3040-25-S4+SR230A | R3040-25-S4+SR230A | 26 | R3040-25-S4 | + | SR230A | Standard actuator | 1 | Scenario 2 |  | PPK¦SelectPro¦VDI3805¦Internet_EU | PPK SelectPro VDI3805 Internet_EU | PPK SelectPro OEM VDI3805 Internet_EU | R3040-25-S4+SR230A |  | 1400 kPa | 350 kPa
123405 | R3040-25-S4/SR230A | R3040-25-S4/SR230A | 26 | R3040-25-S4 | / | SR230A | Standard actuator | 1 | Scenario 2 |  | PPK¦SelectPro¦VDI3805¦Internet_EU | PPK SelectPro VDI3805 Internet_EU | PPK SelectPro OEM VDI3805 Internet_EU | R3040-25-S4/SR230A |  | 1400 kPa | 350 kPa
123406 | R3040-25-S4+SR230A-S | R3040-25-S4+SR230A-S | 26 | R3040-25-S4 | + | SR230A-S | Standard actuator | 0 | Scenario 2 |  | PPK¦SelectPro¦VDI3805¦Internet_EU | PPK SelectPro VDI3805 Internet_EU | PPK SelectPro VDI3805 Internet_EU | R3040-25-S4+SR230A-S |  | 1400 kPa | 350 kPa
123407 | R3040-25-S4/SR230A-S | R3040-25-S4/SR230A-S | 26 | R3040-25-S4 | / | SR230A-S | Standard actuator | 0 | Scenario 2 |  | PPK¦SelectPro¦VDI3805¦Internet_EU | PPK SelectPro VDI3805 Internet_EU | PPK SelectPro VDI3805 Internet_EU | R3040-25-S4/SR230A-S |  | 1400 kPa | 350 kPa
123408 | R3040-25-S4+SR24A | R3040-25-S4+SR24A | 26 | R3040-25-S4 | + | SR24A | Standard actuator | 1 | Scenario 2 |  | PPK¦SelectPro¦VDI3805¦Internet_EU | PPK SelectPro VDI3805 Internet_EU | PPK SelectPro OEM VDI3805 Internet_EU | R3040-25-S4+SR24A |  | 1400 kPa | 350 kPa
123409 | R3040-25-S4/SR24A | R3040-25-S4/SR24A | 26 | R3040-25-S4 | / | SR24A | Standard actuator | 1 | Scenario 2 |  | PPK¦SelectPro¦VDI3805¦Internet_EU | PPK SelectPro VDI3805 Internet_EU | PPK SelectPro OEM VDI3805 Internet_EU | R3040-25-S4/SR24A |  | 1400 kPa | 350 kPa
123412 | R3040-25-S4+SR24A-MP | R3040-25-S4+SR24A-MP | 26 | R3040-25-S4 | + | SR24A-MP | Communicative actuator | 0 | Scenario 2 |  | PPK¦SelectPro¦VDI3805¦Internet_EU | PPK SelectPro VDI3805 Internet_EU | PPK SelectPro VDI3805 Internet_EU | R3040-25-S4+SR24A-MP |  | 1400 kPa | 350 kPa
123413 | R3040-25-S4/SR24A-MP | R3040-25-S4/SR24A-MP | 26 | R3040-25-S4 | / | SR24A-MP | Communicative actuator | 0 | Scenario 2 |  | PPK¦SelectPro¦VDI3805¦Internet_EU | PPK SelectPro VDI3805 Internet_EU | PPK SelectPro VDI3805 Internet_EU | R3040-25-S4/SR24A-MP |  | 1400 kPa | 350 kPa
123414 | R3040-25-S4+SR24A-S | R3040-25-S4+SR24A-S | 26 | R3040-25-S4 | + | SR24A-S | Standard actuator | 0 | Scenario 2 |  | PPK¦SelectPro¦VDI3805¦Internet_EU | PPK SelectPro VDI3805 Internet_EU | PPK SelectPro VDI3805 Internet_EU | R3040-25-S4+SR24A-S |  | 1400 kPa | 350 kPa
123415 | R3040-25-S4/SR24A-S | R3040-25-S4/SR24A-S | 26 | R3040-25-S4 | / | SR24A-S | Standard actuator | 0 | Scenario 2 |  | PPK¦SelectPro¦VDI3805¦Internet_EU | PPK SelectPro VDI3805 Internet_EU | PPK SelectPro VDI3805 Internet_EU | R3040-25-S4/SR24A-S |  | 1400 kPa | 350 kPa
123416 | R3040-25-S4+SR24A-SR | R3040-25-S4+SR24A-SR | 26 | R3040-25-S4 | + | SR24A-SR | Standard actuator | 1 | Scenario 2 |  | PPK¦SelectPro¦VDI3805¦Internet_EU | PPK SelectPro VDI3805 Internet_EU | PPK SelectPro VDI3805 Internet_EU | R3040-25-S4+SR24A-SR |  | 1400 kPa | 350 kPa
123417 | R3040-25-S4/SR24A-SR | R3040-25-S4/SR24A-SR | 26 | R3040-25-S4 | / | SR24A-SR | Standard actuator | 1 | Scenario 2 |  | PPK¦SelectPro¦VDI3805¦Internet_EU | PPK SelectPro VDI3805 Internet_EU | PPK SelectPro VDI3805 Internet_EU | R3040-25-S4/SR24A-SR |  | 1400 kPa | 350 kPa
123428 | R3040-BL4+SR230A | R3040-BL4+SR230A | 26 | R3040-BL4 | + | SR230A | Standard actuator | 1 | Scenario 1 |  | PPK¦SelectPro¦VDI3805¦Internet_EU | PPK SelectPro VDI3805 Internet_EU | PPK SelectPro OEM VDI3805 Internet_EU | R3040-BL4+SR230A |  | 500 kPa | 350 kPa
123429 | R3040-BL4/SR230A | R3040-BL4/SR230A | 26 | R3040-BL4 | / | SR230A | Standard actuator | 1 | Scenario 1 |  | PPK¦SelectPro¦VDI3805¦Internet_EU | PPK SelectPro VDI3805 Internet_EU | PPK SelectPro OEM VDI3805 Internet_EU | R3040-BL4/SR230A |  | 500 kPa | 350 kPa
123430 | R3040-BL4+SR230A-S | R3040-BL4+SR230A-S | 26 | R3040-BL4 | + | SR230A-S | Standard actuator | 0 | Scenario 1 |  | PPK¦SelectPro¦VDI3805¦Internet_EU | PPK SelectPro VDI3805 Internet_EU | PPK SelectPro VDI3805 Internet_EU | R3040-BL4+SR230A-S |  | 500 kPa | 350 kPa
123431 | R3040-BL4/SR230A-S | R3040-BL4/SR230A-S | 26 | R3040-BL4 | / | SR230A-S | Standard actuator | 0 | Scenario 1 |  | PPK¦SelectPro¦VDI3805¦Internet_EU | PPK SelectPro VDI3805 Internet_EU | PPK SelectPro VDI3805 Internet_EU | R3040-BL4/SR230A-S |  | 500 kPa | 350 kPa
123432 | R3040-BL4+SR24A | R3040-BL4+SR24A | 26 | R3040-BL4 | + | SR24A | Standard actuator | 1 | Scenario 1 |  | PPK¦SelectPro¦VDI3805¦Internet_EU | PPK SelectPro VDI3805 Internet_EU | PPK SelectPro OEM VDI3805 Internet_EU | R3040-BL4+SR24A |  | 500 kPa | 350 kPa
123433 | R3040-BL4/SR24A | R3040-BL4/SR24A | 26 | R3040-BL4 | / | SR24A | Standard actuator | 1 | Scenario 1 |  | PPK¦SelectPro¦VDI3805¦Internet_EU | PPK SelectPro VDI3805 Internet_EU | PPK SelectPro OEM VDI3805 Internet_EU | R3040-BL4/SR24A |  | 500 kPa | 350 kPa
123434 | R3040-BL4+SR24A-S | R3040-BL4+SR24A-S | 26 | R3040-BL4 | + | SR24A-S | Standard actuator | 0 | Scenario 1 |  | PPK¦SelectPro¦VDI3805¦Internet_EU | PPK SelectPro VDI3805 Internet_EU | PPK SelectPro VDI3805 Internet_EU | R3040-BL4+SR24A-S |  | 500 kPa | 350 kPa
123435 | R3040-BL4/SR24A-S | R3040-BL4/SR24A-S | 26 | R3040-BL4 | / | SR24A-S | Standard actuator | 0 | Scenario 1 |  | PPK¦SelectPro¦VDI3805¦Internet_EU | PPK SelectPro VDI3805 Internet_EU | PPK SelectPro VDI3805 Internet_EU | R3040-BL4/SR24A-S |  | 500 kPa | 350 kPa
123444 | R3050-25-S4+SR230A | R3050-25-S4+SR230A | 26 | R3050-25-S4 | + | SR230A | Standard actuator | 1 | Scenario 2 |  | PPK¦SelectPro¦VDI3805¦Internet_EU | PPK SelectPro VDI3805 Internet_EU | PPK SelectPro OEM VDI3805 Internet_EU | R3050-25-S4+SR230A |  | 1400 kPa | 350 kPa
123445 | R3050-25-S4/SR230A | R3050-25-S4/SR230A | 26 | R3050-25-S4 | / | SR230A | Standard actuator | 1 | Scenario 2 |  | PPK¦SelectPro¦VDI3805¦Internet_EU | PPK SelectPro VDI3805 Internet_EU | PPK SelectPro OEM VDI3805 Internet_EU | R3050-25-S4/SR230A |  | 1400 kPa | 350 kPa
123446 | R3050-25-S4+SR230A-S | R3050-25-S4+SR230A-S | 26 | R3050-25-S4 | + | SR230A-S | Standard actuator | 0 | Scenario 2 |  | PPK¦SelectPro¦VDI3805¦Internet_EU | PPK SelectPro VDI3805 Internet_EU | PPK SelectPro VDI3805 Internet_EU | R3050-25-S4+SR230A-S |  | 1400 kPa | 350 kPa
123447 | R3050-25-S4/SR230A-S | R3050-25-S4/SR230A-S | 26 | R3050-25-S4 | / | SR230A-S | Standard actuator | 0 | Scenario 2 |  | PPK¦SelectPro¦VDI3805¦Internet_EU | PPK SelectPro VDI3805 Internet_EU | PPK SelectPro VDI3805 Internet_EU | R3050-25-S4/SR230A-S |  | 1400 kPa | 350 kPa
123448 | R3050-25-S4+SR24A | R3050-25-S4+SR24A | 26 | R3050-25-S4 | + | SR24A | Standard actuator | 1 | Scenario 2 |  | PPK¦SelectPro¦VDI3805¦Internet_EU | PPK SelectPro VDI3805 Internet_EU | PPK SelectPro OEM VDI3805 Internet_EU | R3050-25-S4+SR24A |  | 1400 kPa | 350 kPa
123449 | R3050-25-S4/SR24A | R3050-25-S4/SR24A | 26 | R3050-25-S4 | / | SR24A | Standard actuator | 1 | Scenario 2 |  | PPK¦SelectPro¦VDI3805¦Internet_EU | PPK SelectPro VDI3805 Internet_EU | PPK SelectPro OEM VDI3805 Internet_EU | R3050-25-S4/SR24A |  | 1400 kPa | 350 kPa
123452 | R3050-25-S4+SR24A-MP | R3050-25-S4+SR24A-MP | 26 | R3050-25-S4 | + | SR24A-MP | Communicative actuator | 0 | Scenario 2 |  | PPK¦SelectPro¦VDI3805¦Internet_EU | PPK SelectPro VDI3805 Internet_EU | PPK SelectPro VDI3805 Internet_EU | R3050-25-S4+SR24A-MP |  | 1400 kPa | 350 kPa
123453 | R3050-25-S4/SR24A-MP | R3050-25-S4/SR24A-MP | 26 | R3050-25-S4 | / | SR24A-MP | Communicative actuator | 0 | Scenario 2 |  | PPK¦SelectPro¦VDI3805¦Internet_EU | PPK SelectPro VDI3805 Internet_EU | PPK SelectPro VDI3805 Internet_EU | R3050-25-S4/SR24A-MP |  | 1400 kPa | 350 kPa
123454 | R3050-25-S4+SR24A-S | R3050-25-S4+SR24A-S | 26 | R3050-25-S4 | + | SR24A-S | Standard actuator | 0 | Scenario 2 |  | PPK¦SelectPro¦VDI3805¦Internet_EU | PPK SelectPro VDI3805 Internet_EU | PPK SelectPro VDI3805 Internet_EU | R3050-25-S4+SR24A-S |  | 1400 kPa | 350 kPa
123455 | R3050-25-S4/SR24A-S | R3050-25-S4/SR24A-S | 26 | R3050-25-S4 | / | SR24A-S | Standard actuator | 0 | Scenario 2 |  | PPK¦SelectPro¦VDI3805¦Internet_EU | PPK SelectPro VDI3805 Internet_EU | PPK SelectPro VDI3805 Internet_EU | R3050-25-S4/SR24A-S |  | 1400 kPa | 350 kPa
123456 | R3050-25-S4+SR24A-SR | R3050-25-S4+SR24A-SR | 26 | R3050-25-S4 | + | SR24A-SR | Standard actuator | 1 | Scenario 2 |  | PPK¦SelectPro¦VDI3805¦Internet_EU | PPK SelectPro VDI3805 Internet_EU | PPK SelectPro VDI3805 Internet_EU | R3050-25-S4+SR24A-SR |  | 1400 kPa | 350 kPa
123457 | R3050-25-S4/SR24A-SR | R3050-25-S4/SR24A-SR | 26 | R3050-25-S4 | / | SR24A-SR | Standard actuator | 1 | Scenario 2 |  | PPK¦SelectPro¦VDI3805¦Internet_EU | PPK SelectPro VDI3805 Internet_EU | PPK SelectPro VDI3805 Internet_EU | R3050-25-S4/SR24A-SR |  | 1400 kPa | 350 kPa
123458 | R6050R40-B3+NRF24A-SR | R6050R40-B3+NRF24A-SR | 26 | R6050R40-B3 | + | NRF24A-SR | Actuator with emergency control function | 1 | Scenario 2 |  | PPK¦SelectPro¦VDI3805¦Internet_EU | PPK SelectPro VDI3805 Internet_EU | PPK SelectPro VDI3805 Internet_EU | R6050R40-B3+NRF24A-SR |  | 600 kPa | 100 kPa
123459 | R6050R40-B3/NRF24A-SR | R6050R40-B3/NRF24A-SR | 26 | R6050R40-B3 | / | NRF24A-SR | Actuator with emergency control function | 1 | Scenario 2 |  | PPK¦SelectPro¦VDI3805¦Internet_EU | PPK SelectPro VDI3805 Internet_EU | PPK SelectPro VDI3805 Internet_EU | R6050R40-B3/NRF24A-SR |  | 600 kPa | 100 kPa
123506 | R7032R16-B3+NRF24A-SR | R7032R16-B3+NRF24A-SR | 26 | R7032R16-B3 | + | NRF24A-SR | Actuator with emergency control function | 1 | Scenario 2 |  | PPK¦SelectPro¦VDI3805¦Internet_EU | PPK SelectPro VDI3805 Internet_EU | PPK SelectPro VDI3805 Internet_EU | R7032R16-B3+NRF24A-SR |  | 600 kPa | 100 kPa
123507 | R7032R16-B3/NRF24A-SR | R7032R16-B3/NRF24A-SR | 26 | R7032R16-B3 | / | NRF24A-SR | Actuator with emergency control function | 1 | Scenario 2 |  | PPK¦SelectPro¦VDI3805¦Internet_EU | PPK SelectPro VDI3805 Internet_EU | PPK SelectPro VDI3805 Internet_EU | R7032R16-B3/NRF24A-SR |  | 600 kPa | 100 kPa
123648 | R404DK+LR230A-S | R404DK+LR230A-S | 26 | R404DK | + | LR230A-S | Standard actuator | 0 | Scenario 2 |  | PPK¦SelectPro¦VDI3805¦Internet_EU | PPK SelectPro VDI3805 Internet_EU | PPK SelectPro VDI3805 Internet_EU | R404DK+LR230A-S |  | 1400 kPa | 400 kPa
123649 | R404DK/LR230A-S | R404DK/LR230A-S | 26 | R404DK | / | LR230A-S | Standard actuator | 0 | Scenario 2 |  | PPK¦SelectPro¦VDI3805¦Internet_EU | PPK SelectPro VDI3805 Internet_EU | PPK SelectPro VDI3805 Internet_EU | R404DK/LR230A-S |  | 1400 kPa | 400 kPa
123650 | R404DK+LR24A | R404DK+LR24A | 26 | R404DK | + | LR24A | Standard actuator | 1 | Scenario 2 |  | PPK¦SelectPro¦VDI3805¦Internet_EU | PPK SelectPro VDI3805 Internet_EU | PPK SelectPro OEM VDI3805 Internet_EU | R404DK+LR24A |  | 1400 kPa | 400 kPa
123651 | R404DK/LR24A | R404DK/LR24A | 26 | R404DK | / | LR24A | Standard actuator | 1 | Scenario 2 |  | PPK¦SelectPro¦VDI3805¦Internet_EU | PPK SelectPro VDI3805 Internet_EU | PPK SelectPro OEM VDI3805 Internet_EU | R404DK/LR24A |  | 1400 kPa | 400 kPa
123654 | R404DK+LR24A-MP | R404DK+LR24A-MP | 26 | R404DK | + | LR24A-MP | Communicative actuator | 0 | Scenario 2 |  | PPK¦SelectPro¦VDI3805¦Internet_EU | PPK SelectPro VDI3805 Internet_EU | PPK SelectPro VDI3805 Internet_EU | R404DK+LR24A-MP |  | 1400 kPa | 400 kPa
123655 | R404DK/LR24A-MP | R404DK/LR24A-MP | 26 | R404DK | / | LR24A-MP | Communicative actuator | 0 | Scenario 2 |  | PPK¦SelectPro¦VDI3805¦Internet_EU | PPK SelectPro VDI3805 Internet_EU | PPK SelectPro VDI3805 Internet_EU | R404DK/LR24A-MP |  | 1400 kPa | 400 kPa
123656 | R404DK+LR24A-S | R404DK+LR24A-S | 26 | R404DK | + | LR24A-S | Standard actuator | 0 | Scenario 2 |  | PPK¦SelectPro¦VDI3805¦Internet_EU | PPK SelectPro VDI3805 Internet_EU | PPK SelectPro VDI3805 Internet_EU | R404DK+LR24A-S |  | 1400 kPa | 400 kPa
123657 | R404DK/LR24A-S | R404DK/LR24A-S | 26 | R404DK | / | LR24A-S | Standard actuator | 0 | Scenario 2 |  | PPK¦SelectPro¦VDI3805¦Internet_EU | PPK SelectPro VDI3805 Internet_EU | PPK SelectPro VDI3805 Internet_EU | R404DK/LR24A-S |  | 1400 kPa | 400 kPa
123658 | R404DK+LR24A-SR | R404DK+LR24A-SR | 26 | R404DK | + | LR24A-SR | Standard actuator | 1 | Scenario 2 |  | PPK¦SelectPro¦VDI3805¦Internet_EU | PPK SelectPro VDI3805 Internet_EU | PPK SelectPro VDI3805 Internet_EU | R404DK+LR24A-SR |  | 1400 kPa | 400 kPa
123659 | R404DK/LR24A-SR | R404DK/LR24A-SR | 26 | R404DK | / | LR24A-SR | Standard actuator | 1 | Scenario 2 |  | PPK¦SelectPro¦VDI3805¦Internet_EU | PPK SelectPro VDI3805 Internet_EU | PPK SelectPro VDI3805 Internet_EU | R404DK/LR24A-SR |  | 1400 kPa | 400 kPa
123660 | R404DK+LR230A | R404DK+LR230A | 26 | R404DK | + | LR230A | Standard actuator | 1 | Scenario 2 |  | PPK¦SelectPro¦VDI3805¦Internet_EU | PPK SelectPro VDI3805 Internet_EU | PPK SelectPro VDI3805 Internet_EU | R404DK+LR230A |  | 1400 kPa | 400 kPa
123661 | R404DK/LR230A | R404DK/LR230A | 26 | R404DK | / | LR230A | Standard actuator | 1 | Scenario 2 |  | PPK¦SelectPro¦VDI3805¦Internet_EU | PPK SelectPro VDI3805 Internet_EU | PPK SelectPro VDI3805 Internet_EU | R404DK/LR230A |  | 1400 kPa | 400 kPa
123664 | R404DK+LRC24A-SR | R404DK+LRC24A-SR | 26 | R404DK | + | LRC24A-SR | Fast runner | 1 | Scenario 2 |  | PPK¦SelectPro¦VDI3805¦Internet_EU | PPK SelectPro VDI3805 Internet_EU | PPK SelectPro VDI3805 Internet_EU | R404DK+LRC24A-SR |  | 1400 kPa | 400 kPa
123665 | R404DK/LRC24A-SR | R404DK/LRC24A-SR | 26 | R404DK | / | LRC24A-SR | Fast runner | 1 | Scenario 2 |  | PPK¦SelectPro¦VDI3805¦Internet_EU | PPK SelectPro VDI3805 Internet_EU | PPK SelectPro VDI3805 Internet_EU | R404DK/LRC24A-SR |  | 1400 kPa | 400 kPa
123700 | D625N+SRF24A-SR-5 | D625N+SRF24A-SR-5 | 26 | D625N | + | SRF24A-SR-5 | Actuator with emergency control function | 0 | Scenario 2 |  | PPK¦SelectPro¦VDI3805¦Internet_EU | PPK SelectPro VDI3805 Internet_EU | PPK SelectPro VDI3805 Internet_EU | D625N+SRF24A-SR-5 |  | 1200 kPa | 1.6 kPa
123701 | D625N/SRF24A-SR-5 | D625N/SRF24A-SR-5 | 26 | D625N | / | SRF24A-SR-5 | Actuator with emergency control function | 0 | Scenario 2 |  | PPK¦SelectPro¦VDI3805¦Internet_EU | PPK SelectPro VDI3805 Internet_EU | PPK SelectPro VDI3805 Internet_EU | D625N/SRF24A-SR-5 |  | 1200 kPa | 1.6 kPa
123708 | D632N+SRF24A-SR-5 | D632N+SRF24A-SR-5 | 26 | D632N | + | SRF24A-SR-5 | Actuator with emergency control function | 0 | Scenario 2 |  | PPK¦SelectPro¦VDI3805¦Internet_EU | PPK SelectPro VDI3805 Internet_EU | PPK SelectPro VDI3805 Internet_EU | D632N+SRF24A-SR-5 |  | 1200 kPa | 2.5 kPa
123709 | D632N/SRF24A-SR-5 | D632N/SRF24A-SR-5 | 26 | D632N | / | SRF24A-SR-5 | Actuator with emergency control function | 0 | Scenario 2 |  | PPK¦SelectPro¦VDI3805¦Internet_EU | PPK SelectPro VDI3805 Internet_EU | PPK SelectPro VDI3805 Internet_EU | D632N/SRF24A-SR-5 |  | 1200 kPa | 2.5 kPa
123716 | D640N+SRF24A-SR-5 | D640N+SRF24A-SR-5 | 26 | D640N | + | SRF24A-SR-5 | Actuator with emergency control function | 0 | Scenario 2 |  | PPK¦SelectPro¦VDI3805¦Internet_EU | PPK SelectPro VDI3805 Internet_EU | PPK SelectPro VDI3805 Internet_EU | D640N+SRF24A-SR-5 |  | 1200 kPa | 3.4 kPa
123717 | D640N/SRF24A-SR-5 | D640N/SRF24A-SR-5 | 26 | D640N | / | SRF24A-SR-5 | Actuator with emergency control function | 0 | Scenario 2 |  | PPK¦SelectPro¦VDI3805¦Internet_EU | PPK SelectPro VDI3805 Internet_EU | PPK SelectPro VDI3805 Internet_EU | D640N/SRF24A-SR-5 |  | 1200 kPa | 3.4 kPa
123724 | D650N+SRF24A-SR-5 | D650N+SRF24A-SR-5 | 26 | D650N | + | SRF24A-SR-5 | Actuator with emergency control function | 0 | Scenario 2 |  | PPK¦SelectPro¦VDI3805¦Internet_EU | PPK SelectPro VDI3805 Internet_EU | PPK SelectPro VDI3805 Internet_EU | D650N+SRF24A-SR-5 |  | 1200 kPa | 3.1 kPa
123725 | D650N/SRF24A-SR-5 | D650N/SRF24A-SR-5 | 26 | D650N | / | SRF24A-SR-5 | Actuator with emergency control function | 0 | Scenario 2 |  | PPK¦SelectPro¦VDI3805¦Internet_EU | PPK SelectPro VDI3805 Internet_EU | PPK SelectPro VDI3805 Internet_EU | D650N/SRF24A-SR-5 |  | 1200 kPa | 3.1 kPa
123732 | D650NL+SRF24A-SR-5 | D650NL+SRF24A-SR-5 | 26 | D650NL | + | SRF24A-SR-5 | Actuator with emergency control function | 0 | Scenario 2 |  | PPK¦SelectPro¦VDI3805¦Internet_EU | PPK SelectPro VDI3805 Internet_EU | PPK SelectPro VDI3805 Internet_EU | D650NL+SRF24A-SR-5 |  | 1200 kPa | 3.1 kPa
123733 | D650NL/SRF24A-SR-5 | D650NL/SRF24A-SR-5 | 26 | D650NL | / | SRF24A-SR-5 | Actuator with emergency control function | 0 | Scenario 2 |  | PPK¦SelectPro¦VDI3805¦Internet_EU | PPK SelectPro VDI3805 Internet_EU | PPK SelectPro VDI3805 Internet_EU | D650NL/SRF24A-SR-5 |  | 1200 kPa | 3.1 kPa
123740 | D665N+SRF24A-SR-5 | D665N+SRF24A-SR-5 | 26 | D665N | + | SRF24A-SR-5 | Actuator with emergency control function | 0 | Scenario 2 |  | PPK¦SelectPro¦VDI3805¦Internet_EU | PPK SelectPro VDI3805 Internet_EU | PPK SelectPro VDI3805 Internet_EU | D665N+SRF24A-SR-5 |  | 1200 kPa | 2.4 kPa
123741 | D665N/SRF24A-SR-5 | D665N/SRF24A-SR-5 | 26 | D665N | / | SRF24A-SR-5 | Actuator with emergency control function | 0 | Scenario 2 |  | PPK¦SelectPro¦VDI3805¦Internet_EU | PPK SelectPro VDI3805 Internet_EU | PPK SelectPro VDI3805 Internet_EU | D665N/SRF24A-SR-5 |  | 1200 kPa | 2.4 kPa
123748 | D665NL+SRF24A-SR-5 | D665NL+SRF24A-SR-5 | 26 | D665NL | + | SRF24A-SR-5 | Actuator with emergency control function | 0 | Scenario 2 |  | PPK¦SelectPro¦VDI3805¦Internet_EU | PPK SelectPro VDI3805 Internet_EU | PPK SelectPro VDI3805 Internet_EU | D665NL+SRF24A-SR-5 |  | 1200 kPa | 2.4 kPa
123749 | D665NL/SRF24A-SR-5 | D665NL/SRF24A-SR-5 | 26 | D665NL | / | SRF24A-SR-5 | Actuator with emergency control function | 0 | Scenario 2 |  | PPK¦SelectPro¦VDI3805¦Internet_EU | PPK SelectPro VDI3805 Internet_EU | PPK SelectPro VDI3805 Internet_EU | D665NL/SRF24A-SR-5 |  | 1200 kPa | 2.4 kPa
123858 | R407DK+LR24A-MP | R407DK+LR24A-MP | 26 | R407DK | + | LR24A-MP | Communicative actuator | 0 | Scenario 2 |  | PPK¦SelectPro¦VDI3805¦Internet_EU | PPK SelectPro VDI3805 Internet_EU | PPK SelectPro VDI3805 Internet_EU | R407DK+LR24A-MP |  | 1400 kPa | 400 kPa
123859 | R407DK/LR24A-MP | R407DK/LR24A-MP | 26 | R407DK | / | LR24A-MP | Communicative actuator | 0 | Scenario 2 |  | PPK¦SelectPro¦VDI3805¦Internet_EU | PPK SelectPro VDI3805 Internet_EU | PPK SelectPro VDI3805 Internet_EU | R407DK/LR24A-MP |  | 1400 kPa | 400 kPa
123860 | R408DK+LRC24A-SR | R408DK+LRC24A-SR | 26 | R408DK | + | LRC24A-SR | Fast runner | 1 | Scenario 2 |  | PPK¦SelectPro¦VDI3805¦Internet_EU | PPK SelectPro VDI3805 Internet_EU | PPK SelectPro VDI3805 Internet_EU | R408DK+LRC24A-SR |  | 1400 kPa | 400 kPa
123861 | R408DK/LRC24A-SR | R408DK/LRC24A-SR | 26 | R408DK | / | LRC24A-SR | Fast runner | 1 | Scenario 2 |  | PPK¦SelectPro¦VDI3805¦Internet_EU | PPK SelectPro VDI3805 Internet_EU | PPK SelectPro VDI3805 Internet_EU | R408DK/LRC24A-SR |  | 1400 kPa | 400 kPa
123862 | R407DK+LR24A-S | R407DK+LR24A-S | 26 | R407DK | + | LR24A-S | Standard actuator | 0 | Scenario 2 |  | PPK¦SelectPro¦VDI3805¦Internet_EU | PPK SelectPro VDI3805 Internet_EU | PPK SelectPro VDI3805 Internet_EU | R407DK+LR24A-S |  | 1400 kPa | 400 kPa
123863 | R407DK/LR24A-S | R407DK/LR24A-S | 26 | R407DK | / | LR24A-S | Standard actuator | 0 | Scenario 2 |  | PPK¦SelectPro¦VDI3805¦Internet_EU | PPK SelectPro VDI3805 Internet_EU | PPK SelectPro VDI3805 Internet_EU | R407DK/LR24A-S |  | 1400 kPa | 400 kPa
123882 | R407DK+LR24A-SR | R407DK+LR24A-SR | 26 | R407DK | + | LR24A-SR | Standard actuator | 1 | Scenario 2 |  | PPK¦SelectPro¦VDI3805¦Internet_EU | PPK SelectPro VDI3805 Internet_EU | PPK SelectPro VDI3805 Internet_EU | R407DK+LR24A-SR |  | 1400 kPa | 400 kPa
123883 | R407DK/LR24A-SR | R407DK/LR24A-SR | 26 | R407DK | / | LR24A-SR | Standard actuator | 1 | Scenario 2 |  | PPK¦SelectPro¦VDI3805¦Internet_EU | PPK SelectPro VDI3805 Internet_EU | PPK SelectPro VDI3805 Internet_EU | R407DK/LR24A-SR |  | 1400 kPa | 400 kPa
123886 | R409DK+LR230A | R409DK+LR230A | 26 | R409DK | + | LR230A | Standard actuator | 1 | Scenario 2 |  | PPK¦SelectPro¦VDI3805¦Internet_EU | PPK SelectPro VDI3805 Internet_EU | PPK SelectPro VDI3805 Internet_EU | R409DK+LR230A |  | 1400 kPa | 400 kPa
123887 | R409DK/LR230A | R409DK/LR230A | 26 | R409DK | / | LR230A | Standard actuator | 1 | Scenario 2 |  | PPK¦SelectPro¦VDI3805¦Internet_EU | PPK SelectPro VDI3805 Internet_EU | PPK SelectPro VDI3805 Internet_EU | R409DK/LR230A |  | 1400 kPa | 400 kPa
123888 | R407DK+LRC24A-SR | R407DK+LRC24A-SR | 26 | R407DK | + | LRC24A-SR | Fast runner | 1 | Scenario 2 |  | PPK¦SelectPro¦VDI3805¦Internet_EU | PPK SelectPro VDI3805 Internet_EU | PPK SelectPro VDI3805 Internet_EU | R407DK+LRC24A-SR |  | 1400 kPa | 400 kPa
123889 | R407DK/LRC24A-SR | R407DK/LRC24A-SR | 26 | R407DK | / | LRC24A-SR | Fast runner | 1 | Scenario 2 |  | PPK¦SelectPro¦VDI3805¦Internet_EU | PPK SelectPro VDI3805 Internet_EU | PPK SelectPro VDI3805 Internet_EU | R407DK/LRC24A-SR |  | 1400 kPa | 400 kPa
123892 | R409DK+LR230A-S | R409DK+LR230A-S | 26 | R409DK | + | LR230A-S | Standard actuator | 0 | Scenario 2 |  | PPK¦SelectPro¦VDI3805¦Internet_EU | PPK SelectPro VDI3805 Internet_EU | PPK SelectPro VDI3805 Internet_EU | R409DK+LR230A-S |  | 1400 kPa | 400 kPa
123893 | R409DK/LR230A-S | R409DK/LR230A-S | 26 | R409DK | / | LR230A-S | Standard actuator | 0 | Scenario 2 |  | PPK¦SelectPro¦VDI3805¦Internet_EU | PPK SelectPro VDI3805 Internet_EU | PPK SelectPro VDI3805 Internet_EU | R409DK/LR230A-S |  | 1400 kPa | 400 kPa
123910 | R408DK+LR230A | R408DK+LR230A | 26 | R408DK | + | LR230A | Standard actuator | 1 | Scenario 2 |  | PPK¦SelectPro¦VDI3805¦Internet_EU | PPK SelectPro VDI3805 Internet_EU | PPK SelectPro VDI3805 Internet_EU | R408DK+LR230A |  | 1400 kPa | 400 kPa
123911 | R408DK/LR230A | R408DK/LR230A | 26 | R408DK | / | LR230A | Standard actuator | 1 | Scenario 2 |  | PPK¦SelectPro¦VDI3805¦Internet_EU | PPK SelectPro VDI3805 Internet_EU | PPK SelectPro VDI3805 Internet_EU | R408DK/LR230A |  | 1400 kPa | 400 kPa
123912 | R408DK+LR230A-S | R408DK+LR230A-S | 26 | R408DK | + | LR230A-S | Standard actuator | 0 | Scenario 2 |  | PPK¦SelectPro¦VDI3805¦Internet_EU | PPK SelectPro VDI3805 Internet_EU | PPK SelectPro VDI3805 Internet_EU | R408DK+LR230A-S |  | 1400 kPa | 400 kPa
123913 | R408DK/LR230A-S | R408DK/LR230A-S | 26 | R408DK | / | LR230A-S | Standard actuator | 0 | Scenario 2 |  | PPK¦SelectPro¦VDI3805¦Internet_EU | PPK SelectPro VDI3805 Internet_EU | PPK SelectPro VDI3805 Internet_EU | R408DK/LR230A-S |  | 1400 kPa | 400 kPa
123914 | R409DK+LR24A | R409DK+LR24A | 26 | R409DK | + | LR24A | Standard actuator | 1 | Scenario 2 |  | PPK¦SelectPro¦VDI3805¦Internet_EU | PPK SelectPro VDI3805 Internet_EU | PPK SelectPro OEM VDI3805 Internet_EU | R409DK+LR24A |  | 1400 kPa | 400 kPa
123915 | R409DK/LR24A | R409DK/LR24A | 26 | R409DK | / | LR24A | Standard actuator | 1 | Scenario 2 |  | PPK¦SelectPro¦VDI3805¦Internet_EU | PPK SelectPro VDI3805 Internet_EU | PPK SelectPro OEM VDI3805 Internet_EU | R409DK/LR24A |  | 1400 kPa | 400 kPa
123916 | R408DK+LR24A | R408DK+LR24A | 26 | R408DK | + | LR24A | Standard actuator | 1 | Scenario 2 |  | PPK¦SelectPro¦VDI3805¦Internet_EU | PPK SelectPro VDI3805 Internet_EU | PPK SelectPro OEM VDI3805 Internet_EU | R408DK+LR24A |  | 1400 kPa | 400 kPa
123917 | R408DK/LR24A | R408DK/LR24A | 26 | R408DK | / | LR24A | Standard actuator | 1 | Scenario 2 |  | PPK¦SelectPro¦VDI3805¦Internet_EU | PPK SelectPro VDI3805 Internet_EU | PPK SelectPro OEM VDI3805 Internet_EU | R408DK/LR24A |  | 1400 kPa | 400 kPa
123936 | R408DK+LR24A-MP | R408DK+LR24A-MP | 26 | R408DK | + | LR24A-MP | Communicative actuator | 0 | Scenario 2 |  | PPK¦SelectPro¦VDI3805¦Internet_EU | PPK SelectPro VDI3805 Internet_EU | PPK SelectPro VDI3805 Internet_EU | R408DK+LR24A-MP |  | 1400 kPa | 400 kPa
123937 | R408DK/LR24A-MP | R408DK/LR24A-MP | 26 | R408DK | / | LR24A-MP | Communicative actuator | 0 | Scenario 2 |  | PPK¦SelectPro¦VDI3805¦Internet_EU | PPK SelectPro VDI3805 Internet_EU | PPK SelectPro VDI3805 Internet_EU | R408DK/LR24A-MP |  | 1400 kPa | 400 kPa
123938 | R409DK+LR24A-MP | R409DK+LR24A-MP | 26 | R409DK | + | LR24A-MP | Communicative actuator | 0 | Scenario 2 |  | PPK¦SelectPro¦VDI3805¦Internet_EU | PPK SelectPro VDI3805 Internet_EU | PPK SelectPro VDI3805 Internet_EU | R409DK+LR24A-MP |  | 1400 kPa | 400 kPa
123939 | R409DK/LR24A-MP | R409DK/LR24A-MP | 26 | R409DK | / | LR24A-MP | Communicative actuator | 0 | Scenario 2 |  | PPK¦SelectPro¦VDI3805¦Internet_EU | PPK SelectPro VDI3805 Internet_EU | PPK SelectPro VDI3805 Internet_EU | R409DK/LR24A-MP |  | 1400 kPa | 400 kPa
123940 | R408DK+LR24A-S | R408DK+LR24A-S | 26 | R408DK | + | LR24A-S | Standard actuator | 0 | Scenario 2 |  | PPK¦SelectPro¦VDI3805¦Internet_EU | PPK SelectPro VDI3805 Internet_EU | PPK SelectPro VDI3805 Internet_EU | R408DK+LR24A-S |  | 1400 kPa | 400 kPa
123941 | R408DK/LR24A-S | R408DK/LR24A-S | 26 | R408DK | / | LR24A-S | Standard actuator | 0 | Scenario 2 |  | PPK¦SelectPro¦VDI3805¦Internet_EU | PPK SelectPro VDI3805 Internet_EU | PPK SelectPro VDI3805 Internet_EU | R408DK/LR24A-S |  | 1400 kPa | 400 kPa
123942 | R408DK+LR24A-SR | R408DK+LR24A-SR | 26 | R408DK | + | LR24A-SR | Standard actuator | 1 | Scenario 2 |  | PPK¦SelectPro¦VDI3805¦Internet_EU | PPK SelectPro VDI3805 Internet_EU | PPK SelectPro VDI3805 Internet_EU | R408DK+LR24A-SR |  | 1400 kPa | 400 kPa
123943 | R408DK/LR24A-SR | R408DK/LR24A-SR | 26 | R408DK | / | LR24A-SR | Standard actuator | 1 | Scenario 2 |  | PPK¦SelectPro¦VDI3805¦Internet_EU | PPK SelectPro VDI3805 Internet_EU | PPK SelectPro VDI3805 Internet_EU | R408DK/LR24A-SR |  | 1400 kPa | 400 kPa
123970 | R2050-25-S4+SRF24A-SR | R2050-25-S4+SRF24A-SR | 26 | R2050-25-S4 | + | SRF24A-SR | Actuator with emergency control function | 1 | Scenario 2 |  | PPK¦SelectPro¦VDI3805¦Internet_EU | PPK SelectPro VDI3805 Internet_EU | PPK SelectPro VDI3805 Internet_EU | R2050-25-S4+SRF24A-SR |  | 1400 kPa | 350 kPa
123971 | R2050-25-S4/SRF24A-SR | R2050-25-S4/SRF24A-SR | 26 | R2050-25-S4 | / | SRF24A-SR | Actuator with emergency control function | 1 | Scenario 2 |  | PPK¦SelectPro¦VDI3805¦Internet_EU | PPK SelectPro VDI3805 Internet_EU | PPK SelectPro VDI3805 Internet_EU | R2050-25-S4/SRF24A-SR |  | 1400 kPa | 350 kPa
124052 | R409DK+LR24A-S | R409DK+LR24A-S | 26 | R409DK | + | LR24A-S | Standard actuator | 0 | Scenario 2 |  | PPK¦SelectPro¦VDI3805¦Internet_EU | PPK SelectPro VDI3805 Internet_EU | PPK SelectPro VDI3805 Internet_EU | R409DK+LR24A-S |  | 1400 kPa | 400 kPa
124053 | R409DK/LR24A-S | R409DK/LR24A-S | 26 | R409DK | / | LR24A-S | Standard actuator | 0 | Scenario 2 |  | PPK¦SelectPro¦VDI3805¦Internet_EU | PPK SelectPro VDI3805 Internet_EU | PPK SelectPro VDI3805 Internet_EU | R409DK/LR24A-S |  | 1400 kPa | 400 kPa
124054 | R409DK+LR24A-SR | R409DK+LR24A-SR | 26 | R409DK | + | LR24A-SR | Standard actuator | 1 | Scenario 2 |  | PPK¦SelectPro¦VDI3805¦Internet_EU | PPK SelectPro VDI3805 Internet_EU | PPK SelectPro VDI3805 Internet_EU | R409DK+LR24A-SR |  | 1400 kPa | 400 kPa
124055 | R409DK/LR24A-SR | R409DK/LR24A-SR | 26 | R409DK | / | LR24A-SR | Standard actuator | 1 | Scenario 2 |  | PPK¦SelectPro¦VDI3805¦Internet_EU | PPK SelectPro VDI3805 Internet_EU | PPK SelectPro VDI3805 Internet_EU | R409DK/LR24A-SR |  | 1400 kPa | 400 kPa
124056 | R412D+LR230A-S | R412D+LR230A-S | 26 | R412D | + | LR230A-S | Standard actuator | 0 | Scenario 2 |  | PPK¦SelectPro¦VDI3805¦Internet_EU | PPK SelectPro VDI3805 Internet_EU | PPK SelectPro VDI3805 Internet_EU | R412D+LR230A-S |  | 1400 kPa | 400 kPa
124057 | R412D/LR230A-S | R412D/LR230A-S | 26 | R412D | / | LR230A-S | Standard actuator | 0 | Scenario 2 |  | PPK¦SelectPro¦VDI3805¦Internet_EU | PPK SelectPro VDI3805 Internet_EU | PPK SelectPro VDI3805 Internet_EU | R412D/LR230A-S |  | 1400 kPa | 400 kPa
124076 | R409DK+LRC24A-SR | R409DK+LRC24A-SR | 26 | R409DK | + | LRC24A-SR | Fast runner | 1 | Scenario 2 |  | PPK¦SelectPro¦VDI3805¦Internet_EU | PPK SelectPro VDI3805 Internet_EU | PPK SelectPro VDI3805 Internet_EU | R409DK+LRC24A-SR |  | 1400 kPa | 400 kPa
124077 | R409DK/LRC24A-SR | R409DK/LRC24A-SR | 26 | R409DK | / | LRC24A-SR | Fast runner | 1 | Scenario 2 |  | PPK¦SelectPro¦VDI3805¦Internet_EU | PPK SelectPro VDI3805 Internet_EU | PPK SelectPro VDI3805 Internet_EU | R409DK/LRC24A-SR |  | 1400 kPa | 400 kPa
124078 | R412D+LR24A | R412D+LR24A | 26 | R412D | + | LR24A | Standard actuator | 1 | Scenario 2 |  | PPK¦SelectPro¦VDI3805¦Internet_EU | PPK SelectPro VDI3805 Internet_EU | PPK SelectPro OEM VDI3805 Internet_EU | R412D+LR24A |  | 1400 kPa | 400 kPa
124079 | R412D/LR24A | R412D/LR24A | 26 | R412D | / | LR24A | Standard actuator | 1 | Scenario 2 |  | PPK¦SelectPro¦VDI3805¦Internet_EU | PPK SelectPro VDI3805 Internet_EU | PPK SelectPro OEM VDI3805 Internet_EU | R412D/LR24A |  | 1400 kPa | 400 kPa
124106 | R412D+LR24A-MP | R412D+LR24A-MP | 26 | R412D | + | LR24A-MP | Communicative actuator | 0 | Scenario 2 |  | PPK¦SelectPro¦VDI3805¦Internet_EU | PPK SelectPro VDI3805 Internet_EU | PPK SelectPro VDI3805 Internet_EU | R412D+LR24A-MP |  | 1400 kPa | 400 kPa
124107 | R412D/LR24A-MP | R412D/LR24A-MP | 26 | R412D | / | LR24A-MP | Communicative actuator | 0 | Scenario 2 |  | PPK¦SelectPro¦VDI3805¦Internet_EU | PPK SelectPro VDI3805 Internet_EU | PPK SelectPro VDI3805 Internet_EU | R412D/LR24A-MP |  | 1400 kPa | 400 kPa
124130 | R412D+LR24A-S | R412D+LR24A-S | 26 | R412D | + | LR24A-S | Standard actuator | 0 | Scenario 2 |  | PPK¦SelectPro¦VDI3805¦Internet_EU | PPK SelectPro VDI3805 Internet_EU | PPK SelectPro VDI3805 Internet_EU | R412D+LR24A-S |  | 1400 kPa | 400 kPa
124131 | R412D/LR24A-S | R412D/LR24A-S | 26 | R412D | / | LR24A-S | Standard actuator | 0 | Scenario 2 |  | PPK¦SelectPro¦VDI3805¦Internet_EU | PPK SelectPro VDI3805 Internet_EU | PPK SelectPro VDI3805 Internet_EU | R412D/LR24A-S |  | 1400 kPa | 400 kPa
124150 | R412D+LR24A-SR | R412D+LR24A-SR | 26 | R412D | + | LR24A-SR | Standard actuator | 1 | Scenario 2 |  | PPK¦SelectPro¦VDI3805¦Internet_EU | PPK SelectPro VDI3805 Internet_EU | PPK SelectPro VDI3805 Internet_EU | R412D+LR24A-SR |  | 1400 kPa | 400 kPa
124151 | R412D/LR24A-SR | R412D/LR24A-SR | 26 | R412D | / | LR24A-SR | Standard actuator | 1 | Scenario 2 |  | PPK¦SelectPro¦VDI3805¦Internet_EU | PPK SelectPro VDI3805 Internet_EU | PPK SelectPro VDI3805 Internet_EU | R412D/LR24A-SR |  | 1400 kPa | 400 kPa
124152 | R412D+LR230A | R412D+LR230A | 26 | R412D | + | LR230A | Standard actuator | 1 | Scenario 2 |  | PPK¦SelectPro¦VDI3805¦Internet_EU | PPK SelectPro VDI3805 Internet_EU | PPK SelectPro VDI3805 Internet_EU | R412D+LR230A |  | 1400 kPa | 400 kPa
124153 | R412D/LR230A | R412D/LR230A | 26 | R412D | / | LR230A | Standard actuator | 1 | Scenario 2 |  | PPK¦SelectPro¦VDI3805¦Internet_EU | PPK SelectPro VDI3805 Internet_EU | PPK SelectPro VDI3805 Internet_EU | R412D/LR230A |  | 1400 kPa | 400 kPa
124156 | R412D+LRC24A-SR | R412D+LRC24A-SR | 26 | R412D | + | LRC24A-SR | Fast runner | 1 | Scenario 2 |  | PPK¦SelectPro¦VDI3805¦Internet_EU | PPK SelectPro VDI3805 Internet_EU | PPK SelectPro VDI3805 Internet_EU | R412D+LRC24A-SR |  | 1400 kPa | 400 kPa
124157 | R412D/LRC24A-SR | R412D/LRC24A-SR | 26 | R412D | / | LRC24A-SR | Fast runner | 1 | Scenario 2 |  | PPK¦SelectPro¦VDI3805¦Internet_EU | PPK SelectPro VDI3805 Internet_EU | PPK SelectPro VDI3805 Internet_EU | R412D/LRC24A-SR |  | 1400 kPa | 400 kPa
124162 | R2050-40-S4+SRF24A-SR | R2050-40-S4+SRF24A-SR | 26 | R2050-40-S4 | + | SRF24A-SR | Actuator with emergency control function | 1 | Scenario 2 |  | PPK¦SelectPro¦VDI3805¦Internet_EU | PPK SelectPro VDI3805 Internet_EU | PPK SelectPro VDI3805 Internet_EU | R2050-40-S4+SRF24A-SR |  | 1400 kPa | 350 kPa
124163 | R2050-40-S4/SRF24A-SR | R2050-40-S4/SRF24A-SR | 26 | R2050-40-S4 | / | SRF24A-SR | Actuator with emergency control function | 1 | Scenario 2 |  | PPK¦SelectPro¦VDI3805¦Internet_EU | PPK SelectPro VDI3805 Internet_EU | PPK SelectPro VDI3805 Internet_EU | R2050-40-S4/SRF24A-SR |  | 1400 kPa | 350 kPa
124400 | R405DK+LR230A | R405DK+LR230A | 26 | R405DK | + | LR230A | Standard actuator | 1 | Scenario 2 |  | PPK¦SelectPro¦VDI3805¦Internet_EU | PPK SelectPro VDI3805 Internet_EU | PPK SelectPro VDI3805 Internet_EU | R405DK+LR230A |  | 1400 kPa | 400 kPa
124401 | R405DK/LR230A | R405DK/LR230A | 26 | R405DK | / | LR230A | Standard actuator | 1 | Scenario 2 |  | PPK¦SelectPro¦VDI3805¦Internet_EU | PPK SelectPro VDI3805 Internet_EU | PPK SelectPro VDI3805 Internet_EU | R405DK/LR230A |  | 1400 kPa | 400 kPa
124402 | R405DK+LR230A-S | R405DK+LR230A-S | 26 | R405DK | + | LR230A-S | Standard actuator | 0 | Scenario 2 |  | PPK¦SelectPro¦VDI3805¦Internet_EU | PPK SelectPro VDI3805 Internet_EU | PPK SelectPro VDI3805 Internet_EU | R405DK+LR230A-S |  | 1400 kPa | 400 kPa
124403 | R405DK/LR230A-S | R405DK/LR230A-S | 26 | R405DK | / | LR230A-S | Standard actuator | 0 | Scenario 2 |  | PPK¦SelectPro¦VDI3805¦Internet_EU | PPK SelectPro VDI3805 Internet_EU | PPK SelectPro VDI3805 Internet_EU | R405DK/LR230A-S |  | 1400 kPa | 400 kPa
124404 | R406DK+LR24A-S | R406DK+LR24A-S | 26 | R406DK | + | LR24A-S | Standard actuator | 0 | Scenario 2 |  | PPK¦SelectPro¦VDI3805¦Internet_EU | PPK SelectPro VDI3805 Internet_EU | PPK SelectPro VDI3805 Internet_EU | R406DK+LR24A-S |  | 1400 kPa | 400 kPa
124405 | R406DK/LR24A-S | R406DK/LR24A-S | 26 | R406DK | / | LR24A-S | Standard actuator | 0 | Scenario 2 |  | PPK¦SelectPro¦VDI3805¦Internet_EU | PPK SelectPro VDI3805 Internet_EU | PPK SelectPro VDI3805 Internet_EU | R406DK/LR24A-S |  | 1400 kPa | 400 kPa
124420 | R405DK+LR24A | R405DK+LR24A | 26 | R405DK | + | LR24A | Standard actuator | 1 | Scenario 2 |  | PPK¦SelectPro¦VDI3805¦Internet_EU | PPK SelectPro VDI3805 Internet_EU | PPK SelectPro OEM VDI3805 Internet_EU | R405DK+LR24A |  | 1400 kPa | 400 kPa
124421 | R405DK/LR24A | R405DK/LR24A | 26 | R405DK | / | LR24A | Standard actuator | 1 | Scenario 2 |  | PPK¦SelectPro¦VDI3805¦Internet_EU | PPK SelectPro VDI3805 Internet_EU | PPK SelectPro OEM VDI3805 Internet_EU | R405DK/LR24A |  | 1400 kPa | 400 kPa
124424 | R406DK+LR24A-SR | R406DK+LR24A-SR | 26 | R406DK | + | LR24A-SR | Standard actuator | 1 | Scenario 2 |  | PPK¦SelectPro¦VDI3805¦Internet_EU | PPK SelectPro VDI3805 Internet_EU | PPK SelectPro VDI3805 Internet_EU | R406DK+LR24A-SR |  | 1400 kPa | 400 kPa
124425 | R406DK/LR24A-SR | R406DK/LR24A-SR | 26 | R406DK | / | LR24A-SR | Standard actuator | 1 | Scenario 2 |  | PPK¦SelectPro¦VDI3805¦Internet_EU | PPK SelectPro VDI3805 Internet_EU | PPK SelectPro VDI3805 Internet_EU | R406DK/LR24A-SR |  | 1400 kPa | 400 kPa
124426 | R405DK+LR24A-MP | R405DK+LR24A-MP | 26 | R405DK | + | LR24A-MP | Communicative actuator | 0 | Scenario 2 |  | PPK¦SelectPro¦VDI3805¦Internet_EU | PPK SelectPro VDI3805 Internet_EU | PPK SelectPro VDI3805 Internet_EU | R405DK+LR24A-MP |  | 1400 kPa | 400 kPa
124427 | R405DK/LR24A-MP | R405DK/LR24A-MP | 26 | R405DK | / | LR24A-MP | Communicative actuator | 0 | Scenario 2 |  | PPK¦SelectPro¦VDI3805¦Internet_EU | PPK SelectPro VDI3805 Internet_EU | PPK SelectPro VDI3805 Internet_EU | R405DK/LR24A-MP |  | 1400 kPa | 400 kPa
124446 | R405DK+LR24A-S | R405DK+LR24A-S | 26 | R405DK | + | LR24A-S | Standard actuator | 0 | Scenario 2 |  | PPK¦SelectPro¦VDI3805¦Internet_EU | PPK SelectPro VDI3805 Internet_EU | PPK SelectPro VDI3805 Internet_EU | R405DK+LR24A-S |  | 1400 kPa | 400 kPa
124447 | R405DK/LR24A-S | R405DK/LR24A-S | 26 | R405DK | / | LR24A-S | Standard actuator | 0 | Scenario 2 |  | PPK¦SelectPro¦VDI3805¦Internet_EU | PPK SelectPro VDI3805 Internet_EU | PPK SelectPro VDI3805 Internet_EU | R405DK/LR24A-S |  | 1400 kPa | 400 kPa
124448 | R405DK+LR24A-SR | R405DK+LR24A-SR | 26 | R405DK | + | LR24A-SR | Standard actuator | 1 | Scenario 2 |  | PPK¦SelectPro¦VDI3805¦Internet_EU | PPK SelectPro VDI3805 Internet_EU | PPK SelectPro VDI3805 Internet_EU | R405DK+LR24A-SR |  | 1400 kPa | 400 kPa
124449 | R405DK/LR24A-SR | R405DK/LR24A-SR | 26 | R405DK | / | LR24A-SR | Standard actuator | 1 | Scenario 2 |  | PPK¦SelectPro¦VDI3805¦Internet_EU | PPK SelectPro VDI3805 Internet_EU | PPK SelectPro VDI3805 Internet_EU | R405DK/LR24A-SR |  | 1400 kPa | 400 kPa
124450 | R406DK+LRC24A-SR | R406DK+LRC24A-SR | 26 | R406DK | + | LRC24A-SR | Fast runner | 1 | Scenario 2 |  | PPK¦SelectPro¦VDI3805¦Internet_EU | PPK SelectPro VDI3805 Internet_EU | PPK SelectPro VDI3805 Internet_EU | R406DK+LRC24A-SR |  | 1400 kPa | 400 kPa
124451 | R406DK/LRC24A-SR | R406DK/LRC24A-SR | 26 | R406DK | / | LRC24A-SR | Fast runner | 1 | Scenario 2 |  | PPK¦SelectPro¦VDI3805¦Internet_EU | PPK SelectPro VDI3805 Internet_EU | PPK SelectPro VDI3805 Internet_EU | R406DK/LRC24A-SR |  | 1400 kPa | 400 kPa
124454 | R405DK+LRC24A-SR | R405DK+LRC24A-SR | 26 | R405DK | + | LRC24A-SR | Fast runner | 1 | Scenario 2 |  | PPK¦SelectPro¦VDI3805¦Internet_EU | PPK SelectPro VDI3805 Internet_EU | PPK SelectPro VDI3805 Internet_EU | R405DK+LRC24A-SR |  | 1400 kPa | 400 kPa
124455 | R405DK/LRC24A-SR | R405DK/LRC24A-SR | 26 | R405DK | / | LRC24A-SR | Fast runner | 1 | Scenario 2 |  | PPK¦SelectPro¦VDI3805¦Internet_EU | PPK SelectPro VDI3805 Internet_EU | PPK SelectPro VDI3805 Internet_EU | R405DK/LRC24A-SR |  | 1400 kPa | 400 kPa
124468 | R406DK+LR230A | R406DK+LR230A | 26 | R406DK | + | LR230A | Standard actuator | 1 | Scenario 2 |  | PPK¦SelectPro¦VDI3805¦Internet_EU | PPK SelectPro VDI3805 Internet_EU | PPK SelectPro VDI3805 Internet_EU | R406DK+LR230A |  | 1400 kPa | 400 kPa
124469 | R406DK/LR230A | R406DK/LR230A | 26 | R406DK | / | LR230A | Standard actuator | 1 | Scenario 2 |  | PPK¦SelectPro¦VDI3805¦Internet_EU | PPK SelectPro VDI3805 Internet_EU | PPK SelectPro VDI3805 Internet_EU | R406DK/LR230A |  | 1400 kPa | 400 kPa
124470 | R407DK+LR230A | R407DK+LR230A | 26 | R407DK | + | LR230A | Standard actuator | 1 | Scenario 2 |  | PPK¦SelectPro¦VDI3805¦Internet_EU | PPK SelectPro VDI3805 Internet_EU | PPK SelectPro VDI3805 Internet_EU | R407DK+LR230A |  | 1400 kPa | 400 kPa
124471 | R407DK/LR230A | R407DK/LR230A | 26 | R407DK | / | LR230A | Standard actuator | 1 | Scenario 2 |  | PPK¦SelectPro¦VDI3805¦Internet_EU | PPK SelectPro VDI3805 Internet_EU | PPK SelectPro VDI3805 Internet_EU | R407DK/LR230A |  | 1400 kPa | 400 kPa
124472 | R406DK+LR230A-S | R406DK+LR230A-S | 26 | R406DK | + | LR230A-S | Standard actuator | 0 | Scenario 2 |  | PPK¦SelectPro¦VDI3805¦Internet_EU | PPK SelectPro VDI3805 Internet_EU | PPK SelectPro VDI3805 Internet_EU | R406DK+LR230A-S |  | 1400 kPa | 400 kPa
124473 | R406DK/LR230A-S | R406DK/LR230A-S | 26 | R406DK | / | LR230A-S | Standard actuator | 0 | Scenario 2 |  | PPK¦SelectPro¦VDI3805¦Internet_EU | PPK SelectPro VDI3805 Internet_EU | PPK SelectPro VDI3805 Internet_EU | R406DK/LR230A-S |  | 1400 kPa | 400 kPa
124474 | R406DK+LR24A | R406DK+LR24A | 26 | R406DK | + | LR24A | Standard actuator | 1 | Scenario 2 |  | PPK¦SelectPro¦VDI3805¦Internet_EU | PPK SelectPro VDI3805 Internet_EU | PPK SelectPro OEM VDI3805 Internet_EU | R406DK+LR24A |  | 1400 kPa | 400 kPa
124475 | R406DK/LR24A | R406DK/LR24A | 26 | R406DK | / | LR24A | Standard actuator | 1 | Scenario 2 |  | PPK¦SelectPro¦VDI3805¦Internet_EU | PPK SelectPro VDI3805 Internet_EU | PPK SelectPro OEM VDI3805 Internet_EU | R406DK/LR24A |  | 1400 kPa | 400 kPa
124476 | R407DK+LR230A-S | R407DK+LR230A-S | 26 | R407DK | + | LR230A-S | Standard actuator | 0 | Scenario 2 |  | PPK¦SelectPro¦VDI3805¦Internet_EU | PPK SelectPro VDI3805 Internet_EU | PPK SelectPro VDI3805 Internet_EU | R407DK+LR230A-S |  | 1400 kPa | 400 kPa
124477 | R407DK/LR230A-S | R407DK/LR230A-S | 26 | R407DK | / | LR230A-S | Standard actuator | 0 | Scenario 2 |  | PPK¦SelectPro¦VDI3805¦Internet_EU | PPK SelectPro VDI3805 Internet_EU | PPK SelectPro VDI3805 Internet_EU | R407DK/LR230A-S |  | 1400 kPa | 400 kPa
124480 | R406DK+LR24A-MP | R406DK+LR24A-MP | 26 | R406DK | + | LR24A-MP | Communicative actuator | 0 | Scenario 2 |  | PPK¦SelectPro¦VDI3805¦Internet_EU | PPK SelectPro VDI3805 Internet_EU | PPK SelectPro VDI3805 Internet_EU | R406DK+LR24A-MP |  | 1400 kPa | 400 kPa
124481 | R406DK/LR24A-MP | R406DK/LR24A-MP | 26 | R406DK | / | LR24A-MP | Communicative actuator | 0 | Scenario 2 |  | PPK¦SelectPro¦VDI3805¦Internet_EU | PPK SelectPro VDI3805 Internet_EU | PPK SelectPro VDI3805 Internet_EU | R406DK/LR24A-MP |  | 1400 kPa | 400 kPa
124482 | R407DK+LR24A | R407DK+LR24A | 26 | R407DK | + | LR24A | Standard actuator | 1 | Scenario 2 |  | PPK¦SelectPro¦VDI3805¦Internet_EU | PPK SelectPro VDI3805 Internet_EU | PPK SelectPro OEM VDI3805 Internet_EU | R407DK+LR24A |  | 1400 kPa | 400 kPa
124483 | R407DK/LR24A | R407DK/LR24A | 26 | R407DK | / | LR24A | Standard actuator | 1 | Scenario 2 |  | PPK¦SelectPro¦VDI3805¦Internet_EU | PPK SelectPro VDI3805 Internet_EU | PPK SelectPro OEM VDI3805 Internet_EU | R407DK/LR24A |  | 1400 kPa | 400 kPa
124564 | R3040-25-S4+SRF24A-SR | R3040-25-S4+SRF24A-SR | 26 | R3040-25-S4 | + | SRF24A-SR | Actuator with emergency control function | 1 | Scenario 2 |  | PPK¦SelectPro¦VDI3805¦Internet_EU | PPK SelectPro VDI3805 Internet_EU | PPK SelectPro VDI3805 Internet_EU | R3040-25-S4+SRF24A-SR |  | 1400 kPa | 350 kPa
124565 | R3040-25-S4/SRF24A-SR | R3040-25-S4/SRF24A-SR | 26 | R3040-25-S4 | / | SRF24A-SR | Actuator with emergency control function | 1 | Scenario 2 |  | PPK¦SelectPro¦VDI3805¦Internet_EU | PPK SelectPro VDI3805 Internet_EU | PPK SelectPro VDI3805 Internet_EU | R3040-25-S4/SRF24A-SR |  | 1400 kPa | 350 kPa
124676 | R3050-25-S4+SRF24A-SR | R3050-25-S4+SRF24A-SR | 26 | R3050-25-S4 | + | SRF24A-SR | Actuator with emergency control function | 1 | Scenario 2 |  | PPK¦SelectPro¦VDI3805¦Internet_EU | PPK SelectPro VDI3805 Internet_EU | PPK SelectPro VDI3805 Internet_EU | R3050-25-S4+SRF24A-SR |  | 1400 kPa | 350 kPa
124677 | R3050-25-S4/SRF24A-SR | R3050-25-S4/SRF24A-SR | 26 | R3050-25-S4 | / | SRF24A-SR | Actuator with emergency control function | 1 | Scenario 2 |  | PPK¦SelectPro¦VDI3805¦Internet_EU | PPK SelectPro VDI3805 Internet_EU | PPK SelectPro VDI3805 Internet_EU | R3050-25-S4/SRF24A-SR |  | 1400 kPa | 350 kPa
124692 | R3050-40-S4+SRF24A-SR | R3050-40-S4+SRF24A-SR | 26 | R3050-40-S4 | + | SRF24A-SR | Actuator with emergency control function | 1 | Scenario 2 |  | PPK¦SelectPro¦VDI3805¦Internet_EU | PPK SelectPro VDI3805 Internet_EU | PPK SelectPro VDI3805 Internet_EU | R3050-40-S4+SRF24A-SR |  | 1400 kPa | 350 kPa
124693 | R3050-40-S4/SRF24A-SR | R3050-40-S4/SRF24A-SR | 26 | R3050-40-S4 | / | SRF24A-SR | Actuator with emergency control function | 1 | Scenario 2 |  | PPK¦SelectPro¦VDI3805¦Internet_EU | PPK SelectPro VDI3805 Internet_EU | PPK SelectPro VDI3805 Internet_EU | R3050-40-S4/SRF24A-SR |  | 1400 kPa | 350 kPa
124708 | R3050-58-S4+SRF24A-SR | R3050-58-S4+SRF24A-SR | 26 | R3050-58-S4 | + | SRF24A-SR | Actuator with emergency control function | 1 | Scenario 2 |  | PPK¦SelectPro¦VDI3805¦Internet_EU | PPK SelectPro VDI3805 Internet_EU | PPK SelectPro VDI3805 Internet_EU | R3050-58-S4+SRF24A-SR |  | 1400 kPa | 350 kPa
124709 | R3050-58-S4/SRF24A-SR | R3050-58-S4/SRF24A-SR | 26 | R3050-58-S4 | / | SRF24A-SR | Actuator with emergency control function | 1 | Scenario 2 |  | PPK¦SelectPro¦VDI3805¦Internet_EU | PPK SelectPro VDI3805 Internet_EU | PPK SelectPro VDI3805 Internet_EU | R3050-58-S4/SRF24A-SR |  | 1400 kPa | 350 kPa
124772 | R2032-16-S3+NRF24A-SR | R2032-16-S3+NRF24A-SR | 26 | R2032-16-S3 | + | NRF24A-SR | Actuator with emergency control function | 1 | Scenario 2 |  | PPK¦SelectPro¦VDI3805¦Internet_EU | PPK SelectPro VDI3805 Internet_EU | PPK SelectPro VDI3805 Internet_EU | R2032-16-S3+NRF24A-SR |  | 1400 kPa | 350 kPa
124773 | R2032-16-S3/NRF24A-SR | R2032-16-S3/NRF24A-SR | 26 | R2032-16-S3 | / | NRF24A-SR | Actuator with emergency control function | 1 | Scenario 2 |  | PPK¦SelectPro¦VDI3805¦Internet_EU | PPK SelectPro VDI3805 Internet_EU | PPK SelectPro VDI3805 Internet_EU | R2032-16-S3/NRF24A-SR |  | 1400 kPa | 350 kPa
124780 | R7040R16-B3+NRF24A-SR | R7040R16-B3+NRF24A-SR | 26 | R7040R16-B3 | + | NRF24A-SR | Actuator with emergency control function | 1 | Scenario 2 |  | PPK¦SelectPro¦VDI3805¦Internet_EU | PPK SelectPro VDI3805 Internet_EU | PPK SelectPro VDI3805 Internet_EU | R7040R16-B3+NRF24A-SR |  | 600 kPa | 100 kPa
124781 | R7040R16-B3/NRF24A-SR | R7040R16-B3/NRF24A-SR | 26 | R7040R16-B3 | / | NRF24A-SR | Actuator with emergency control function | 1 | Scenario 2 |  | PPK¦SelectPro¦VDI3805¦Internet_EU | PPK SelectPro VDI3805 Internet_EU | PPK SelectPro VDI3805 Internet_EU | R7040R16-B3/NRF24A-SR |  | 600 kPa | 100 kPa
124788 | R7050R25-B3+NRF24A-SR | R7050R25-B3+NRF24A-SR | 26 | R7050R25-B3 | + | NRF24A-SR | Actuator with emergency control function | 1 | Scenario 2 |  | PPK¦SelectPro¦VDI3805¦Internet_EU | PPK SelectPro VDI3805 Internet_EU | PPK SelectPro VDI3805 Internet_EU | R7050R25-B3+NRF24A-SR |  | 600 kPa | 100 kPa
124789 | R7050R25-B3/NRF24A-SR | R7050R25-B3/NRF24A-SR | 26 | R7050R25-B3 | / | NRF24A-SR | Actuator with emergency control function | 1 | Scenario 2 |  | PPK¦SelectPro¦VDI3805¦Internet_EU | PPK SelectPro VDI3805 Internet_EU | PPK SelectPro VDI3805 Internet_EU | R7050R25-B3/NRF24A-SR |  | 600 kPa | 100 kPa
124820 | R2040-16-S3+NRF24A-SR | R2040-16-S3+NRF24A-SR | 26 | R2040-16-S3 | + | NRF24A-SR | Actuator with emergency control function | 1 | Scenario 2 |  | PPK¦SelectPro¦VDI3805¦Internet_EU | PPK SelectPro VDI3805 Internet_EU | PPK SelectPro VDI3805 Internet_EU | R2040-16-S3+NRF24A-SR |  | 1400 kPa | 350 kPa
124821 | R2040-16-S3/NRF24A-SR | R2040-16-S3/NRF24A-SR | 26 | R2040-16-S3 | / | NRF24A-SR | Actuator with emergency control function | 1 | Scenario 2 |  | PPK¦SelectPro¦VDI3805¦Internet_EU | PPK SelectPro VDI3805 Internet_EU | PPK SelectPro VDI3805 Internet_EU | R2040-16-S3/NRF24A-SR |  | 1400 kPa | 350 kPa
124828 | R2040-25-S3+NRF24A-SR | R2040-25-S3+NRF24A-SR | 26 | R2040-25-S3 | + | NRF24A-SR | Actuator with emergency control function | 1 | Scenario 2 |  | PPK¦SelectPro¦VDI3805¦Internet_EU | PPK SelectPro VDI3805 Internet_EU | PPK SelectPro VDI3805 Internet_EU | R2040-25-S3+NRF24A-SR |  | 1400 kPa | 350 kPa
124829 | R2040-25-S3/NRF24A-SR | R2040-25-S3/NRF24A-SR | 26 | R2040-25-S3 | / | NRF24A-SR | Actuator with emergency control function | 1 | Scenario 2 |  | PPK¦SelectPro¦VDI3805¦Internet_EU | PPK SelectPro VDI3805 Internet_EU | PPK SelectPro VDI3805 Internet_EU | R2040-25-S3/NRF24A-SR |  | 1400 kPa | 350 kPa
125190 | R3032-16-S3+NRF24A-SR | R3032-16-S3+NRF24A-SR | 26 | R3032-16-S3 | + | NRF24A-SR | Actuator with emergency control function | 1 | Scenario 2 |  | PPK¦SelectPro¦VDI3805¦Internet_EU | PPK SelectPro VDI3805 Internet_EU | PPK SelectPro VDI3805 Internet_EU | R3032-16-S3+NRF24A-SR |  | 1400 kPa | 350 kPa
125191 | R3032-16-S3/NRF24A-SR | R3032-16-S3/NRF24A-SR | 26 | R3032-16-S3 | / | NRF24A-SR | Actuator with emergency control function | 1 | Scenario 2 |  | PPK¦SelectPro¦VDI3805¦Internet_EU | PPK SelectPro VDI3805 Internet_EU | PPK SelectPro VDI3805 Internet_EU | R3032-16-S3/NRF24A-SR |  | 1400 kPa | 350 kPa
125214 | R3040-16-S3+NRF24A-SR | R3040-16-S3+NRF24A-SR | 26 | R3040-16-S3 | + | NRF24A-SR | Actuator with emergency control function | 1 | Scenario 2 |  | PPK¦SelectPro¦VDI3805¦Internet_EU | PPK SelectPro VDI3805 Internet_EU | PPK SelectPro VDI3805 Internet_EU | R3040-16-S3+NRF24A-SR |  | 1400 kPa | 350 kPa
125215 | R3040-16-S3/NRF24A-SR | R3040-16-S3/NRF24A-SR | 26 | R3040-16-S3 | / | NRF24A-SR | Actuator with emergency control function | 1 | Scenario 2 |  | PPK¦SelectPro¦VDI3805¦Internet_EU | PPK SelectPro VDI3805 Internet_EU | PPK SelectPro VDI3805 Internet_EU | R3040-16-S3/NRF24A-SR |  | 1400 kPa | 350 kPa
125786 | R6032R16-B3+NRF24A-SR | R6032R16-B3+NRF24A-SR | 26 | R6032R16-B3 | + | NRF24A-SR | Actuator with emergency control function | 1 | Scenario 2 |  | PPK¦SelectPro¦VDI3805¦Internet_EU | PPK SelectPro VDI3805 Internet_EU | PPK SelectPro VDI3805 Internet_EU | R6032R16-B3+NRF24A-SR |  | 600 kPa | 100 kPa
125787 | R6032R16-B3/NRF24A-SR | R6032R16-B3/NRF24A-SR | 26 | R6032R16-B3 | / | NRF24A-SR | Actuator with emergency control function | 1 | Scenario 2 |  | PPK¦SelectPro¦VDI3805¦Internet_EU | PPK SelectPro VDI3805 Internet_EU | PPK SelectPro VDI3805 Internet_EU | R6032R16-B3/NRF24A-SR |  | 600 kPa | 100 kPa
126110 | R6065W63-S8+SRF24A-SR-5 | R6065W63-S8+SRF24A-SR-5 | 26 | R6065W63-S8 | + | SRF24A-SR-5 | Actuator with emergency control function | 1 | Scenario 2 |  | PPK¦SelectPro¦VDI3805¦Internet_EU | PPK SelectPro VDI3805 Internet_EU | PPK SelectPro VDI3805 Internet_EU | R6065W63-S8+SRF24A-SR-5 |  | 690 kPa | 400 kPa
126111 | R6065W63-S8/SRF24A-SR-5 | R6065W63-S8/SRF24A-SR-5 | 26 | R6065W63-S8 | / | SRF24A-SR-5 | Actuator with emergency control function | 1 | Scenario 2 |  | PPK¦SelectPro¦VDI3805¦Internet_EU | PPK SelectPro VDI3805 Internet_EU | PPK SelectPro VDI3805 Internet_EU | R6065W63-S8/SRF24A-SR-5 |  | 690 kPa | 400 kPa
126118 | R6080W100-S8+SRF24A-SR-5 | R6080W100-S8+SRF24A-SR-5 | 26 | R6080W100-S8 | + | SRF24A-SR-5 | Actuator with emergency control function | 1 | Scenario 2 |  | PPK¦SelectPro¦VDI3805¦Internet_EU | PPK SelectPro VDI3805 Internet_EU | PPK SelectPro VDI3805 Internet_EU | R6080W100-S8+SRF24A-SR-5 |  | 690 kPa | 400 kPa
126119 | R6080W100-S8/SRF24A-SR-5 | R6080W100-S8/SRF24A-SR-5 | 26 | R6080W100-S8 | / | SRF24A-SR-5 | Actuator with emergency control function | 1 | Scenario 2 |  | PPK¦SelectPro¦VDI3805¦Internet_EU | PPK SelectPro VDI3805 Internet_EU | PPK SelectPro VDI3805 Internet_EU | R6080W100-S8/SRF24A-SR-5 |  | 690 kPa | 400 kPa
126150 | R417D+LR230A | R417D+LR230A | 26 | R417D | + | LR230A | Standard actuator | 1 | Scenario 2 |  | PPK¦SelectPro¦VDI3805¦Internet_EU | PPK SelectPro VDI3805 Internet_EU | PPK SelectPro VDI3805 Internet_EU | R417D+LR230A |  | 1400 kPa | 400 kPa
126151 | R417D/LR230A | R417D/LR230A | 26 | R417D | / | LR230A | Standard actuator | 1 | Scenario 2 |  | PPK¦SelectPro¦VDI3805¦Internet_EU | PPK SelectPro VDI3805 Internet_EU | PPK SelectPro VDI3805 Internet_EU | R417D/LR230A |  | 1400 kPa | 400 kPa
126152 | R417D+LR230A-S | R417D+LR230A-S | 26 | R417D | + | LR230A-S | Standard actuator | 0 | Scenario 2 |  | PPK¦SelectPro¦VDI3805¦Internet_EU | PPK SelectPro VDI3805 Internet_EU | PPK SelectPro VDI3805 Internet_EU | R417D+LR230A-S |  | 1400 kPa | 400 kPa
126153 | R417D/LR230A-S | R417D/LR230A-S | 26 | R417D | / | LR230A-S | Standard actuator | 0 | Scenario 2 |  | PPK¦SelectPro¦VDI3805¦Internet_EU | PPK SelectPro VDI3805 Internet_EU | PPK SelectPro VDI3805 Internet_EU | R417D/LR230A-S |  | 1400 kPa | 400 kPa
126154 | R417D+LR24A | R417D+LR24A | 26 | R417D | + | LR24A | Standard actuator | 1 | Scenario 2 |  | PPK¦SelectPro¦VDI3805¦Internet_EU | PPK SelectPro VDI3805 Internet_EU | PPK SelectPro OEM VDI3805 Internet_EU | R417D+LR24A |  | 1400 kPa | 400 kPa
126155 | R417D/LR24A | R417D/LR24A | 26 | R417D | / | LR24A | Standard actuator | 1 | Scenario 2 |  | PPK¦SelectPro¦VDI3805¦Internet_EU | PPK SelectPro VDI3805 Internet_EU | PPK SelectPro OEM VDI3805 Internet_EU | R417D/LR24A |  | 1400 kPa | 400 kPa
126158 | R417D+LR24A-MP | R417D+LR24A-MP | 26 | R417D | + | LR24A-MP | Communicative actuator | 0 | Scenario 2 |  | PPK¦SelectPro¦VDI3805¦Internet_EU | PPK SelectPro VDI3805 Internet_EU | PPK SelectPro VDI3805 Internet_EU | R417D+LR24A-MP |  | 1400 kPa | 400 kPa
126159 | R417D/LR24A-MP | R417D/LR24A-MP | 26 | R417D | / | LR24A-MP | Communicative actuator | 0 | Scenario 2 |  | PPK¦SelectPro¦VDI3805¦Internet_EU | PPK SelectPro VDI3805 Internet_EU | PPK SelectPro VDI3805 Internet_EU | R417D/LR24A-MP |  | 1400 kPa | 400 kPa
126162 | R417D+LR24A-S | R417D+LR24A-S | 26 | R417D | + | LR24A-S | Standard actuator | 0 | Scenario 2 |  | PPK¦SelectPro¦VDI3805¦Internet_EU | PPK SelectPro VDI3805 Internet_EU | PPK SelectPro VDI3805 Internet_EU | R417D+LR24A-S |  | 1400 kPa | 400 kPa
126163 | R417D/LR24A-S | R417D/LR24A-S | 26 | R417D | / | LR24A-S | Standard actuator | 0 | Scenario 2 |  | PPK¦SelectPro¦VDI3805¦Internet_EU | PPK SelectPro VDI3805 Internet_EU | PPK SelectPro VDI3805 Internet_EU | R417D/LR24A-S |  | 1400 kPa | 400 kPa
126164 | R417D+LR24A-SR | R417D+LR24A-SR | 26 | R417D | + | LR24A-SR | Standard actuator | 1 | Scenario 2 |  | PPK¦SelectPro¦VDI3805¦Internet_EU | PPK SelectPro VDI3805 Internet_EU | PPK SelectPro VDI3805 Internet_EU | R417D+LR24A-SR |  | 1400 kPa | 400 kPa
126165 | R417D/LR24A-SR | R417D/LR24A-SR | 26 | R417D | / | LR24A-SR | Standard actuator | 1 | Scenario 2 |  | PPK¦SelectPro¦VDI3805¦Internet_EU | PPK SelectPro VDI3805 Internet_EU | PPK SelectPro VDI3805 Internet_EU | R417D/LR24A-SR |  | 1400 kPa | 400 kPa
126168 | R417D+LRC24A-SR | R417D+LRC24A-SR | 26 | R417D | + | LRC24A-SR | Fast runner | 1 | Scenario 2 |  | PPK¦SelectPro¦VDI3805¦Internet_EU | PPK SelectPro VDI3805 Internet_EU | PPK SelectPro VDI3805 Internet_EU | R417D+LRC24A-SR |  | 1400 kPa | 400 kPa
126169 | R417D/LRC24A-SR | R417D/LRC24A-SR | 26 | R417D | / | LRC24A-SR | Fast runner | 1 | Scenario 2 |  | PPK¦SelectPro¦VDI3805¦Internet_EU | PPK SelectPro VDI3805 Internet_EU | PPK SelectPro VDI3805 Internet_EU | R417D/LRC24A-SR |  | 1400 kPa | 400 kPa
126170 | R418D+LR230A | R418D+LR230A | 26 | R418D | + | LR230A | Standard actuator | 1 | Scenario 2 |  | PPK¦SelectPro¦VDI3805¦Internet_EU | PPK SelectPro VDI3805 Internet_EU | PPK SelectPro VDI3805 Internet_EU | R418D+LR230A |  | 1400 kPa | 400 kPa
126171 | R418D/LR230A | R418D/LR230A | 26 | R418D | / | LR230A | Standard actuator | 1 | Scenario 2 |  | PPK¦SelectPro¦VDI3805¦Internet_EU | PPK SelectPro VDI3805 Internet_EU | PPK SelectPro VDI3805 Internet_EU | R418D/LR230A |  | 1400 kPa | 400 kPa
126172 | R418D+LR230A-S | R418D+LR230A-S | 26 | R418D | + | LR230A-S | Standard actuator | 0 | Scenario 2 |  | PPK¦SelectPro¦VDI3805¦Internet_EU | PPK SelectPro VDI3805 Internet_EU | PPK SelectPro VDI3805 Internet_EU | R418D+LR230A-S |  | 1400 kPa | 400 kPa
126173 | R418D/LR230A-S | R418D/LR230A-S | 26 | R418D | / | LR230A-S | Standard actuator | 0 | Scenario 2 |  | PPK¦SelectPro¦VDI3805¦Internet_EU | PPK SelectPro VDI3805 Internet_EU | PPK SelectPro VDI3805 Internet_EU | R418D/LR230A-S |  | 1400 kPa | 400 kPa
126174 | R418D+LR24A | R418D+LR24A | 26 | R418D | + | LR24A | Standard actuator | 1 | Scenario 2 |  | PPK¦SelectPro¦VDI3805¦Internet_EU | PPK SelectPro VDI3805 Internet_EU | PPK SelectPro OEM VDI3805 Internet_EU | R418D+LR24A |  | 1400 kPa | 400 kPa
126175 | R418D/LR24A | R418D/LR24A | 26 | R418D | / | LR24A | Standard actuator | 1 | Scenario 2 |  | PPK¦SelectPro¦VDI3805¦Internet_EU | PPK SelectPro VDI3805 Internet_EU | PPK SelectPro OEM VDI3805 Internet_EU | R418D/LR24A |  | 1400 kPa | 400 kPa
126178 | R418D+LR24A-MP | R418D+LR24A-MP | 26 | R418D | + | LR24A-MP | Communicative actuator | 0 | Scenario 2 |  | PPK¦SelectPro¦VDI3805¦Internet_EU | PPK SelectPro VDI3805 Internet_EU | PPK SelectPro VDI3805 Internet_EU | R418D+LR24A-MP |  | 1400 kPa | 400 kPa
126179 | R418D/LR24A-MP | R418D/LR24A-MP | 26 | R418D | / | LR24A-MP | Communicative actuator | 0 | Scenario 2 |  | PPK¦SelectPro¦VDI3805¦Internet_EU | PPK SelectPro VDI3805 Internet_EU | PPK SelectPro VDI3805 Internet_EU | R418D/LR24A-MP |  | 1400 kPa | 400 kPa
126180 | R418D+LR24A-S | R418D+LR24A-S | 26 | R418D | + | LR24A-S | Standard actuator | 0 | Scenario 2 |  | PPK¦SelectPro¦VDI3805¦Internet_EU | PPK SelectPro VDI3805 Internet_EU | PPK SelectPro VDI3805 Internet_EU | R418D+LR24A-S |  | 1400 kPa | 400 kPa
126181 | R418D/LR24A-S | R418D/LR24A-S | 26 | R418D | / | LR24A-S | Standard actuator | 0 | Scenario 2 |  | PPK¦SelectPro¦VDI3805¦Internet_EU | PPK SelectPro VDI3805 Internet_EU | PPK SelectPro VDI3805 Internet_EU | R418D/LR24A-S |  | 1400 kPa | 400 kPa
126182 | R418D+LR24A-SR | R418D+LR24A-SR | 26 | R418D | + | LR24A-SR | Standard actuator | 1 | Scenario 2 |  | PPK¦SelectPro¦VDI3805¦Internet_EU | PPK SelectPro VDI3805 Internet_EU | PPK SelectPro VDI3805 Internet_EU | R418D+LR24A-SR |  | 1400 kPa | 400 kPa
126183 | R418D/LR24A-SR | R418D/LR24A-SR | 26 | R418D | / | LR24A-SR | Standard actuator | 1 | Scenario 2 |  | PPK¦SelectPro¦VDI3805¦Internet_EU | PPK SelectPro VDI3805 Internet_EU | PPK SelectPro VDI3805 Internet_EU | R418D/LR24A-SR |  | 1400 kPa | 400 kPa
126186 | R418D+LRC24A-SR | R418D+LRC24A-SR | 26 | R418D | + | LRC24A-SR | Fast runner | 1 | Scenario 2 |  | PPK¦SelectPro¦VDI3805¦Internet_EU | PPK SelectPro VDI3805 Internet_EU | PPK SelectPro VDI3805 Internet_EU | R418D+LRC24A-SR |  | 1400 kPa | 400 kPa
126187 | R418D/LRC24A-SR | R418D/LRC24A-SR | 26 | R418D | / | LRC24A-SR | Fast runner | 1 | Scenario 2 |  | PPK¦SelectPro¦VDI3805¦Internet_EU | PPK SelectPro VDI3805 Internet_EU | PPK SelectPro VDI3805 Internet_EU | R418D/LRC24A-SR |  | 1400 kPa | 400 kPa
126188 | R419D+LR230A | R419D+LR230A | 26 | R419D | + | LR230A | Standard actuator | 1 | Scenario 2 |  | PPK¦SelectPro¦VDI3805¦Internet_EU | PPK SelectPro VDI3805 Internet_EU | PPK SelectPro VDI3805 Internet_EU | R419D+LR230A |  | 1400 kPa | 400 kPa
126189 | R419D/LR230A | R419D/LR230A | 26 | R419D | / | LR230A | Standard actuator | 1 | Scenario 2 |  | PPK¦SelectPro¦VDI3805¦Internet_EU | PPK SelectPro VDI3805 Internet_EU | PPK SelectPro VDI3805 Internet_EU | R419D/LR230A |  | 1400 kPa | 400 kPa
126192 | R419D+LR230A-S | R419D+LR230A-S | 26 | R419D | + | LR230A-S | Standard actuator | 0 | Scenario 2 |  | PPK¦SelectPro¦VDI3805¦Internet_EU | PPK SelectPro VDI3805 Internet_EU | PPK SelectPro VDI3805 Internet_EU | R419D+LR230A-S |  | 1400 kPa | 400 kPa
126193 | R419D/LR230A-S | R419D/LR230A-S | 26 | R419D | / | LR230A-S | Standard actuator | 0 | Scenario 2 |  | PPK¦SelectPro¦VDI3805¦Internet_EU | PPK SelectPro VDI3805 Internet_EU | PPK SelectPro VDI3805 Internet_EU | R419D/LR230A-S |  | 1400 kPa | 400 kPa
126194 | R419D+LR24A | R419D+LR24A | 26 | R419D | + | LR24A | Standard actuator | 1 | Scenario 2 |  | PPK¦SelectPro¦VDI3805¦Internet_EU | PPK SelectPro VDI3805 Internet_EU | PPK SelectPro OEM VDI3805 Internet_EU | R419D+LR24A |  | 1400 kPa | 400 kPa
126195 | R419D/LR24A | R419D/LR24A | 26 | R419D | / | LR24A | Standard actuator | 1 | Scenario 2 |  | PPK¦SelectPro¦VDI3805¦Internet_EU | PPK SelectPro VDI3805 Internet_EU | PPK SelectPro OEM VDI3805 Internet_EU | R419D/LR24A |  | 1400 kPa | 400 kPa
126198 | R419D+LR24A-MP | R419D+LR24A-MP | 26 | R419D | + | LR24A-MP | Communicative actuator | 0 | Scenario 2 |  | PPK¦SelectPro¦VDI3805¦Internet_EU | PPK SelectPro VDI3805 Internet_EU | PPK SelectPro VDI3805 Internet_EU | R419D+LR24A-MP |  | 1400 kPa | 400 kPa
126199 | R419D/LR24A-MP | R419D/LR24A-MP | 26 | R419D | / | LR24A-MP | Communicative actuator | 0 | Scenario 2 |  | PPK¦SelectPro¦VDI3805¦Internet_EU | PPK SelectPro VDI3805 Internet_EU | PPK SelectPro VDI3805 Internet_EU | R419D/LR24A-MP |  | 1400 kPa | 400 kPa
126200 | R419D+LR24A-S | R419D+LR24A-S | 26 | R419D | + | LR24A-S | Standard actuator | 0 | Scenario 2 |  | PPK¦SelectPro¦VDI3805¦Internet_EU | PPK SelectPro VDI3805 Internet_EU | PPK SelectPro VDI3805 Internet_EU | R419D+LR24A-S |  | 1400 kPa | 400 kPa
126201 | R419D/LR24A-S | R419D/LR24A-S | 26 | R419D | / | LR24A-S | Standard actuator | 0 | Scenario 2 |  | PPK¦SelectPro¦VDI3805¦Internet_EU | PPK SelectPro VDI3805 Internet_EU | PPK SelectPro VDI3805 Internet_EU | R419D/LR24A-S |  | 1400 kPa | 400 kPa
126202 | R419D+LR24A-SR | R419D+LR24A-SR | 26 | R419D | + | LR24A-SR | Standard actuator | 1 | Scenario 2 |  | PPK¦SelectPro¦VDI3805¦Internet_EU | PPK SelectPro VDI3805 Internet_EU | PPK SelectPro VDI3805 Internet_EU | R419D+LR24A-SR |  | 1400 kPa | 400 kPa
126203 | R419D/LR24A-SR | R419D/LR24A-SR | 26 | R419D | / | LR24A-SR | Standard actuator | 1 | Scenario 2 |  | PPK¦SelectPro¦VDI3805¦Internet_EU | PPK SelectPro VDI3805 Internet_EU | PPK SelectPro VDI3805 Internet_EU | R419D/LR24A-SR |  | 1400 kPa | 400 kPa
126206 | R419D+LRC24A-SR | R419D+LRC24A-SR | 26 | R419D | + | LRC24A-SR | Fast runner | 1 | Scenario 2 |  | PPK¦SelectPro¦VDI3805¦Internet_EU | PPK SelectPro VDI3805 Internet_EU | PPK SelectPro VDI3805 Internet_EU | R419D+LRC24A-SR |  | 1400 kPa | 400 kPa
126207 | R419D/LRC24A-SR | R419D/LRC24A-SR | 26 | R419D | / | LRC24A-SR | Fast runner | 1 | Scenario 2 |  | PPK¦SelectPro¦VDI3805¦Internet_EU | PPK SelectPro VDI3805 Internet_EU | PPK SelectPro VDI3805 Internet_EU | R419D/LRC24A-SR |  | 1400 kPa | 400 kPa
126620 | R413D+LR230A | R413D+LR230A | 26 | R413D | + | LR230A | Standard actuator | 1 | Scenario 2 |  | PPK¦SelectPro¦VDI3805¦Internet_EU | PPK SelectPro VDI3805 Internet_EU | PPK SelectPro VDI3805 Internet_EU | R413D+LR230A |  | 1400 kPa | 400 kPa
126621 | R413D/LR230A | R413D/LR230A | 26 | R413D | / | LR230A | Standard actuator | 1 | Scenario 2 |  | PPK¦SelectPro¦VDI3805¦Internet_EU | PPK SelectPro VDI3805 Internet_EU | PPK SelectPro VDI3805 Internet_EU | R413D/LR230A |  | 1400 kPa | 400 kPa
126622 | R413D+LR230A-S | R413D+LR230A-S | 26 | R413D | + | LR230A-S | Standard actuator | 0 | Scenario 2 |  | PPK¦SelectPro¦VDI3805¦Internet_EU | PPK SelectPro VDI3805 Internet_EU | PPK SelectPro VDI3805 Internet_EU | R413D+LR230A-S |  | 1400 kPa | 400 kPa
126623 | R413D/LR230A-S | R413D/LR230A-S | 26 | R413D | / | LR230A-S | Standard actuator | 0 | Scenario 2 |  | PPK¦SelectPro¦VDI3805¦Internet_EU | PPK SelectPro VDI3805 Internet_EU | PPK SelectPro VDI3805 Internet_EU | R413D/LR230A-S |  | 1400 kPa | 400 kPa
126624 | R414D+LR24A-SR | R414D+LR24A-SR | 26 | R414D | + | LR24A-SR | Standard actuator | 1 | Scenario 2 |  | PPK¦SelectPro¦VDI3805¦Internet_EU | PPK SelectPro VDI3805 Internet_EU | PPK SelectPro VDI3805 Internet_EU | R414D+LR24A-SR |  | 1400 kPa | 400 kPa
126625 | R414D/LR24A-SR | R414D/LR24A-SR | 26 | R414D | / | LR24A-SR | Standard actuator | 1 | Scenario 2 |  | PPK¦SelectPro¦VDI3805¦Internet_EU | PPK SelectPro VDI3805 Internet_EU | PPK SelectPro VDI3805 Internet_EU | R414D/LR24A-SR |  | 1400 kPa | 400 kPa
126626 | R413D+LR24A | R413D+LR24A | 26 | R413D | + | LR24A | Standard actuator | 1 | Scenario 2 |  | PPK¦SelectPro¦VDI3805¦Internet_EU | PPK SelectPro VDI3805 Internet_EU | PPK SelectPro OEM VDI3805 Internet_EU | R413D+LR24A |  | 1400 kPa | 400 kPa
126627 | R413D/LR24A | R413D/LR24A | 26 | R413D | / | LR24A | Standard actuator | 1 | Scenario 2 |  | PPK¦SelectPro¦VDI3805¦Internet_EU | PPK SelectPro VDI3805 Internet_EU | PPK SelectPro OEM VDI3805 Internet_EU | R413D/LR24A |  | 1400 kPa | 400 kPa
126632 | R413D+LR24A-MP | R413D+LR24A-MP | 26 | R413D | + | LR24A-MP | Communicative actuator | 0 | Scenario 2 |  | PPK¦SelectPro¦VDI3805¦Internet_EU | PPK SelectPro VDI3805 Internet_EU | PPK SelectPro VDI3805 Internet_EU | R413D+LR24A-MP |  | 1400 kPa | 400 kPa
126633 | R413D/LR24A-MP | R413D/LR24A-MP | 26 | R413D | / | LR24A-MP | Communicative actuator | 0 | Scenario 2 |  | PPK¦SelectPro¦VDI3805¦Internet_EU | PPK SelectPro VDI3805 Internet_EU | PPK SelectPro VDI3805 Internet_EU | R413D/LR24A-MP |  | 1400 kPa | 400 kPa
126634 | R414D+LRC24A-SR | R414D+LRC24A-SR | 26 | R414D | + | LRC24A-SR | Fast runner | 1 | Scenario 2 |  | PPK¦SelectPro¦VDI3805¦Internet_EU | PPK SelectPro VDI3805 Internet_EU | PPK SelectPro VDI3805 Internet_EU | R414D+LRC24A-SR |  | 1400 kPa | 400 kPa
126635 | R414D/LRC24A-SR | R414D/LRC24A-SR | 26 | R414D | / | LRC24A-SR | Fast runner | 1 | Scenario 2 |  | PPK¦SelectPro¦VDI3805¦Internet_EU | PPK SelectPro VDI3805 Internet_EU | PPK SelectPro VDI3805 Internet_EU | R414D/LRC24A-SR |  | 1400 kPa | 400 kPa
126636 | R413D+LR24A-S | R413D+LR24A-S | 26 | R413D | + | LR24A-S | Standard actuator | 0 | Scenario 2 |  | PPK¦SelectPro¦VDI3805¦Internet_EU | PPK SelectPro VDI3805 Internet_EU | PPK SelectPro VDI3805 Internet_EU | R413D+LR24A-S |  | 1400 kPa | 400 kPa
126637 | R413D/LR24A-S | R413D/LR24A-S | 26 | R413D | / | LR24A-S | Standard actuator | 0 | Scenario 2 |  | PPK¦SelectPro¦VDI3805¦Internet_EU | PPK SelectPro VDI3805 Internet_EU | PPK SelectPro VDI3805 Internet_EU | R413D/LR24A-S |  | 1400 kPa | 400 kPa
126638 | R413D+LR24A-SR | R413D+LR24A-SR | 26 | R413D | + | LR24A-SR | Standard actuator | 1 | Scenario 2 |  | PPK¦SelectPro¦VDI3805¦Internet_EU | PPK SelectPro VDI3805 Internet_EU | PPK SelectPro VDI3805 Internet_EU | R413D+LR24A-SR |  | 1400 kPa | 400 kPa
126639 | R413D/LR24A-SR | R413D/LR24A-SR | 26 | R413D | / | LR24A-SR | Standard actuator | 1 | Scenario 2 |  | PPK¦SelectPro¦VDI3805¦Internet_EU | PPK SelectPro VDI3805 Internet_EU | PPK SelectPro VDI3805 Internet_EU | R413D/LR24A-SR |  | 1400 kPa | 400 kPa
126644 | R413D+LRC24A-SR | R413D+LRC24A-SR | 26 | R413D | + | LRC24A-SR | Fast runner | 1 | Scenario 2 |  | PPK¦SelectPro¦VDI3805¦Internet_EU | PPK SelectPro VDI3805 Internet_EU | PPK SelectPro VDI3805 Internet_EU | R413D+LRC24A-SR |  | 1400 kPa | 400 kPa
126645 | R413D/LRC24A-SR | R413D/LRC24A-SR | 26 | R413D | / | LRC24A-SR | Fast runner | 1 | Scenario 2 |  | PPK¦SelectPro¦VDI3805¦Internet_EU | PPK SelectPro VDI3805 Internet_EU | PPK SelectPro VDI3805 Internet_EU | R413D/LRC24A-SR |  | 1400 kPa | 400 kPa
126648 | R414D+LR230A | R414D+LR230A | 26 | R414D | + | LR230A | Standard actuator | 1 | Scenario 2 |  | PPK¦SelectPro¦VDI3805¦Internet_EU | PPK SelectPro VDI3805 Internet_EU | PPK SelectPro VDI3805 Internet_EU | R414D+LR230A |  | 1400 kPa | 400 kPa
126649 | R414D/LR230A | R414D/LR230A | 26 | R414D | / | LR230A | Standard actuator | 1 | Scenario 2 |  | PPK¦SelectPro¦VDI3805¦Internet_EU | PPK SelectPro VDI3805 Internet_EU | PPK SelectPro VDI3805 Internet_EU | R414D/LR230A |  | 1400 kPa | 400 kPa
126650 | R414D+LR230A-S | R414D+LR230A-S | 26 | R414D | + | LR230A-S | Standard actuator | 0 | Scenario 2 |  | PPK¦SelectPro¦VDI3805¦Internet_EU | PPK SelectPro VDI3805 Internet_EU | PPK SelectPro VDI3805 Internet_EU | R414D+LR230A-S |  | 1400 kPa | 400 kPa
126651 | R414D/LR230A-S | R414D/LR230A-S | 26 | R414D | / | LR230A-S | Standard actuator | 0 | Scenario 2 |  | PPK¦SelectPro¦VDI3805¦Internet_EU | PPK SelectPro VDI3805 Internet_EU | PPK SelectPro VDI3805 Internet_EU | R414D/LR230A-S |  | 1400 kPa | 400 kPa
126654 | R414D+LR24A | R414D+LR24A | 26 | R414D | + | LR24A | Standard actuator | 1 | Scenario 2 |  | PPK¦SelectPro¦VDI3805¦Internet_EU | PPK SelectPro VDI3805 Internet_EU | PPK SelectPro OEM VDI3805 Internet_EU | R414D+LR24A |  | 1400 kPa | 400 kPa
126655 | R414D/LR24A | R414D/LR24A | 26 | R414D | / | LR24A | Standard actuator | 1 | Scenario 2 |  | PPK¦SelectPro¦VDI3805¦Internet_EU | PPK SelectPro VDI3805 Internet_EU | PPK SelectPro OEM VDI3805 Internet_EU | R414D/LR24A |  | 1400 kPa | 400 kPa
126660 | R414D+LR24A-MP | R414D+LR24A-MP | 26 | R414D | + | LR24A-MP | Communicative actuator | 0 | Scenario 2 |  | PPK¦SelectPro¦VDI3805¦Internet_EU | PPK SelectPro VDI3805 Internet_EU | PPK SelectPro VDI3805 Internet_EU | R414D+LR24A-MP |  | 1400 kPa | 400 kPa
126661 | R414D/LR24A-MP | R414D/LR24A-MP | 26 | R414D | / | LR24A-MP | Communicative actuator | 0 | Scenario 2 |  | PPK¦SelectPro¦VDI3805¦Internet_EU | PPK SelectPro VDI3805 Internet_EU | PPK SelectPro VDI3805 Internet_EU | R414D/LR24A-MP |  | 1400 kPa | 400 kPa
126664 | R414D+LR24A-S | R414D+LR24A-S | 26 | R414D | + | LR24A-S | Standard actuator | 0 | Scenario 2 |  | PPK¦SelectPro¦VDI3805¦Internet_EU | PPK SelectPro VDI3805 Internet_EU | PPK SelectPro VDI3805 Internet_EU | R414D+LR24A-S |  | 1400 kPa | 400 kPa
126665 | R414D/LR24A-S | R414D/LR24A-S | 26 | R414D | / | LR24A-S | Standard actuator | 0 | Scenario 2 |  | PPK¦SelectPro¦VDI3805¦Internet_EU | PPK SelectPro VDI3805 Internet_EU | PPK SelectPro VDI3805 Internet_EU | R414D/LR24A-S |  | 1400 kPa | 400 kPa
127581 | D625NL+SR230A-5 | D625NL+SR230A-5 | 26 | D625NL | + | SR230A-5 | Standard actuator | 1 | Scenario 1 |  | PPK¦SelectPro¦VDI3805¦Internet_EU | PPK SelectPro VDI3805 Internet_EU | PPK SelectPro VDI3805 Internet_EU | D625NL+SR230A-5 |  | 1200 kPa | 1.6 kPa
127582 | D625NL/SR230A-5 | D625NL/SR230A-5 | 26 | D625NL | / | SR230A-5 | Standard actuator | 1 | Scenario 1 |  | PPK¦SelectPro¦VDI3805¦Internet_EU | PPK SelectPro VDI3805 Internet_EU | PPK SelectPro VDI3805 Internet_EU | D625NL/SR230A-5 |  | 1200 kPa | 1.6 kPa
127583 | D625NL+SR230A-SR-5 | D625NL+SR230A-SR-5 | 26 | D625NL | + | SR230A-SR-5 | Standard actuator | 0 | Scenario 2 |  | PPK¦SelectPro¦VDI3805¦Internet_EU | PPK SelectPro VDI3805 Internet_EU | PPK SelectPro VDI3805 Internet_EU | D625NL+SR230A-SR-5 |  | 1200 kPa | 1.6 kPa
127584 | D625NL/SR230A-SR-5 | D625NL/SR230A-SR-5 | 26 | D625NL | / | SR230A-SR-5 | Standard actuator | 0 | Scenario 2 |  | PPK¦SelectPro¦VDI3805¦Internet_EU | PPK SelectPro VDI3805 Internet_EU | PPK SelectPro VDI3805 Internet_EU | D625NL/SR230A-SR-5 |  | 1200 kPa | 1.6 kPa
127587 | D625NL+SR24A-5 | D625NL+SR24A-5 | 26 | D625NL | + | SR24A-5 | Standard actuator | 1 | Scenario 1 |  | PPK¦SelectPro¦VDI3805¦Internet_EU | PPK SelectPro VDI3805 Internet_EU | PPK SelectPro VDI3805 Internet_EU | D625NL+SR24A-5 |  | 1200 kPa | 1.6 kPa
127588 | D625NL/SR24A-5 | D625NL/SR24A-5 | 26 | D625NL | / | SR24A-5 | Standard actuator | 1 | Scenario 1 |  | PPK¦SelectPro¦VDI3805¦Internet_EU | PPK SelectPro VDI3805 Internet_EU | PPK SelectPro VDI3805 Internet_EU | D625NL/SR24A-5 |  | 1200 kPa | 1.6 kPa
127591 | D625NL+SR24A-MP-5 | D625NL+SR24A-MP-5 | 26 | D625NL | + | SR24A-MP-5 | Communicative actuator | 0 | Scenario 1¦Scenario 2 |  | PPK¦SelectPro¦VDI3805¦Internet_EU | PPK SelectPro VDI3805 Internet_EU | PPK SelectPro VDI3805 Internet_EU | D625NL+SR24A-MP-5 |  | 1200 kPa | 1.6 kPa
127592 | D625NL/SR24A-MP-5 | D625NL/SR24A-MP-5 | 26 | D625NL | / | SR24A-MP-5 | Communicative actuator | 0 | Scenario 1¦Scenario 2 |  | PPK¦SelectPro¦VDI3805¦Internet_EU | PPK SelectPro VDI3805 Internet_EU | PPK SelectPro VDI3805 Internet_EU | D625NL/SR24A-MP-5 |  | 1200 kPa | 1.6 kPa
127593 | D625NL+SR24A-SR-5 | D625NL+SR24A-SR-5 | 26 | D625NL | + | SR24A-SR-5 | Standard actuator | 0 | Scenario 2 |  | PPK¦SelectPro¦VDI3805¦Internet_EU | PPK SelectPro VDI3805 Internet_EU | PPK SelectPro VDI3805 Internet_EU | D625NL+SR24A-SR-5 |  | 1200 kPa | 1.6 kPa
127594 | D625NL/SR24A-SR-5 | D625NL/SR24A-SR-5 | 26 | D625NL | / | SR24A-SR-5 | Standard actuator | 0 | Scenario 2 |  | PPK¦SelectPro¦VDI3805¦Internet_EU | PPK SelectPro VDI3805 Internet_EU | PPK SelectPro VDI3805 Internet_EU | D625NL/SR24A-SR-5 |  | 1200 kPa | 1.6 kPa
127599 | D625NL+SRC24A-SR-5 | D625NL+SRC24A-SR-5 | 26 | D625NL | + | SRC24A-SR-5 | Fast runner | 0 | Scenario 2 |  | PPK¦SelectPro¦VDI3805¦Internet_EU | PPK SelectPro VDI3805 Internet_EU | PPK SelectPro VDI3805 Internet_EU | D625NL+SRC24A-SR-5 |  | 1200 kPa | 1.6 kPa
127600 | D625NL/SRC24A-SR-5 | D625NL/SRC24A-SR-5 | 26 | D625NL | / | SRC24A-SR-5 | Fast runner | 0 | Scenario 2 |  | PPK¦SelectPro¦VDI3805¦Internet_EU | PPK SelectPro VDI3805 Internet_EU | PPK SelectPro VDI3805 Internet_EU | D625NL/SRC24A-SR-5 |  | 1200 kPa | 1.6 kPa
127617 | D625NL+SRF24A-SR-5 | D625NL+SRF24A-SR-5 | 26 | D625NL | + | SRF24A-SR-5 | Actuator with emergency control function | 0 | Scenario 2 |  | PPK¦SelectPro¦VDI3805¦Internet_EU | PPK SelectPro VDI3805 Internet_EU | PPK SelectPro VDI3805 Internet_EU | D625NL+SRF24A-SR-5 |  | 1200 kPa | 1.6 kPa
127618 | D625NL/SRF24A-SR-5 | D625NL/SRF24A-SR-5 | 26 | D625NL | / | SRF24A-SR-5 | Actuator with emergency control function | 0 | Scenario 2 |  | PPK¦SelectPro¦VDI3805¦Internet_EU | PPK SelectPro VDI3805 Internet_EU | PPK SelectPro VDI3805 Internet_EU | D625NL/SRF24A-SR-5 |  | 1200 kPa | 1.6 kPa
127647 | D632NL+SR230A-5 | D632NL+SR230A-5 | 26 | D632NL | + | SR230A-5 | Standard actuator | 1 | Scenario 1 |  | PPK¦SelectPro¦VDI3805¦Internet_EU | PPK SelectPro VDI3805 Internet_EU | PPK SelectPro VDI3805 Internet_EU | D632NL+SR230A-5 |  | 1200 kPa | 2.5 kPa
127648 | D632NL/SR230A-5 | D632NL/SR230A-5 | 26 | D632NL | / | SR230A-5 | Standard actuator | 1 | Scenario 1 |  | PPK¦SelectPro¦VDI3805¦Internet_EU | PPK SelectPro VDI3805 Internet_EU | PPK SelectPro VDI3805 Internet_EU | D632NL/SR230A-5 |  | 1200 kPa | 2.5 kPa
127649 | D632NL+SR230A-SR-5 | D632NL+SR230A-SR-5 | 26 | D632NL | + | SR230A-SR-5 | Standard actuator | 0 | Scenario 2 |  | PPK¦SelectPro¦VDI3805¦Internet_EU | PPK SelectPro VDI3805 Internet_EU | PPK SelectPro VDI3805 Internet_EU | D632NL+SR230A-SR-5 |  | 1200 kPa | 2.5 kPa
127650 | D632NL/SR230A-SR-5 | D632NL/SR230A-SR-5 | 26 | D632NL | / | SR230A-SR-5 | Standard actuator | 0 | Scenario 2 |  | PPK¦SelectPro¦VDI3805¦Internet_EU | PPK SelectPro VDI3805 Internet_EU | PPK SelectPro VDI3805 Internet_EU | D632NL/SR230A-SR-5 |  | 1200 kPa | 2.5 kPa
127653 | D632NL+SR24A-5 | D632NL+SR24A-5 | 26 | D632NL | + | SR24A-5 | Standard actuator | 1 | Scenario 1 |  | PPK¦SelectPro¦VDI3805¦Internet_EU | PPK SelectPro VDI3805 Internet_EU | PPK SelectPro VDI3805 Internet_EU | D632NL+SR24A-5 |  | 1200 kPa | 2.5 kPa
127654 | D632NL/SR24A-5 | D632NL/SR24A-5 | 26 | D632NL | / | SR24A-5 | Standard actuator | 1 | Scenario 1 |  | PPK¦SelectPro¦VDI3805¦Internet_EU | PPK SelectPro VDI3805 Internet_EU | PPK SelectPro VDI3805 Internet_EU | D632NL/SR24A-5 |  | 1200 kPa | 2.5 kPa
127657 | D632NL+SR24A-MP-5 | D632NL+SR24A-MP-5 | 26 | D632NL | + | SR24A-MP-5 | Communicative actuator | 0 | Scenario 1¦Scenario 2 |  | PPK¦SelectPro¦VDI3805¦Internet_EU | PPK SelectPro VDI3805 Internet_EU | PPK SelectPro VDI3805 Internet_EU | D632NL+SR24A-MP-5 |  | 1200 kPa | 2.5 kPa
127658 | D632NL/SR24A-MP-5 | D632NL/SR24A-MP-5 | 26 | D632NL | / | SR24A-MP-5 | Communicative actuator | 0 | Scenario 1¦Scenario 2 |  | PPK¦SelectPro¦VDI3805¦Internet_EU | PPK SelectPro VDI3805 Internet_EU | PPK SelectPro VDI3805 Internet_EU | D632NL/SR24A-MP-5 |  | 1200 kPa | 2.5 kPa
127659 | D632NL+SR24A-SR-5 | D632NL+SR24A-SR-5 | 26 | D632NL | + | SR24A-SR-5 | Standard actuator | 0 | Scenario 2 |  | PPK¦SelectPro¦VDI3805¦Internet_EU | PPK SelectPro VDI3805 Internet_EU | PPK SelectPro VDI3805 Internet_EU | D632NL+SR24A-SR-5 |  | 1200 kPa | 2.5 kPa
127660 | D632NL/SR24A-SR-5 | D632NL/SR24A-SR-5 | 26 | D632NL | / | SR24A-SR-5 | Standard actuator | 0 | Scenario 2 |  | PPK¦SelectPro¦VDI3805¦Internet_EU | PPK SelectPro VDI3805 Internet_EU | PPK SelectPro VDI3805 Internet_EU | D632NL/SR24A-SR-5 |  | 1200 kPa | 2.5 kPa
127665 | D632NL+SRC24A-SR-5 | D632NL+SRC24A-SR-5 | 26 | D632NL | + | SRC24A-SR-5 | Fast runner | 0 | Scenario 2 |  | PPK¦SelectPro¦VDI3805¦Internet_EU | PPK SelectPro VDI3805 Internet_EU | PPK SelectPro VDI3805 Internet_EU | D632NL+SRC24A-SR-5 |  | 1200 kPa | 2.5 kPa
127666 | D632NL/SRC24A-SR-5 | D632NL/SRC24A-SR-5 | 26 | D632NL | / | SRC24A-SR-5 | Fast runner | 0 | Scenario 2 |  | PPK¦SelectPro¦VDI3805¦Internet_EU | PPK SelectPro VDI3805 Internet_EU | PPK SelectPro VDI3805 Internet_EU | D632NL/SRC24A-SR-5 |  | 1200 kPa | 2.5 kPa
127683 | D632NL+SRF24A-SR-5 | D632NL+SRF24A-SR-5 | 26 | D632NL | + | SRF24A-SR-5 | Actuator with emergency control function | 0 | Scenario 2 |  | PPK¦SelectPro¦VDI3805¦Internet_EU | PPK SelectPro VDI3805 Internet_EU | PPK SelectPro VDI3805 Internet_EU | D632NL+SRF24A-SR-5 |  | 1200 kPa | 2.5 kPa
127684 | D632NL/SRF24A-SR-5 | D632NL/SRF24A-SR-5 | 26 | D632NL | / | SRF24A-SR-5 | Actuator with emergency control function | 0 | Scenario 2 |  | PPK¦SelectPro¦VDI3805¦Internet_EU | PPK SelectPro VDI3805 Internet_EU | PPK SelectPro VDI3805 Internet_EU | D632NL/SRF24A-SR-5 |  | 1200 kPa | 2.5 kPa
127713 | D640NL+SR230A-5 | D640NL+SR230A-5 | 26 | D640NL | + | SR230A-5 | Standard actuator | 1 | Scenario 1 |  | PPK¦SelectPro¦VDI3805¦Internet_EU | PPK SelectPro VDI3805 Internet_EU | PPK SelectPro VDI3805 Internet_EU | D640NL+SR230A-5 |  | 1200 kPa | 3.4 kPa
127714 | D640NL/SR230A-5 | D640NL/SR230A-5 | 26 | D640NL | / | SR230A-5 | Standard actuator | 1 | Scenario 1 |  | PPK¦SelectPro¦VDI3805¦Internet_EU | PPK SelectPro VDI3805 Internet_EU | PPK SelectPro VDI3805 Internet_EU | D640NL/SR230A-5 |  | 1200 kPa | 3.4 kPa
127715 | D640NL+SR230A-SR-5 | D640NL+SR230A-SR-5 | 26 | D640NL | + | SR230A-SR-5 | Standard actuator | 0 | Scenario 2 |  | PPK¦SelectPro¦VDI3805¦Internet_EU | PPK SelectPro VDI3805 Internet_EU | PPK SelectPro VDI3805 Internet_EU | D640NL+SR230A-SR-5 |  | 1200 kPa | 3.4 kPa
127716 | D640NL/SR230A-SR-5 | D640NL/SR230A-SR-5 | 26 | D640NL | / | SR230A-SR-5 | Standard actuator | 0 | Scenario 2 |  | PPK¦SelectPro¦VDI3805¦Internet_EU | PPK SelectPro VDI3805 Internet_EU | PPK SelectPro VDI3805 Internet_EU | D640NL/SR230A-SR-5 |  | 1200 kPa | 3.4 kPa
127719 | D640NL+SR24A-5 | D640NL+SR24A-5 | 26 | D640NL | + | SR24A-5 | Standard actuator | 1 | Scenario 1 |  | PPK¦SelectPro¦VDI3805¦Internet_EU | PPK SelectPro VDI3805 Internet_EU | PPK SelectPro VDI3805 Internet_EU | D640NL+SR24A-5 |  | 1200 kPa | 3.4 kPa
127720 | D640NL/SR24A-5 | D640NL/SR24A-5 | 26 | D640NL | / | SR24A-5 | Standard actuator | 1 | Scenario 1 |  | PPK¦SelectPro¦VDI3805¦Internet_EU | PPK SelectPro VDI3805 Internet_EU | PPK SelectPro VDI3805 Internet_EU | D640NL/SR24A-5 |  | 1200 kPa | 3.4 kPa
127723 | D640NL+SR24A-MP-5 | D640NL+SR24A-MP-5 | 26 | D640NL | + | SR24A-MP-5 | Communicative actuator | 0 | Scenario 1¦Scenario 2 |  | PPK¦SelectPro¦VDI3805¦Internet_EU | PPK SelectPro VDI3805 Internet_EU | PPK SelectPro VDI3805 Internet_EU | D640NL+SR24A-MP-5 |  | 1200 kPa | 3.4 kPa
127724 | D640NL/SR24A-MP-5 | D640NL/SR24A-MP-5 | 26 | D640NL | / | SR24A-MP-5 | Communicative actuator | 0 | Scenario 1¦Scenario 2 |  | PPK¦SelectPro¦VDI3805¦Internet_EU | PPK SelectPro VDI3805 Internet_EU | PPK SelectPro VDI3805 Internet_EU | D640NL/SR24A-MP-5 |  | 1200 kPa | 3.4 kPa
127725 | D640NL+SR24A-SR-5 | D640NL+SR24A-SR-5 | 26 | D640NL | + | SR24A-SR-5 | Standard actuator | 0 | Scenario 2 |  | PPK¦SelectPro¦VDI3805¦Internet_EU | PPK SelectPro VDI3805 Internet_EU | PPK SelectPro VDI3805 Internet_EU | D640NL+SR24A-SR-5 |  | 1200 kPa | 3.4 kPa
127726 | D640NL/SR24A-SR-5 | D640NL/SR24A-SR-5 | 26 | D640NL | / | SR24A-SR-5 | Standard actuator | 0 | Scenario 2 |  | PPK¦SelectPro¦VDI3805¦Internet_EU | PPK SelectPro VDI3805 Internet_EU | PPK SelectPro VDI3805 Internet_EU | D640NL/SR24A-SR-5 |  | 1200 kPa | 3.4 kPa
127731 | D640NL+SRC24A-SR-5 | D640NL+SRC24A-SR-5 | 26 | D640NL | + | SRC24A-SR-5 | Fast runner | 0 | Scenario 2 |  | PPK¦SelectPro¦VDI3805¦Internet_EU | PPK SelectPro VDI3805 Internet_EU | PPK SelectPro VDI3805 Internet_EU | D640NL+SRC24A-SR-5 |  | 1200 kPa | 3.4 kPa
127732 | D640NL/SRC24A-SR-5 | D640NL/SRC24A-SR-5 | 26 | D640NL | / | SRC24A-SR-5 | Fast runner | 0 | Scenario 2 |  | PPK¦SelectPro¦VDI3805¦Internet_EU | PPK SelectPro VDI3805 Internet_EU | PPK SelectPro VDI3805 Internet_EU | D640NL/SRC24A-SR-5 |  | 1200 kPa | 3.4 kPa
127749 | D640NL+SRF24A-SR-5 | D640NL+SRF24A-SR-5 | 26 | D640NL | + | SRF24A-SR-5 | Actuator with emergency control function | 0 | Scenario 2 |  | PPK¦SelectPro¦VDI3805¦Internet_EU | PPK SelectPro VDI3805 Internet_EU | PPK SelectPro VDI3805 Internet_EU | D640NL+SRF24A-SR-5 |  | 1200 kPa | 3.4 kPa
127750 | D640NL/SRF24A-SR-5 | D640NL/SRF24A-SR-5 | 26 | D640NL | / | SRF24A-SR-5 | Actuator with emergency control function | 0 | Scenario 2 |  | PPK¦SelectPro¦VDI3805¦Internet_EU | PPK SelectPro VDI3805 Internet_EU | PPK SelectPro VDI3805 Internet_EU | D640NL/SRF24A-SR-5 |  | 1200 kPa | 3.4 kPa
128029 | R513+LR230A | R513+LR230A | 26 | R513 | + | LR230A | Standard actuator | 1 | Scenario 2 |  | PPK¦SelectPro¦VDI3805¦Internet_EU | PPK SelectPro VDI3805 Internet_EU | PPK SelectPro VDI3805 Internet_EU | R513+LR230A |  | 1400 kPa | 200 kPa
128030 | R513/LR230A | R513/LR230A | 26 | R513 | / | LR230A | Standard actuator | 1 | Scenario 2 |  | PPK¦SelectPro¦VDI3805¦Internet_EU | PPK SelectPro VDI3805 Internet_EU | PPK SelectPro VDI3805 Internet_EU | R513/LR230A |  | 1400 kPa | 200 kPa
128031 | R513+LR230A-S | R513+LR230A-S | 26 | R513 | + | LR230A-S | Standard actuator | 0 | Scenario 2 |  | PPK¦SelectPro¦VDI3805¦Internet_EU | PPK SelectPro VDI3805 Internet_EU | PPK SelectPro VDI3805 Internet_EU | R513+LR230A-S |  | 1400 kPa | 200 kPa
128032 | R513/LR230A-S | R513/LR230A-S | 26 | R513 | / | LR230A-S | Standard actuator | 0 | Scenario 2 |  | PPK¦SelectPro¦VDI3805¦Internet_EU | PPK SelectPro VDI3805 Internet_EU | PPK SelectPro VDI3805 Internet_EU | R513/LR230A-S |  | 1400 kPa | 200 kPa
128033 | R513+LR24A | R513+LR24A | 26 | R513 | + | LR24A | Standard actuator | 1 | Scenario 2 |  | PPK¦SelectPro¦VDI3805¦Internet_EU | PPK SelectPro VDI3805 Internet_EU | PPK SelectPro OEM VDI3805 Internet_EU | R513+LR24A |  | 1400 kPa | 200 kPa
128034 | R513/LR24A | R513/LR24A | 26 | R513 | / | LR24A | Standard actuator | 1 | Scenario 2 |  | PPK¦SelectPro¦VDI3805¦Internet_EU | PPK SelectPro VDI3805 Internet_EU | PPK SelectPro OEM VDI3805 Internet_EU | R513/LR24A |  | 1400 kPa | 200 kPa
128035 | R513+LR24A-S | R513+LR24A-S | 26 | R513 | + | LR24A-S | Standard actuator | 0 | Scenario 2 |  | PPK¦SelectPro¦VDI3805¦Internet_EU | PPK SelectPro VDI3805 Internet_EU | PPK SelectPro VDI3805 Internet_EU | R513+LR24A-S |  | 1400 kPa | 200 kPa
128036 | R513/LR24A-S | R513/LR24A-S | 26 | R513 | / | LR24A-S | Standard actuator | 0 | Scenario 2 |  | PPK¦SelectPro¦VDI3805¦Internet_EU | PPK SelectPro VDI3805 Internet_EU | PPK SelectPro VDI3805 Internet_EU | R513/LR24A-S |  | 1400 kPa | 200 kPa
128733 | H619S+LV24A-TPC | H619S+LV24A-TPC | 26 | H619S | + | LV24A-TPC | Standard actuator | 0 | Scenario 2 |  | PPK¦SelectPro¦VDI3805¦Internet_EU | PPK SelectPro VDI3805 Internet_EU | PPK SelectPro VDI3805 Internet_EU | H619S+LV24A-TPC |  | 800 kPa | 800 kPa
128734 | H619S/LV24A-TPC | H619S/LV24A-TPC | 26 | H619S | / | LV24A-TPC | Standard actuator | 0 | Scenario 2 |  | PPK¦SelectPro¦VDI3805¦Internet_EU | PPK SelectPro VDI3805 Internet_EU | PPK SelectPro VDI3805 Internet_EU | H619S/LV24A-TPC |  | 800 kPa | 800 kPa
128739 | H620N+LV230A-TPC | H620N+LV230A-TPC | 26 | H620N | + | LV230A-TPC | Standard actuator | 1 | Scenario 2 |  | PPK¦SelectPro¦VDI3805¦Internet_EU | PPK SelectPro VDI3805 Internet_EU | PPK SelectPro VDI3805 Internet_EU | H620N+LV230A-TPC |  | 900 kPa | 400 kPa
128740 | H620N/LV230A-TPC | H620N/LV230A-TPC | 26 | H620N | / | LV230A-TPC | Standard actuator | 1 | Scenario 2 |  | PPK¦SelectPro¦VDI3805¦Internet_EU | PPK SelectPro VDI3805 Internet_EU | PPK SelectPro VDI3805 Internet_EU | H620N/LV230A-TPC |  | 900 kPa | 400 kPa
128743 | H620N+LV24A-TPC | H620N+LV24A-TPC | 26 | H620N | + | LV24A-TPC | Standard actuator | 1 | Scenario 2 |  | PPK¦SelectPro¦VDI3805¦Internet_EU | PPK SelectPro VDI3805 Internet_EU | PPK SelectPro VDI3805 Internet_EU | H620N+LV24A-TPC |  | 900 kPa | 400 kPa
128744 | H620N/LV24A-TPC | H620N/LV24A-TPC | 26 | H620N | / | LV24A-TPC | Standard actuator | 1 | Scenario 2 |  | PPK¦SelectPro¦VDI3805¦Internet_EU | PPK SelectPro VDI3805 Internet_EU | PPK SelectPro VDI3805 Internet_EU | H620N/LV24A-TPC |  | 900 kPa | 400 kPa
128749 | H620R+LV230A-TPC | H620R+LV230A-TPC | 26 | H620R | + | LV230A-TPC | Standard actuator | 1 | Scenario 2 |  | PPK¦SelectPro¦VDI3805¦Internet_EU | PPK SelectPro VDI3805 Internet_EU | PPK SelectPro VDI3805 Internet_EU | H620R+LV230A-TPC |  | 600 kPa | 400 kPa
128750 | H620R/LV230A-TPC | H620R/LV230A-TPC | 26 | H620R | / | LV230A-TPC | Standard actuator | 1 | Scenario 2 |  | PPK¦SelectPro¦VDI3805¦Internet_EU | PPK SelectPro VDI3805 Internet_EU | PPK SelectPro VDI3805 Internet_EU | H620R/LV230A-TPC |  | 600 kPa | 400 kPa
128753 | H620R+LV24A-TPC | H620R+LV24A-TPC | 26 | H620R | + | LV24A-TPC | Standard actuator | 1 | Scenario 2 |  | PPK¦SelectPro¦VDI3805¦Internet_EU | PPK SelectPro VDI3805 Internet_EU | PPK SelectPro VDI3805 Internet_EU | H620R+LV24A-TPC |  | 600 kPa | 400 kPa
128754 | H620R/LV24A-TPC | H620R/LV24A-TPC | 26 | H620R | / | LV24A-TPC | Standard actuator | 1 | Scenario 2 |  | PPK¦SelectPro¦VDI3805¦Internet_EU | PPK SelectPro VDI3805 Internet_EU | PPK SelectPro VDI3805 Internet_EU | H620R/LV24A-TPC |  | 600 kPa | 400 kPa
128759 | H620S+LV230A-TPC | H620S+LV230A-TPC | 26 | H620S | + | LV230A-TPC | Standard actuator | 0 | Scenario 2 |  | PPK¦SelectPro¦VDI3805¦Internet_EU | PPK SelectPro VDI3805 Internet_EU | PPK SelectPro VDI3805 Internet_EU | H620S+LV230A-TPC |  | 800 kPa | 800 kPa
128760 | H620S/LV230A-TPC | H620S/LV230A-TPC | 26 | H620S | / | LV230A-TPC | Standard actuator | 0 | Scenario 2 |  | PPK¦SelectPro¦VDI3805¦Internet_EU | PPK SelectPro VDI3805 Internet_EU | PPK SelectPro VDI3805 Internet_EU | H620S/LV230A-TPC |  | 800 kPa | 800 kPa
128763 | H620S+LV24A-TPC | H620S+LV24A-TPC | 26 | H620S | + | LV24A-TPC | Standard actuator | 0 | Scenario 2 |  | PPK¦SelectPro¦VDI3805¦Internet_EU | PPK SelectPro VDI3805 Internet_EU | PPK SelectPro VDI3805 Internet_EU | H620S+LV24A-TPC |  | 800 kPa | 800 kPa
128764 | H620S/LV24A-TPC | H620S/LV24A-TPC | 26 | H620S | / | LV24A-TPC | Standard actuator | 0 | Scenario 2 |  | PPK¦SelectPro¦VDI3805¦Internet_EU | PPK SelectPro VDI3805 Internet_EU | PPK SelectPro VDI3805 Internet_EU | H620S/LV24A-TPC |  | 800 kPa | 800 kPa
128769 | H624S+LV230A-TPC | H624S+LV230A-TPC | 26 | H624S | + | LV230A-TPC | Standard actuator | 0 | Scenario 2 |  | PPK¦SelectPro¦VDI3805¦Internet_EU | PPK SelectPro VDI3805 Internet_EU | PPK SelectPro VDI3805 Internet_EU | H624S+LV230A-TPC |  | 450 kPa | 450 kPa
128770 | H624S/LV230A-TPC | H624S/LV230A-TPC | 26 | H624S | / | LV230A-TPC | Standard actuator | 0 | Scenario 2 |  | PPK¦SelectPro¦VDI3805¦Internet_EU | PPK SelectPro VDI3805 Internet_EU | PPK SelectPro VDI3805 Internet_EU | H624S/LV230A-TPC |  | 450 kPa | 450 kPa
128773 | H624S+LV24A-TPC | H624S+LV24A-TPC | 26 | H624S | + | LV24A-TPC | Standard actuator | 0 | Scenario 2 |  | PPK¦SelectPro¦VDI3805¦Internet_EU | PPK SelectPro VDI3805 Internet_EU | PPK SelectPro VDI3805 Internet_EU | H624S+LV24A-TPC |  | 450 kPa | 450 kPa
128774 | H624S/LV24A-TPC | H624S/LV24A-TPC | 26 | H624S | / | LV24A-TPC | Standard actuator | 0 | Scenario 2 |  | PPK¦SelectPro¦VDI3805¦Internet_EU | PPK SelectPro VDI3805 Internet_EU | PPK SelectPro VDI3805 Internet_EU | H624S/LV24A-TPC |  | 450 kPa | 450 kPa
128779 | H625N+LV230A-TPC | H625N+LV230A-TPC | 26 | H625N | + | LV230A-TPC | Standard actuator | 1 | Scenario 2 |  | PPK¦SelectPro¦VDI3805¦Internet_EU | PPK SelectPro VDI3805 Internet_EU | PPK SelectPro VDI3805 Internet_EU | H625N+LV230A-TPC |  | 500 kPa | 400 kPa
128780 | H625N/LV230A-TPC | H625N/LV230A-TPC | 26 | H625N | / | LV230A-TPC | Standard actuator | 1 | Scenario 2 |  | PPK¦SelectPro¦VDI3805¦Internet_EU | PPK SelectPro VDI3805 Internet_EU | PPK SelectPro VDI3805 Internet_EU | H625N/LV230A-TPC |  | 500 kPa | 400 kPa
128783 | H625N+LV24A-TPC | H625N+LV24A-TPC | 26 | H625N | + | LV24A-TPC | Standard actuator | 1 | Scenario 2 |  | PPK¦SelectPro¦VDI3805¦Internet_EU | PPK SelectPro VDI3805 Internet_EU | PPK SelectPro VDI3805 Internet_EU | H625N+LV24A-TPC |  | 500 kPa | 400 kPa
128784 | H625N/LV24A-TPC | H625N/LV24A-TPC | 26 | H625N | / | LV24A-TPC | Standard actuator | 1 | Scenario 2 |  | PPK¦SelectPro¦VDI3805¦Internet_EU | PPK SelectPro VDI3805 Internet_EU | PPK SelectPro VDI3805 Internet_EU | H625N/LV24A-TPC |  | 500 kPa | 400 kPa
128789 | H625R+LV230A-TPC | H625R+LV230A-TPC | 26 | H625R | + | LV230A-TPC | Standard actuator | 1 | Scenario 2 |  | PPK¦SelectPro¦VDI3805¦Internet_EU | PPK SelectPro VDI3805 Internet_EU | PPK SelectPro VDI3805 Internet_EU | H625R+LV230A-TPC |  | 500 kPa | 400 kPa
128790 | H625R/LV230A-TPC | H625R/LV230A-TPC | 26 | H625R | / | LV230A-TPC | Standard actuator | 1 | Scenario 2 |  | PPK¦SelectPro¦VDI3805¦Internet_EU | PPK SelectPro VDI3805 Internet_EU | PPK SelectPro VDI3805 Internet_EU | H625R/LV230A-TPC |  | 500 kPa | 400 kPa
128793 | H625R+LV24A-TPC | H625R+LV24A-TPC | 26 | H625R | + | LV24A-TPC | Standard actuator | 1 | Scenario 2 |  | PPK¦SelectPro¦VDI3805¦Internet_EU | PPK SelectPro VDI3805 Internet_EU | PPK SelectPro VDI3805 Internet_EU | H625R+LV24A-TPC |  | 500 kPa | 400 kPa
128794 | H625R/LV24A-TPC | H625R/LV24A-TPC | 26 | H625R | / | LV24A-TPC | Standard actuator | 1 | Scenario 2 |  | PPK¦SelectPro¦VDI3805¦Internet_EU | PPK SelectPro VDI3805 Internet_EU | PPK SelectPro VDI3805 Internet_EU | H625R/LV24A-TPC |  | 500 kPa | 400 kPa
128799 | H625S+LV230A-TPC | H625S+LV230A-TPC | 26 | H625S | + | LV230A-TPC | Standard actuator | 0 | Scenario 2 |  | PPK¦SelectPro¦VDI3805¦Internet_EU | PPK SelectPro VDI3805 Internet_EU | PPK SelectPro VDI3805 Internet_EU | H625S+LV230A-TPC |  | 450 kPa | 450 kPa
128800 | H625S/LV230A-TPC | H625S/LV230A-TPC | 26 | H625S | / | LV230A-TPC | Standard actuator | 0 | Scenario 2 |  | PPK¦SelectPro¦VDI3805¦Internet_EU | PPK SelectPro VDI3805 Internet_EU | PPK SelectPro VDI3805 Internet_EU | H625S/LV230A-TPC |  | 450 kPa | 450 kPa
128803 | H625S+LV24A-TPC | H625S+LV24A-TPC | 26 | H625S | + | LV24A-TPC | Standard actuator | 0 | Scenario 2 |  | PPK¦SelectPro¦VDI3805¦Internet_EU | PPK SelectPro VDI3805 Internet_EU | PPK SelectPro VDI3805 Internet_EU | H625S+LV24A-TPC |  | 450 kPa | 450 kPa
128804 | H625S/LV24A-TPC | H625S/LV24A-TPC | 26 | H625S | / | LV24A-TPC | Standard actuator | 0 | Scenario 2 |  | PPK¦SelectPro¦VDI3805¦Internet_EU | PPK SelectPro VDI3805 Internet_EU | PPK SelectPro VDI3805 Internet_EU | H625S/LV24A-TPC |  | 450 kPa | 450 kPa
128809 | H632N+LV230A-TPC | H632N+LV230A-TPC | 26 | H632N | + | LV230A-TPC | Standard actuator | 0 | Scenario 2 |  | PPK¦SelectPro¦VDI3805¦Internet_EU | PPK SelectPro VDI3805 Internet_EU | PPK SelectPro VDI3805 Internet_EU | H632N+LV230A-TPC |  | 350 kPa | 350 kPa
128810 | H632N/LV230A-TPC | H632N/LV230A-TPC | 26 | H632N | / | LV230A-TPC | Standard actuator | 0 | Scenario 2 |  | PPK¦SelectPro¦VDI3805¦Internet_EU | PPK SelectPro VDI3805 Internet_EU | PPK SelectPro VDI3805 Internet_EU | H632N/LV230A-TPC |  | 350 kPa | 350 kPa
128813 | H632N+LV24A-TPC | H632N+LV24A-TPC | 26 | H632N | + | LV24A-TPC | Standard actuator | 0 | Scenario 2 |  | PPK¦SelectPro¦VDI3805¦Internet_EU | PPK SelectPro VDI3805 Internet_EU | PPK SelectPro VDI3805 Internet_EU | H632N+LV24A-TPC |  | 350 kPa | 350 kPa
128814 | H632N/LV24A-TPC | H632N/LV24A-TPC | 26 | H632N | / | LV24A-TPC | Standard actuator | 0 | Scenario 2 |  | PPK¦SelectPro¦VDI3805¦Internet_EU | PPK SelectPro VDI3805 Internet_EU | PPK SelectPro VDI3805 Internet_EU | H632N/LV24A-TPC |  | 350 kPa | 350 kPa
128819 | H632R+LV230A-TPC | H632R+LV230A-TPC | 26 | H632R | + | LV230A-TPC | Standard actuator | 0 | Scenario 2 |  | PPK¦SelectPro¦VDI3805¦Internet_EU | PPK SelectPro VDI3805 Internet_EU | PPK SelectPro VDI3805 Internet_EU | H632R+LV230A-TPC |  | 350 kPa | 350 kPa
128820 | H632R/LV230A-TPC | H632R/LV230A-TPC | 26 | H632R | / | LV230A-TPC | Standard actuator | 0 | Scenario 2 |  | PPK¦SelectPro¦VDI3805¦Internet_EU | PPK SelectPro VDI3805 Internet_EU | PPK SelectPro VDI3805 Internet_EU | H632R/LV230A-TPC |  | 350 kPa | 350 kPa
128823 | H632R+LV24A-TPC | H632R+LV24A-TPC | 26 | H632R | + | LV24A-TPC | Standard actuator | 0 | Scenario 2 |  | PPK¦SelectPro¦VDI3805¦Internet_EU | PPK SelectPro VDI3805 Internet_EU | PPK SelectPro VDI3805 Internet_EU | H632R+LV24A-TPC |  | 350 kPa | 350 kPa
128824 | H632R/LV24A-TPC | H632R/LV24A-TPC | 26 | H632R | / | LV24A-TPC | Standard actuator | 0 | Scenario 2 |  | PPK¦SelectPro¦VDI3805¦Internet_EU | PPK SelectPro VDI3805 Internet_EU | PPK SelectPro VDI3805 Internet_EU | H632R/LV24A-TPC |  | 350 kPa | 350 kPa
128829 | H632S+LV230A-TPC | H632S+LV230A-TPC | 26 | H632S | + | LV230A-TPC | Standard actuator | 0 | Scenario 2 |  | PPK¦SelectPro¦VDI3805¦Internet_EU | PPK SelectPro VDI3805 Internet_EU | PPK SelectPro VDI3805 Internet_EU | H632S+LV230A-TPC |  | 300 kPa | 300 kPa
128830 | H632S/LV230A-TPC | H632S/LV230A-TPC | 26 | H632S | / | LV230A-TPC | Standard actuator | 0 | Scenario 2 |  | PPK¦SelectPro¦VDI3805¦Internet_EU | PPK SelectPro VDI3805 Internet_EU | PPK SelectPro VDI3805 Internet_EU | H632S/LV230A-TPC |  | 300 kPa | 300 kPa
128833 | H632S+LV24A-TPC | H632S+LV24A-TPC | 26 | H632S | + | LV24A-TPC | Standard actuator | 0 | Scenario 2 |  | PPK¦SelectPro¦VDI3805¦Internet_EU | PPK SelectPro VDI3805 Internet_EU | PPK SelectPro VDI3805 Internet_EU | H632S+LV24A-TPC |  | 300 kPa | 300 kPa
128834 | H632S/LV24A-TPC | H632S/LV24A-TPC | 26 | H632S | / | LV24A-TPC | Standard actuator | 0 | Scenario 2 |  | PPK¦SelectPro¦VDI3805¦Internet_EU | PPK SelectPro VDI3805 Internet_EU | PPK SelectPro VDI3805 Internet_EU | H632S/LV24A-TPC |  | 300 kPa | 300 kPa
128839 | H640N+LV230A-TPC | H640N+LV230A-TPC | 26 | H640N | + | LV230A-TPC | Standard actuator | 0 | Scenario 2 |  | PPK¦SelectPro¦VDI3805¦Internet_EU | PPK SelectPro VDI3805 Internet_EU | PPK SelectPro VDI3805 Internet_EU | H640N+LV230A-TPC |  | 150 kPa | 150 kPa
128840 | H640N/LV230A-TPC | H640N/LV230A-TPC | 26 | H640N | / | LV230A-TPC | Standard actuator | 0 | Scenario 2 |  | PPK¦SelectPro¦VDI3805¦Internet_EU | PPK SelectPro VDI3805 Internet_EU | PPK SelectPro VDI3805 Internet_EU | H640N/LV230A-TPC |  | 150 kPa | 150 kPa
128843 | H640N+LV24A-TPC | H640N+LV24A-TPC | 26 | H640N | + | LV24A-TPC | Standard actuator | 0 | Scenario 2 |  | PPK¦SelectPro¦VDI3805¦Internet_EU | PPK SelectPro VDI3805 Internet_EU | PPK SelectPro VDI3805 Internet_EU | H640N+LV24A-TPC |  | 150 kPa | 150 kPa
128844 | H640N/LV24A-TPC | H640N/LV24A-TPC | 26 | H640N | / | LV24A-TPC | Standard actuator | 0 | Scenario 2 |  | PPK¦SelectPro¦VDI3805¦Internet_EU | PPK SelectPro VDI3805 Internet_EU | PPK SelectPro VDI3805 Internet_EU | H640N/LV24A-TPC |  | 150 kPa | 150 kPa
128849 | H640R+LV230A-TPC | H640R+LV230A-TPC | 26 | H640R | + | LV230A-TPC | Standard actuator | 0 | Scenario 2 |  | PPK¦SelectPro¦VDI3805¦Internet_EU | PPK SelectPro VDI3805 Internet_EU | PPK SelectPro VDI3805 Internet_EU | H640R+LV230A-TPC |  | 150 kPa | 150 kPa
128850 | H640R/LV230A-TPC | H640R/LV230A-TPC | 26 | H640R | / | LV230A-TPC | Standard actuator | 0 | Scenario 2 |  | PPK¦SelectPro¦VDI3805¦Internet_EU | PPK SelectPro VDI3805 Internet_EU | PPK SelectPro VDI3805 Internet_EU | H640R/LV230A-TPC |  | 150 kPa | 150 kPa
128853 | H640R+LV24A-TPC | H640R+LV24A-TPC | 26 | H640R | + | LV24A-TPC | Standard actuator | 0 | Scenario 2 |  | PPK¦SelectPro¦VDI3805¦Internet_EU | PPK SelectPro VDI3805 Internet_EU | PPK SelectPro VDI3805 Internet_EU | H640R+LV24A-TPC |  | 150 kPa | 150 kPa
128854 | H640R/LV24A-TPC | H640R/LV24A-TPC | 26 | H640R | / | LV24A-TPC | Standard actuator | 0 | Scenario 2 |  | PPK¦SelectPro¦VDI3805¦Internet_EU | PPK SelectPro VDI3805 Internet_EU | PPK SelectPro VDI3805 Internet_EU | H640R/LV24A-TPC |  | 150 kPa | 150 kPa
128859 | H640S+LV230A-TPC | H640S+LV230A-TPC | 26 | H640S | + | LV230A-TPC | Standard actuator | 0 | Scenario 2 |  | PPK¦SelectPro¦VDI3805¦Internet_EU | PPK SelectPro VDI3805 Internet_EU | PPK SelectPro VDI3805 Internet_EU | H640S+LV230A-TPC |  | 140 kPa | 140 kPa
128860 | H640S/LV230A-TPC | H640S/LV230A-TPC | 26 | H640S | / | LV230A-TPC | Standard actuator | 0 | Scenario 2 |  | PPK¦SelectPro¦VDI3805¦Internet_EU | PPK SelectPro VDI3805 Internet_EU | PPK SelectPro VDI3805 Internet_EU | H640S/LV230A-TPC |  | 140 kPa | 140 kPa
128863 | H640S+LV24A-TPC | H640S+LV24A-TPC | 26 | H640S | + | LV24A-TPC | Standard actuator | 0 | Scenario 2 |  | PPK¦SelectPro¦VDI3805¦Internet_EU | PPK SelectPro VDI3805 Internet_EU | PPK SelectPro VDI3805 Internet_EU | H640S+LV24A-TPC |  | 140 kPa | 140 kPa
128864 | H640S/LV24A-TPC | H640S/LV24A-TPC | 26 | H640S | / | LV24A-TPC | Standard actuator | 0 | Scenario 2 |  | PPK¦SelectPro¦VDI3805¦Internet_EU | PPK SelectPro VDI3805 Internet_EU | PPK SelectPro VDI3805 Internet_EU | H640S/LV24A-TPC |  | 140 kPa | 140 kPa
128869 | H650N+LV230A-TPC | H650N+LV230A-TPC | 26 | H650N | + | LV230A-TPC | Standard actuator | 0 | Scenario 2 |  | PPK¦SelectPro¦VDI3805¦Internet_EU | PPK SelectPro VDI3805 Internet_EU | PPK SelectPro VDI3805 Internet_EU | H650N+LV230A-TPC |  | 70 kPa | 70 kPa
128870 | H650N/LV230A-TPC | H650N/LV230A-TPC | 26 | H650N | / | LV230A-TPC | Standard actuator | 0 | Scenario 2 |  | PPK¦SelectPro¦VDI3805¦Internet_EU | PPK SelectPro VDI3805 Internet_EU | PPK SelectPro VDI3805 Internet_EU | H650N/LV230A-TPC |  | 70 kPa | 70 kPa
128873 | H650N+LV24A-TPC | H650N+LV24A-TPC | 26 | H650N | + | LV24A-TPC | Standard actuator | 0 | Scenario 2 |  | PPK¦SelectPro¦VDI3805¦Internet_EU | PPK SelectPro VDI3805 Internet_EU | PPK SelectPro VDI3805 Internet_EU | H650N+LV24A-TPC |  | 70 kPa | 70 kPa
128874 | H650N/LV24A-TPC | H650N/LV24A-TPC | 26 | H650N | / | LV24A-TPC | Standard actuator | 0 | Scenario 2 |  | PPK¦SelectPro¦VDI3805¦Internet_EU | PPK SelectPro VDI3805 Internet_EU | PPK SelectPro VDI3805 Internet_EU | H650N/LV24A-TPC |  | 70 kPa | 70 kPa
128879 | H650R+LV230A-TPC | H650R+LV230A-TPC | 26 | H650R | + | LV230A-TPC | Standard actuator | 0 | Scenario 2 |  | PPK¦SelectPro¦VDI3805¦Internet_EU | PPK SelectPro VDI3805 Internet_EU | PPK SelectPro VDI3805 Internet_EU | H650R+LV230A-TPC |  | 70 kPa | 70 kPa
128880 | H650R/LV230A-TPC | H650R/LV230A-TPC | 26 | H650R | / | LV230A-TPC | Standard actuator | 0 | Scenario 2 |  | PPK¦SelectPro¦VDI3805¦Internet_EU | PPK SelectPro VDI3805 Internet_EU | PPK SelectPro VDI3805 Internet_EU | H650R/LV230A-TPC |  | 70 kPa | 70 kPa
128883 | H650R+LV24A-TPC | H650R+LV24A-TPC | 26 | H650R | + | LV24A-TPC | Standard actuator | 0 | Scenario 2 |  | PPK¦SelectPro¦VDI3805¦Internet_EU | PPK SelectPro VDI3805 Internet_EU | PPK SelectPro VDI3805 Internet_EU | H650R+LV24A-TPC |  | 70 kPa | 70 kPa
128884 | H650R/LV24A-TPC | H650R/LV24A-TPC | 26 | H650R | / | LV24A-TPC | Standard actuator | 0 | Scenario 2 |  | PPK¦SelectPro¦VDI3805¦Internet_EU | PPK SelectPro VDI3805 Internet_EU | PPK SelectPro VDI3805 Internet_EU | H650R/LV24A-TPC |  | 70 kPa | 70 kPa
128889 | H650S+LV230A-TPC | H650S+LV230A-TPC | 26 | H650S | + | LV230A-TPC | Standard actuator | 0 | Scenario 2 |  | PPK¦SelectPro¦VDI3805¦Internet_EU | PPK SelectPro VDI3805 Internet_EU | PPK SelectPro VDI3805 Internet_EU | H650S+LV230A-TPC |  | 60 kPa | 60 kPa
128890 | H650S/LV230A-TPC | H650S/LV230A-TPC | 26 | H650S | / | LV230A-TPC | Standard actuator | 0 | Scenario 2 |  | PPK¦SelectPro¦VDI3805¦Internet_EU | PPK SelectPro VDI3805 Internet_EU | PPK SelectPro VDI3805 Internet_EU | H650S/LV230A-TPC |  | 60 kPa | 60 kPa
128893 | H650S+LV24A-TPC | H650S+LV24A-TPC | 26 | H650S | + | LV24A-TPC | Standard actuator | 0 | Scenario 2 |  | PPK¦SelectPro¦VDI3805¦Internet_EU | PPK SelectPro VDI3805 Internet_EU | PPK SelectPro VDI3805 Internet_EU | H650S+LV24A-TPC |  | 60 kPa | 60 kPa
128894 | H650S/LV24A-TPC | H650S/LV24A-TPC | 26 | H650S | / | LV24A-TPC | Standard actuator | 0 | Scenario 2 |  | PPK¦SelectPro¦VDI3805¦Internet_EU | PPK SelectPro VDI3805 Internet_EU | PPK SelectPro VDI3805 Internet_EU | H650S/LV24A-TPC |  | 60 kPa | 60 kPa
128899 | H711N+LV230A-TPC | H711N+LV230A-TPC | 26 | H711N | + | LV230A-TPC | Standard actuator | 1 | Scenario 2 |  | PPK¦SelectPro¦VDI3805¦Internet_EU | PPK SelectPro VDI3805 Internet_EU | PPK SelectPro VDI3805 Internet_EU | H711N+LV230A-TPC |  | 1300 kPa | 400 kPa
128900 | H711N/LV230A-TPC | H711N/LV230A-TPC | 26 | H711N | / | LV230A-TPC | Standard actuator | 1 | Scenario 2 |  | PPK¦SelectPro¦VDI3805¦Internet_EU | PPK SelectPro VDI3805 Internet_EU | PPK SelectPro VDI3805 Internet_EU | H711N/LV230A-TPC |  | 1300 kPa | 400 kPa
128903 | H711N+LV24A-TPC | H711N+LV24A-TPC | 26 | H711N | + | LV24A-TPC | Standard actuator | 1 | Scenario 2 |  | PPK¦SelectPro¦VDI3805¦Internet_EU | PPK SelectPro VDI3805 Internet_EU | PPK SelectPro VDI3805 Internet_EU | H711N+LV24A-TPC |  | 1300 kPa | 400 kPa
128904 | H711N/LV24A-TPC | H711N/LV24A-TPC | 26 | H711N | / | LV24A-TPC | Standard actuator | 1 | Scenario 2 |  | PPK¦SelectPro¦VDI3805¦Internet_EU | PPK SelectPro VDI3805 Internet_EU | PPK SelectPro VDI3805 Internet_EU | H711N/LV24A-TPC |  | 1300 kPa | 400 kPa
128909 | H711R+LV230A-TPC | H711R+LV230A-TPC | 26 | H711R | + | LV230A-TPC | Standard actuator | 1 | Scenario 2 |  | PPK¦SelectPro¦VDI3805¦Internet_EU | PPK SelectPro VDI3805 Internet_EU | PPK SelectPro VDI3805 Internet_EU | H711R+LV230A-TPC |  | 600 kPa | 400 kPa
128910 | H711R/LV230A-TPC | H711R/LV230A-TPC | 26 | H711R | / | LV230A-TPC | Standard actuator | 1 | Scenario 2 |  | PPK¦SelectPro¦VDI3805¦Internet_EU | PPK SelectPro VDI3805 Internet_EU | PPK SelectPro VDI3805 Internet_EU | H711R/LV230A-TPC |  | 600 kPa | 400 kPa
128913 | H711R+LV24A-TPC | H711R+LV24A-TPC | 26 | H711R | + | LV24A-TPC | Standard actuator | 1 | Scenario 2 |  | PPK¦SelectPro¦VDI3805¦Internet_EU | PPK SelectPro VDI3805 Internet_EU | PPK SelectPro VDI3805 Internet_EU | H711R+LV24A-TPC |  | 600 kPa | 400 kPa
128914 | H711R/LV24A-TPC | H711R/LV24A-TPC | 26 | H711R | / | LV24A-TPC | Standard actuator | 1 | Scenario 2 |  | PPK¦SelectPro¦VDI3805¦Internet_EU | PPK SelectPro VDI3805 Internet_EU | PPK SelectPro VDI3805 Internet_EU | H711R/LV24A-TPC |  | 600 kPa | 400 kPa
128919 | H712N+LV230A-TPC | H712N+LV230A-TPC | 26 | H712N | + | LV230A-TPC | Standard actuator | 1 | Scenario 2 |  | PPK¦SelectPro¦VDI3805¦Internet_EU | PPK SelectPro VDI3805 Internet_EU | PPK SelectPro VDI3805 Internet_EU | H712N+LV230A-TPC |  | 1300 kPa | 400 kPa
128920 | H712N/LV230A-TPC | H712N/LV230A-TPC | 26 | H712N | / | LV230A-TPC | Standard actuator | 1 | Scenario 2 |  | PPK¦SelectPro¦VDI3805¦Internet_EU | PPK SelectPro VDI3805 Internet_EU | PPK SelectPro VDI3805 Internet_EU | H712N/LV230A-TPC |  | 1300 kPa | 400 kPa
128923 | H712N+LV24A-TPC | H712N+LV24A-TPC | 26 | H712N | + | LV24A-TPC | Standard actuator | 1 | Scenario 2 |  | PPK¦SelectPro¦VDI3805¦Internet_EU | PPK SelectPro VDI3805 Internet_EU | PPK SelectPro VDI3805 Internet_EU | H712N+LV24A-TPC |  | 1300 kPa | 400 kPa
128924 | H712N/LV24A-TPC | H712N/LV24A-TPC | 26 | H712N | / | LV24A-TPC | Standard actuator | 1 | Scenario 2 |  | PPK¦SelectPro¦VDI3805¦Internet_EU | PPK SelectPro VDI3805 Internet_EU | PPK SelectPro VDI3805 Internet_EU | H712N/LV24A-TPC |  | 1300 kPa | 400 kPa
128929 | H712R+LV230A-TPC | H712R+LV230A-TPC | 26 | H712R | + | LV230A-TPC | Standard actuator | 1 | Scenario 2 |  | PPK¦SelectPro¦VDI3805¦Internet_EU | PPK SelectPro VDI3805 Internet_EU | PPK SelectPro VDI3805 Internet_EU | H712R+LV230A-TPC |  | 600 kPa | 400 kPa
128930 | H712R/LV230A-TPC | H712R/LV230A-TPC | 26 | H712R | / | LV230A-TPC | Standard actuator | 1 | Scenario 2 |  | PPK¦SelectPro¦VDI3805¦Internet_EU | PPK SelectPro VDI3805 Internet_EU | PPK SelectPro VDI3805 Internet_EU | H712R/LV230A-TPC |  | 600 kPa | 400 kPa
128933 | H712R+LV24A-TPC | H712R+LV24A-TPC | 26 | H712R | + | LV24A-TPC | Standard actuator | 1 | Scenario 2 |  | PPK¦SelectPro¦VDI3805¦Internet_EU | PPK SelectPro VDI3805 Internet_EU | PPK SelectPro VDI3805 Internet_EU | H712R+LV24A-TPC |  | 600 kPa | 400 kPa
128934 | H712R/LV24A-TPC | H712R/LV24A-TPC | 26 | H712R | / | LV24A-TPC | Standard actuator | 1 | Scenario 2 |  | PPK¦SelectPro¦VDI3805¦Internet_EU | PPK SelectPro VDI3805 Internet_EU | PPK SelectPro VDI3805 Internet_EU | H712R/LV24A-TPC |  | 600 kPa | 400 kPa
128939 | H713N+LV230A-TPC | H713N+LV230A-TPC | 26 | H713N | + | LV230A-TPC | Standard actuator | 1 | Scenario 2 |  | PPK¦SelectPro¦VDI3805¦Internet_EU | PPK SelectPro VDI3805 Internet_EU | PPK SelectPro VDI3805 Internet_EU | H713N+LV230A-TPC |  | 1300 kPa | 400 kPa
128940 | H713N/LV230A-TPC | H713N/LV230A-TPC | 26 | H713N | / | LV230A-TPC | Standard actuator | 1 | Scenario 2 |  | PPK¦SelectPro¦VDI3805¦Internet_EU | PPK SelectPro VDI3805 Internet_EU | PPK SelectPro VDI3805 Internet_EU | H713N/LV230A-TPC |  | 1300 kPa | 400 kPa
128943 | H713N+LV24A-TPC | H713N+LV24A-TPC | 26 | H713N | + | LV24A-TPC | Standard actuator | 1 | Scenario 2 |  | PPK¦SelectPro¦VDI3805¦Internet_EU | PPK SelectPro VDI3805 Internet_EU | PPK SelectPro VDI3805 Internet_EU | H713N+LV24A-TPC |  | 1300 kPa | 400 kPa
128944 | H713N/LV24A-TPC | H713N/LV24A-TPC | 26 | H713N | / | LV24A-TPC | Standard actuator | 1 | Scenario 2 |  | PPK¦SelectPro¦VDI3805¦Internet_EU | PPK SelectPro VDI3805 Internet_EU | PPK SelectPro VDI3805 Internet_EU | H713N/LV24A-TPC |  | 1300 kPa | 400 kPa
128949 | H713R+LV230A-TPC | H713R+LV230A-TPC | 26 | H713R | + | LV230A-TPC | Standard actuator | 1 | Scenario 2 |  | PPK¦SelectPro¦VDI3805¦Internet_EU | PPK SelectPro VDI3805 Internet_EU | PPK SelectPro VDI3805 Internet_EU | H713R+LV230A-TPC |  | 600 kPa | 400 kPa
128950 | H713R/LV230A-TPC | H713R/LV230A-TPC | 26 | H713R | / | LV230A-TPC | Standard actuator | 1 | Scenario 2 |  | PPK¦SelectPro¦VDI3805¦Internet_EU | PPK SelectPro VDI3805 Internet_EU | PPK SelectPro VDI3805 Internet_EU | H713R/LV230A-TPC |  | 600 kPa | 400 kPa
128953 | H713R+LV24A-TPC | H713R+LV24A-TPC | 26 | H713R | + | LV24A-TPC | Standard actuator | 1 | Scenario 2 |  | PPK¦SelectPro¦VDI3805¦Internet_EU | PPK SelectPro VDI3805 Internet_EU | PPK SelectPro VDI3805 Internet_EU | H713R+LV24A-TPC |  | 600 kPa | 400 kPa
128954 | H713R/LV24A-TPC | H713R/LV24A-TPC | 26 | H713R | / | LV24A-TPC | Standard actuator | 1 | Scenario 2 |  | PPK¦SelectPro¦VDI3805¦Internet_EU | PPK SelectPro VDI3805 Internet_EU | PPK SelectPro VDI3805 Internet_EU | H713R/LV24A-TPC |  | 600 kPa | 400 kPa
128959 | H714N+LV230A-TPC | H714N+LV230A-TPC | 26 | H714N | + | LV230A-TPC | Standard actuator | 1 | Scenario 2 |  | PPK¦SelectPro¦VDI3805¦Internet_EU | PPK SelectPro VDI3805 Internet_EU | PPK SelectPro VDI3805 Internet_EU | H714N+LV230A-TPC |  | 1300 kPa | 400 kPa
128960 | H714N/LV230A-TPC | H714N/LV230A-TPC | 26 | H714N | / | LV230A-TPC | Standard actuator | 1 | Scenario 2 |  | PPK¦SelectPro¦VDI3805¦Internet_EU | PPK SelectPro VDI3805 Internet_EU | PPK SelectPro VDI3805 Internet_EU | H714N/LV230A-TPC |  | 1300 kPa | 400 kPa
128963 | H714N+LV24A-TPC | H714N+LV24A-TPC | 26 | H714N | + | LV24A-TPC | Standard actuator | 1 | Scenario 2 |  | PPK¦SelectPro¦VDI3805¦Internet_EU | PPK SelectPro VDI3805 Internet_EU | PPK SelectPro VDI3805 Internet_EU | H714N+LV24A-TPC |  | 1300 kPa | 400 kPa
128964 | H714N/LV24A-TPC | H714N/LV24A-TPC | 26 | H714N | / | LV24A-TPC | Standard actuator | 1 | Scenario 2 |  | PPK¦SelectPro¦VDI3805¦Internet_EU | PPK SelectPro VDI3805 Internet_EU | PPK SelectPro VDI3805 Internet_EU | H714N/LV24A-TPC |  | 1300 kPa | 400 kPa
128969 | H714R+LV230A-TPC | H714R+LV230A-TPC | 26 | H714R | + | LV230A-TPC | Standard actuator | 1 | Scenario 2 |  | PPK¦SelectPro¦VDI3805¦Internet_EU | PPK SelectPro VDI3805 Internet_EU | PPK SelectPro VDI3805 Internet_EU | H714R+LV230A-TPC |  | 600 kPa | 400 kPa
128970 | H714R/LV230A-TPC | H714R/LV230A-TPC | 26 | H714R | / | LV230A-TPC | Standard actuator | 1 | Scenario 2 |  | PPK¦SelectPro¦VDI3805¦Internet_EU | PPK SelectPro VDI3805 Internet_EU | PPK SelectPro VDI3805 Internet_EU | H714R/LV230A-TPC |  | 600 kPa | 400 kPa
128973 | H714R+LV24A-TPC | H714R+LV24A-TPC | 26 | H714R | + | LV24A-TPC | Standard actuator | 1 | Scenario 2 |  | PPK¦SelectPro¦VDI3805¦Internet_EU | PPK SelectPro VDI3805 Internet_EU | PPK SelectPro VDI3805 Internet_EU | H714R+LV24A-TPC |  | 600 kPa | 400 kPa
128974 | H714R/LV24A-TPC | H714R/LV24A-TPC | 26 | H714R | / | LV24A-TPC | Standard actuator | 1 | Scenario 2 |  | PPK¦SelectPro¦VDI3805¦Internet_EU | PPK SelectPro VDI3805 Internet_EU | PPK SelectPro VDI3805 Internet_EU | H714R/LV24A-TPC |  | 600 kPa | 400 kPa
128979 | H715N+LV230A-TPC | H715N+LV230A-TPC | 26 | H715N | + | LV230A-TPC | Standard actuator | 1 | Scenario 2 |  | PPK¦SelectPro¦VDI3805¦Internet_EU | PPK SelectPro VDI3805 Internet_EU | PPK SelectPro VDI3805 Internet_EU | H715N+LV230A-TPC |  | 1300 kPa | 400 kPa
128980 | H715N/LV230A-TPC | H715N/LV230A-TPC | 26 | H715N | / | LV230A-TPC | Standard actuator | 1 | Scenario 2 |  | PPK¦SelectPro¦VDI3805¦Internet_EU | PPK SelectPro VDI3805 Internet_EU | PPK SelectPro VDI3805 Internet_EU | H715N/LV230A-TPC |  | 1300 kPa | 400 kPa
128983 | H715N+LV24A-TPC | H715N+LV24A-TPC | 26 | H715N | + | LV24A-TPC | Standard actuator | 1 | Scenario 2 |  | PPK¦SelectPro¦VDI3805¦Internet_EU | PPK SelectPro VDI3805 Internet_EU | PPK SelectPro VDI3805 Internet_EU | H715N+LV24A-TPC |  | 1300 kPa | 400 kPa
128984 | H715N/LV24A-TPC | H715N/LV24A-TPC | 26 | H715N | / | LV24A-TPC | Standard actuator | 1 | Scenario 2 |  | PPK¦SelectPro¦VDI3805¦Internet_EU | PPK SelectPro VDI3805 Internet_EU | PPK SelectPro VDI3805 Internet_EU | H715N/LV24A-TPC |  | 1300 kPa | 400 kPa
128989 | H715R+LV230A-TPC | H715R+LV230A-TPC | 26 | H715R | + | LV230A-TPC | Standard actuator | 1 | Scenario 2 |  | PPK¦SelectPro¦VDI3805¦Internet_EU | PPK SelectPro VDI3805 Internet_EU | PPK SelectPro VDI3805 Internet_EU | H715R+LV230A-TPC |  | 600 kPa | 400 kPa
128990 | H715R/LV230A-TPC | H715R/LV230A-TPC | 26 | H715R | / | LV230A-TPC | Standard actuator | 1 | Scenario 2 |  | PPK¦SelectPro¦VDI3805¦Internet_EU | PPK SelectPro VDI3805 Internet_EU | PPK SelectPro VDI3805 Internet_EU | H715R/LV230A-TPC |  | 600 kPa | 400 kPa
128993 | H715R+LV24A-TPC | H715R+LV24A-TPC | 26 | H715R | + | LV24A-TPC | Standard actuator | 1 | Scenario 2 |  | PPK¦SelectPro¦VDI3805¦Internet_EU | PPK SelectPro VDI3805 Internet_EU | PPK SelectPro VDI3805 Internet_EU | H715R+LV24A-TPC |  | 600 kPa | 400 kPa
128994 | H715R/LV24A-TPC | H715R/LV24A-TPC | 26 | H715R | / | LV24A-TPC | Standard actuator | 1 | Scenario 2 |  | PPK¦SelectPro¦VDI3805¦Internet_EU | PPK SelectPro VDI3805 Internet_EU | PPK SelectPro VDI3805 Internet_EU | H715R/LV24A-TPC |  | 600 kPa | 400 kPa
128999 | H720N+LV230A-TPC | H720N+LV230A-TPC | 26 | H720N | + | LV230A-TPC | Standard actuator | 1 | Scenario 2 |  | PPK¦SelectPro¦VDI3805¦Internet_EU | PPK SelectPro VDI3805 Internet_EU | PPK SelectPro VDI3805 Internet_EU | H720N+LV230A-TPC |  | 900 kPa | 400 kPa
129000 | H720N/LV230A-TPC | H720N/LV230A-TPC | 26 | H720N | / | LV230A-TPC | Standard actuator | 1 | Scenario 2 |  | PPK¦SelectPro¦VDI3805¦Internet_EU | PPK SelectPro VDI3805 Internet_EU | PPK SelectPro VDI3805 Internet_EU | H720N/LV230A-TPC |  | 900 kPa | 400 kPa
129003 | H720N+LV24A-TPC | H720N+LV24A-TPC | 26 | H720N | + | LV24A-TPC | Standard actuator | 1 | Scenario 2 |  | PPK¦SelectPro¦VDI3805¦Internet_EU | PPK SelectPro VDI3805 Internet_EU | PPK SelectPro VDI3805 Internet_EU | H720N+LV24A-TPC |  | 900 kPa | 400 kPa
129004 | H720N/LV24A-TPC | H720N/LV24A-TPC | 26 | H720N | / | LV24A-TPC | Standard actuator | 1 | Scenario 2 |  | PPK¦SelectPro¦VDI3805¦Internet_EU | PPK SelectPro VDI3805 Internet_EU | PPK SelectPro VDI3805 Internet_EU | H720N/LV24A-TPC |  | 900 kPa | 400 kPa
129093 | H6100N/AVK230A-3 | H6100N/AVK230A-3 | 26 | H6100N | / | AVK230A-3 | Actuator with emergency control function | 1 | Scenario 2 |  | PPK¦SelectPro¦VDI3805¦Internet_EU | PPK SelectPro VDI3805 Internet_EU | PPK SelectPro VDI3805 Internet_EU | H6100N/AVK230A-3 |  | 150 kPa | 150 kPa
129094 | H6100N/AVK24A-3-TPC | H6100N/AVK24A-3-TPC | 26 | H6100N | / | AVK24A-3-TPC | Actuator with emergency control function | 1 | Scenario 2 |  | PPK¦SelectPro¦VDI3805¦Internet_EU | PPK SelectPro VDI3805 Internet_EU | PPK SelectPro VDI3805 Internet_EU | H6100N/AVK24A-3-TPC |  | 150 kPa | 150 kPa
129098 | H6100R/AVK230A-3 | H6100R/AVK230A-3 | 26 | H6100R | / | AVK230A-3 | Actuator with emergency control function | 1 | Scenario 2 |  | PPK¦SelectPro¦VDI3805¦Internet_EU | PPK SelectPro VDI3805 Internet_EU | PPK SelectPro VDI3805 Internet_EU | H6100R/AVK230A-3 |  | 150 kPa | 150 kPa
129099 | H6100R/AVK24A-3-TPC | H6100R/AVK24A-3-TPC | 26 | H6100R | / | AVK24A-3-TPC | Actuator with emergency control function | 1 | Scenario 2 |  | PPK¦SelectPro¦VDI3805¦Internet_EU | PPK SelectPro VDI3805 Internet_EU | PPK SelectPro VDI3805 Internet_EU | H6100R/AVK24A-3-TPC |  | 150 kPa | 150 kPa
129103 | H6100S/AVK230A-3 | H6100S/AVK230A-3 | 26 | H6100S | / | AVK230A-3 | Actuator with emergency control function | 1 | Scenario 2 |  | PPK¦SelectPro¦VDI3805¦Internet_EU | PPK SelectPro VDI3805 Internet_EU | PPK SelectPro VDI3805 Internet_EU | H6100S/AVK230A-3 |  | 150 kPa | 150 kPa
129104 | H6100S/AVK24A-3-TPC | H6100S/AVK24A-3-TPC | 26 | H6100S | / | AVK24A-3-TPC | Actuator with emergency control function | 1 | Scenario 2 |  | PPK¦SelectPro¦VDI3805¦Internet_EU | PPK SelectPro VDI3805 Internet_EU | PPK SelectPro VDI3805 Internet_EU | H6100S/AVK24A-3-TPC |  | 150 kPa | 150 kPa
129108 | H6100SP/AVK230A-3 | H6100SP/AVK230A-3 | 26 | H6100SP | / | AVK230A-3 | Actuator with emergency control function | 1 | Scenario 2 |  | PPK¦SelectPro¦VDI3805¦Internet_EU | PPK SelectPro VDI3805 Internet_EU | PPK SelectPro VDI3805 Internet_EU | H6100SP/AVK230A-3 |  | 600 kPa | 600 kPa
129109 | H6100SP/AVK24A-3-TPC | H6100SP/AVK24A-3-TPC | 26 | H6100SP | / | AVK24A-3-TPC | Actuator with emergency control function | 1 | Scenario 2 |  | PPK¦SelectPro¦VDI3805¦Internet_EU | PPK SelectPro VDI3805 Internet_EU | PPK SelectPro VDI3805 Internet_EU | H6100SP/AVK24A-3-TPC |  | 600 kPa | 600 kPa
129113 | H665N/AVK230A-3 | H665N/AVK230A-3 | 26 | H665N | / | AVK230A-3 | Actuator with emergency control function | 1 | Scenario 2 |  | PPK¦SelectPro¦VDI3805¦Internet_EU | PPK SelectPro VDI3805 Internet_EU | PPK SelectPro VDI3805 Internet_EU | H665N/AVK230A-3 |  | 400 kPa | 400 kPa
129114 | H665N/AVK24A-3-TPC | H665N/AVK24A-3-TPC | 26 | H665N | / | AVK24A-3-TPC | Actuator with emergency control function | 1 | Scenario 2 |  | PPK¦SelectPro¦VDI3805¦Internet_EU | PPK SelectPro VDI3805 Internet_EU | PPK SelectPro VDI3805 Internet_EU | H665N/AVK24A-3-TPC |  | 400 kPa | 400 kPa
129118 | H665S/AVK230A-3 | H665S/AVK230A-3 | 26 | H665S | / | AVK230A-3 | Actuator with emergency control function | 1 | Scenario 2 |  | PPK¦SelectPro¦VDI3805¦Internet_EU | PPK SelectPro VDI3805 Internet_EU | PPK SelectPro VDI3805 Internet_EU | H665S/AVK230A-3 |  | 400 kPa | 400 kPa
129119 | H665S/AVK24A-3-TPC | H665S/AVK24A-3-TPC | 26 | H665S | / | AVK24A-3-TPC | Actuator with emergency control function | 1 | Scenario 2 |  | PPK¦SelectPro¦VDI3805¦Internet_EU | PPK SelectPro VDI3805 Internet_EU | PPK SelectPro VDI3805 Internet_EU | H665S/AVK24A-3-TPC |  | 400 kPa | 400 kPa
129123 | H680N/AVK230A-3 | H680N/AVK230A-3 | 26 | H680N | / | AVK230A-3 | Actuator with emergency control function | 1 | Scenario 2 |  | PPK¦SelectPro¦VDI3805¦Internet_EU | PPK SelectPro VDI3805 Internet_EU | PPK SelectPro VDI3805 Internet_EU | H680N/AVK230A-3 |  | 250 kPa | 250 kPa
129124 | H680N/AVK24A-3-TPC | H680N/AVK24A-3-TPC | 26 | H680N | / | AVK24A-3-TPC | Actuator with emergency control function | 1 | Scenario 2 |  | PPK¦SelectPro¦VDI3805¦Internet_EU | PPK SelectPro VDI3805 Internet_EU | PPK SelectPro VDI3805 Internet_EU | H680N/AVK24A-3-TPC |  | 250 kPa | 250 kPa
129128 | H680S/AVK230A-3 | H680S/AVK230A-3 | 26 | H680S | / | AVK230A-3 | Actuator with emergency control function | 1 | Scenario 2 |  | PPK¦SelectPro¦VDI3805¦Internet_EU | PPK SelectPro VDI3805 Internet_EU | PPK SelectPro VDI3805 Internet_EU | H680S/AVK230A-3 |  | 250 kPa | 250 kPa
129129 | H680S/AVK24A-3-TPC | H680S/AVK24A-3-TPC | 26 | H680S | / | AVK24A-3-TPC | Actuator with emergency control function | 1 | Scenario 2 |  | PPK¦SelectPro¦VDI3805¦Internet_EU | PPK SelectPro VDI3805 Internet_EU | PPK SelectPro VDI3805 Internet_EU | H680S/AVK24A-3-TPC |  | 250 kPa | 250 kPa
129318 | H720R+LV230A-TPC | H720R+LV230A-TPC | 26 | H720R | + | LV230A-TPC | Standard actuator | 1 | Scenario 2 |  | PPK¦SelectPro¦VDI3805¦Internet_EU | PPK SelectPro VDI3805 Internet_EU | PPK SelectPro VDI3805 Internet_EU | H720R+LV230A-TPC |  | 600 kPa | 400 kPa
129319 | H720R/LV230A-TPC | H720R/LV230A-TPC | 26 | H720R | / | LV230A-TPC | Standard actuator | 1 | Scenario 2 |  | PPK¦SelectPro¦VDI3805¦Internet_EU | PPK SelectPro VDI3805 Internet_EU | PPK SelectPro VDI3805 Internet_EU | H720R/LV230A-TPC |  | 600 kPa | 400 kPa
129322 | H720R+LV24A-TPC | H720R+LV24A-TPC | 26 | H720R | + | LV24A-TPC | Standard actuator | 1 | Scenario 2 |  | PPK¦SelectPro¦VDI3805¦Internet_EU | PPK SelectPro VDI3805 Internet_EU | PPK SelectPro VDI3805 Internet_EU | H720R+LV24A-TPC |  | 600 kPa | 400 kPa
129323 | H720R/LV24A-TPC | H720R/LV24A-TPC | 26 | H720R | / | LV24A-TPC | Standard actuator | 1 | Scenario 2 |  | PPK¦SelectPro¦VDI3805¦Internet_EU | PPK SelectPro VDI3805 Internet_EU | PPK SelectPro VDI3805 Internet_EU | H720R/LV24A-TPC |  | 600 kPa | 400 kPa
129328 | H725N+LV230A-TPC | H725N+LV230A-TPC | 26 | H725N | + | LV230A-TPC | Standard actuator | 1 | Scenario 2 |  | PPK¦SelectPro¦VDI3805¦Internet_EU | PPK SelectPro VDI3805 Internet_EU | PPK SelectPro VDI3805 Internet_EU | H725N+LV230A-TPC |  | 500 kPa | 400 kPa
129329 | H725N/LV230A-TPC | H725N/LV230A-TPC | 26 | H725N | / | LV230A-TPC | Standard actuator | 1 | Scenario 2 |  | PPK¦SelectPro¦VDI3805¦Internet_EU | PPK SelectPro VDI3805 Internet_EU | PPK SelectPro VDI3805 Internet_EU | H725N/LV230A-TPC |  | 500 kPa | 400 kPa
129332 | H725N+LV24A-TPC | H725N+LV24A-TPC | 26 | H725N | + | LV24A-TPC | Standard actuator | 1 | Scenario 2 |  | PPK¦SelectPro¦VDI3805¦Internet_EU | PPK SelectPro VDI3805 Internet_EU | PPK SelectPro VDI3805 Internet_EU | H725N+LV24A-TPC |  | 500 kPa | 400 kPa
129333 | H725N/LV24A-TPC | H725N/LV24A-TPC | 26 | H725N | / | LV24A-TPC | Standard actuator | 1 | Scenario 2 |  | PPK¦SelectPro¦VDI3805¦Internet_EU | PPK SelectPro VDI3805 Internet_EU | PPK SelectPro VDI3805 Internet_EU | H725N/LV24A-TPC |  | 500 kPa | 400 kPa
129338 | H725R+LV230A-TPC | H725R+LV230A-TPC | 26 | H725R | + | LV230A-TPC | Standard actuator | 1 | Scenario 2 |  | PPK¦SelectPro¦VDI3805¦Internet_EU | PPK SelectPro VDI3805 Internet_EU | PPK SelectPro VDI3805 Internet_EU | H725R+LV230A-TPC |  | 500 kPa | 400 kPa
129339 | H725R/LV230A-TPC | H725R/LV230A-TPC | 26 | H725R | / | LV230A-TPC | Standard actuator | 1 | Scenario 2 |  | PPK¦SelectPro¦VDI3805¦Internet_EU | PPK SelectPro VDI3805 Internet_EU | PPK SelectPro VDI3805 Internet_EU | H725R/LV230A-TPC |  | 500 kPa | 400 kPa
129342 | H725R+LV24A-TPC | H725R+LV24A-TPC | 26 | H725R | + | LV24A-TPC | Standard actuator | 1 | Scenario 2 |  | PPK¦SelectPro¦VDI3805¦Internet_EU | PPK SelectPro VDI3805 Internet_EU | PPK SelectPro VDI3805 Internet_EU | H725R+LV24A-TPC |  | 500 kPa | 400 kPa
129343 | H725R/LV24A-TPC | H725R/LV24A-TPC | 26 | H725R | / | LV24A-TPC | Standard actuator | 1 | Scenario 2 |  | PPK¦SelectPro¦VDI3805¦Internet_EU | PPK SelectPro VDI3805 Internet_EU | PPK SelectPro VDI3805 Internet_EU | H725R/LV24A-TPC |  | 500 kPa | 400 kPa
129348 | H732N+LV230A-TPC | H732N+LV230A-TPC | 26 | H732N | + | LV230A-TPC | Standard actuator | 0 | Scenario 2 |  | PPK¦SelectPro¦VDI3805¦Internet_EU | PPK SelectPro VDI3805 Internet_EU | PPK SelectPro VDI3805 Internet_EU | H732N+LV230A-TPC |  | 350 kPa | 350 kPa
129349 | H732N/LV230A-TPC | H732N/LV230A-TPC | 26 | H732N | / | LV230A-TPC | Standard actuator | 0 | Scenario 2 |  | PPK¦SelectPro¦VDI3805¦Internet_EU | PPK SelectPro VDI3805 Internet_EU | PPK SelectPro VDI3805 Internet_EU | H732N/LV230A-TPC |  | 350 kPa | 350 kPa
129352 | H732N+LV24A-TPC | H732N+LV24A-TPC | 26 | H732N | + | LV24A-TPC | Standard actuator | 0 | Scenario 2 |  | PPK¦SelectPro¦VDI3805¦Internet_EU | PPK SelectPro VDI3805 Internet_EU | PPK SelectPro VDI3805 Internet_EU | H732N+LV24A-TPC |  | 350 kPa | 350 kPa
129353 | H732N/LV24A-TPC | H732N/LV24A-TPC | 26 | H732N | / | LV24A-TPC | Standard actuator | 0 | Scenario 2 |  | PPK¦SelectPro¦VDI3805¦Internet_EU | PPK SelectPro VDI3805 Internet_EU | PPK SelectPro VDI3805 Internet_EU | H732N/LV24A-TPC |  | 350 kPa | 350 kPa
129358 | H732R+LV230A-TPC | H732R+LV230A-TPC | 26 | H732R | + | LV230A-TPC | Standard actuator | 0 | Scenario 2 |  | PPK¦SelectPro¦VDI3805¦Internet_EU | PPK SelectPro VDI3805 Internet_EU | PPK SelectPro VDI3805 Internet_EU | H732R+LV230A-TPC |  | 350 kPa | 350 kPa
129359 | H732R/LV230A-TPC | H732R/LV230A-TPC | 26 | H732R | / | LV230A-TPC | Standard actuator | 0 | Scenario 2 |  | PPK¦SelectPro¦VDI3805¦Internet_EU | PPK SelectPro VDI3805 Internet_EU | PPK SelectPro VDI3805 Internet_EU | H732R/LV230A-TPC |  | 350 kPa | 350 kPa
129362 | H732R+LV24A-TPC | H732R+LV24A-TPC | 26 | H732R | + | LV24A-TPC | Standard actuator | 0 | Scenario 2 |  | PPK¦SelectPro¦VDI3805¦Internet_EU | PPK SelectPro VDI3805 Internet_EU | PPK SelectPro VDI3805 Internet_EU | H732R+LV24A-TPC |  | 350 kPa | 350 kPa
129363 | H732R/LV24A-TPC | H732R/LV24A-TPC | 26 | H732R | / | LV24A-TPC | Standard actuator | 0 | Scenario 2 |  | PPK¦SelectPro¦VDI3805¦Internet_EU | PPK SelectPro VDI3805 Internet_EU | PPK SelectPro VDI3805 Internet_EU | H732R/LV24A-TPC |  | 350 kPa | 350 kPa
129368 | H740N+LV230A-TPC | H740N+LV230A-TPC | 26 | H740N | + | LV230A-TPC | Standard actuator | 0 | Scenario 2 |  | PPK¦SelectPro¦VDI3805¦Internet_EU | PPK SelectPro VDI3805 Internet_EU | PPK SelectPro VDI3805 Internet_EU | H740N+LV230A-TPC |  | 150 kPa | 150 kPa
129369 | H740N/LV230A-TPC | H740N/LV230A-TPC | 26 | H740N | / | LV230A-TPC | Standard actuator | 0 | Scenario 2 |  | PPK¦SelectPro¦VDI3805¦Internet_EU | PPK SelectPro VDI3805 Internet_EU | PPK SelectPro VDI3805 Internet_EU | H740N/LV230A-TPC |  | 150 kPa | 150 kPa
129372 | H740N+LV24A-TPC | H740N+LV24A-TPC | 26 | H740N | + | LV24A-TPC | Standard actuator | 0 | Scenario 2 |  | PPK¦SelectPro¦VDI3805¦Internet_EU | PPK SelectPro VDI3805 Internet_EU | PPK SelectPro VDI3805 Internet_EU | H740N+LV24A-TPC |  | 150 kPa | 150 kPa
129373 | H740N/LV24A-TPC | H740N/LV24A-TPC | 26 | H740N | / | LV24A-TPC | Standard actuator | 0 | Scenario 2 |  | PPK¦SelectPro¦VDI3805¦Internet_EU | PPK SelectPro VDI3805 Internet_EU | PPK SelectPro VDI3805 Internet_EU | H740N/LV24A-TPC |  | 150 kPa | 150 kPa
129378 | H740R+LV230A-TPC | H740R+LV230A-TPC | 26 | H740R | + | LV230A-TPC | Standard actuator | 0 | Scenario 2 |  | PPK¦SelectPro¦VDI3805¦Internet_EU | PPK SelectPro VDI3805 Internet_EU | PPK SelectPro VDI3805 Internet_EU | H740R+LV230A-TPC |  | 150 kPa | 150 kPa
129379 | H740R/LV230A-TPC | H740R/LV230A-TPC | 26 | H740R | / | LV230A-TPC | Standard actuator | 0 | Scenario 2 |  | PPK¦SelectPro¦VDI3805¦Internet_EU | PPK SelectPro VDI3805 Internet_EU | PPK SelectPro VDI3805 Internet_EU | H740R/LV230A-TPC |  | 150 kPa | 150 kPa
129382 | H740R+LV24A-TPC | H740R+LV24A-TPC | 26 | H740R | + | LV24A-TPC | Standard actuator | 0 | Scenario 2 |  | PPK¦SelectPro¦VDI3805¦Internet_EU | PPK SelectPro VDI3805 Internet_EU | PPK SelectPro VDI3805 Internet_EU | H740R+LV24A-TPC |  | 150 kPa | 150 kPa
129383 | H740R/LV24A-TPC | H740R/LV24A-TPC | 26 | H740R | / | LV24A-TPC | Standard actuator | 0 | Scenario 2 |  | PPK¦SelectPro¦VDI3805¦Internet_EU | PPK SelectPro VDI3805 Internet_EU | PPK SelectPro VDI3805 Internet_EU | H740R/LV24A-TPC |  | 150 kPa | 150 kPa
129388 | H750N+LV230A-TPC | H750N+LV230A-TPC | 26 | H750N | + | LV230A-TPC | Standard actuator | 0 | Scenario 2 |  | PPK¦SelectPro¦VDI3805¦Internet_EU | PPK SelectPro VDI3805 Internet_EU | PPK SelectPro VDI3805 Internet_EU | H750N+LV230A-TPC |  | 70 kPa | 70 kPa
129389 | H750N/LV230A-TPC | H750N/LV230A-TPC | 26 | H750N | / | LV230A-TPC | Standard actuator | 0 | Scenario 2 |  | PPK¦SelectPro¦VDI3805¦Internet_EU | PPK SelectPro VDI3805 Internet_EU | PPK SelectPro VDI3805 Internet_EU | H750N/LV230A-TPC |  | 70 kPa | 70 kPa
129392 | H750N+LV24A-TPC | H750N+LV24A-TPC | 26 | H750N | + | LV24A-TPC | Standard actuator | 0 | Scenario 2 |  | PPK¦SelectPro¦VDI3805¦Internet_EU | PPK SelectPro VDI3805 Internet_EU | PPK SelectPro VDI3805 Internet_EU | H750N+LV24A-TPC |  | 70 kPa | 70 kPa
129393 | H750N/LV24A-TPC | H750N/LV24A-TPC | 26 | H750N | / | LV24A-TPC | Standard actuator | 0 | Scenario 2 |  | PPK¦SelectPro¦VDI3805¦Internet_EU | PPK SelectPro VDI3805 Internet_EU | PPK SelectPro VDI3805 Internet_EU | H750N/LV24A-TPC |  | 70 kPa | 70 kPa
129398 | H750R+LV230A-TPC | H750R+LV230A-TPC | 26 | H750R | + | LV230A-TPC | Standard actuator | 0 | Scenario 2 |  | PPK¦SelectPro¦VDI3805¦Internet_EU | PPK SelectPro VDI3805 Internet_EU | PPK SelectPro VDI3805 Internet_EU | H750R+LV230A-TPC |  | 70 kPa | 70 kPa
129399 | H750R/LV230A-TPC | H750R/LV230A-TPC | 26 | H750R | / | LV230A-TPC | Standard actuator | 0 | Scenario 2 |  | PPK¦SelectPro¦VDI3805¦Internet_EU | PPK SelectPro VDI3805 Internet_EU | PPK SelectPro VDI3805 Internet_EU | H750R/LV230A-TPC |  | 70 kPa | 70 kPa
129402 | H750R+LV24A-TPC | H750R+LV24A-TPC | 26 | H750R | + | LV24A-TPC | Standard actuator | 0 | Scenario 2 |  | PPK¦SelectPro¦VDI3805¦Internet_EU | PPK SelectPro VDI3805 Internet_EU | PPK SelectPro VDI3805 Internet_EU | H750R+LV24A-TPC |  | 70 kPa | 70 kPa
129403 | H750R/LV24A-TPC | H750R/LV24A-TPC | 26 | H750R | / | LV24A-TPC | Standard actuator | 0 | Scenario 2 |  | PPK¦SelectPro¦VDI3805¦Internet_EU | PPK SelectPro VDI3805 Internet_EU | PPK SelectPro VDI3805 Internet_EU | H750R/LV24A-TPC |  | 70 kPa | 70 kPa
129408 | H411B+NVK230A-3 | H411B+NVK230A-3 | 26 | H411B | + | NVK230A-3 | Actuator with emergency control function | 1 | Scenario 2 |  | PPK¦SelectPro¦VDI3805¦Internet_EU | PPK SelectPro VDI3805 Internet_EU | PPK SelectPro VDI3805 Internet_EU | H411B+NVK230A-3 |  | 1600 kPa | 400 kPa
129409 | H411B/NVK230A-3 | H411B/NVK230A-3 | 26 | H411B | / | NVK230A-3 | Actuator with emergency control function | 1 | Scenario 2 |  | PPK¦SelectPro¦VDI3805¦Internet_EU | PPK SelectPro VDI3805 Internet_EU | PPK SelectPro VDI3805 Internet_EU | H411B/NVK230A-3 |  | 1600 kPa | 400 kPa
129410 | H412B+NVK230A-3 | H412B+NVK230A-3 | 26 | H412B | + | NVK230A-3 | Actuator with emergency control function | 1 | Scenario 2 |  | PPK¦SelectPro¦VDI3805¦Internet_EU | PPK SelectPro VDI3805 Internet_EU | PPK SelectPro VDI3805 Internet_EU | H412B+NVK230A-3 |  | 1600 kPa | 400 kPa
129411 | H412B/NVK230A-3 | H412B/NVK230A-3 | 26 | H412B | / | NVK230A-3 | Actuator with emergency control function | 1 | Scenario 2 |  | PPK¦SelectPro¦VDI3805¦Internet_EU | PPK SelectPro VDI3805 Internet_EU | PPK SelectPro VDI3805 Internet_EU | H412B/NVK230A-3 |  | 1600 kPa | 400 kPa
129412 | H413B+NVK230A-3 | H413B+NVK230A-3 | 26 | H413B | + | NVK230A-3 | Actuator with emergency control function | 1 | Scenario 2 |  | PPK¦SelectPro¦VDI3805¦Internet_EU | PPK SelectPro VDI3805 Internet_EU | PPK SelectPro VDI3805 Internet_EU | H413B+NVK230A-3 |  | 1600 kPa | 400 kPa
129413 | H413B/NVK230A-3 | H413B/NVK230A-3 | 26 | H413B | / | NVK230A-3 | Actuator with emergency control function | 1 | Scenario 2 |  | PPK¦SelectPro¦VDI3805¦Internet_EU | PPK SelectPro VDI3805 Internet_EU | PPK SelectPro VDI3805 Internet_EU | H413B/NVK230A-3 |  | 1600 kPa | 400 kPa
129414 | H414B+NVK230A-3 | H414B+NVK230A-3 | 26 | H414B | + | NVK230A-3 | Actuator with emergency control function | 1 | Scenario 2 |  | PPK¦SelectPro¦VDI3805¦Internet_EU | PPK SelectPro VDI3805 Internet_EU | PPK SelectPro VDI3805 Internet_EU | H414B+NVK230A-3 |  | 1600 kPa | 400 kPa
129415 | H414B/NVK230A-3 | H414B/NVK230A-3 | 26 | H414B | / | NVK230A-3 | Actuator with emergency control function | 1 | Scenario 2 |  | PPK¦SelectPro¦VDI3805¦Internet_EU | PPK SelectPro VDI3805 Internet_EU | PPK SelectPro VDI3805 Internet_EU | H414B/NVK230A-3 |  | 1600 kPa | 400 kPa
129416 | H415B+NVK230A-3 | H415B+NVK230A-3 | 26 | H415B | + | NVK230A-3 | Actuator with emergency control function | 1 | Scenario 2 |  | PPK¦SelectPro¦VDI3805¦Internet_EU | PPK SelectPro VDI3805 Internet_EU | PPK SelectPro VDI3805 Internet_EU | H415B+NVK230A-3 |  | 1600 kPa | 400 kPa
129417 | H415B/NVK230A-3 | H415B/NVK230A-3 | 26 | H415B | / | NVK230A-3 | Actuator with emergency control function | 1 | Scenario 2 |  | PPK¦SelectPro¦VDI3805¦Internet_EU | PPK SelectPro VDI3805 Internet_EU | PPK SelectPro VDI3805 Internet_EU | H415B/NVK230A-3 |  | 1600 kPa | 400 kPa
129418 | H420B+NVK230A-3 | H420B+NVK230A-3 | 26 | H420B | + | NVK230A-3 | Actuator with emergency control function | 1 | Scenario 2 |  | PPK¦SelectPro¦VDI3805¦Internet_EU | PPK SelectPro VDI3805 Internet_EU | PPK SelectPro VDI3805 Internet_EU | H420B+NVK230A-3 |  | 1600 kPa | 400 kPa
129419 | H420B/NVK230A-3 | H420B/NVK230A-3 | 26 | H420B | / | NVK230A-3 | Actuator with emergency control function | 1 | Scenario 2 |  | PPK¦SelectPro¦VDI3805¦Internet_EU | PPK SelectPro VDI3805 Internet_EU | PPK SelectPro VDI3805 Internet_EU | H420B/NVK230A-3 |  | 1600 kPa | 400 kPa
129420 | H425B+NVK230A-3 | H425B+NVK230A-3 | 26 | H425B | + | NVK230A-3 | Actuator with emergency control function | 1 | Scenario 2 |  | PPK¦SelectPro¦VDI3805¦Internet_EU | PPK SelectPro VDI3805 Internet_EU | PPK SelectPro VDI3805 Internet_EU | H425B+NVK230A-3 |  | 1300 kPa | 400 kPa
129421 | H425B/NVK230A-3 | H425B/NVK230A-3 | 26 | H425B | / | NVK230A-3 | Actuator with emergency control function | 1 | Scenario 2 |  | PPK¦SelectPro¦VDI3805¦Internet_EU | PPK SelectPro VDI3805 Internet_EU | PPK SelectPro VDI3805 Internet_EU | H425B/NVK230A-3 |  | 1300 kPa | 400 kPa
129422 | H432B+NVK230A-3 | H432B+NVK230A-3 | 26 | H432B | + | NVK230A-3 | Actuator with emergency control function | 1 | Scenario 2 |  | PPK¦SelectPro¦VDI3805¦Internet_EU | PPK SelectPro VDI3805 Internet_EU | PPK SelectPro VDI3805 Internet_EU | H432B+NVK230A-3 |  | 1000 kPa | 400 kPa
129423 | H432B/NVK230A-3 | H432B/NVK230A-3 | 26 | H432B | / | NVK230A-3 | Actuator with emergency control function | 1 | Scenario 2 |  | PPK¦SelectPro¦VDI3805¦Internet_EU | PPK SelectPro VDI3805 Internet_EU | PPK SelectPro VDI3805 Internet_EU | H432B/NVK230A-3 |  | 1000 kPa | 400 kPa
129424 | H440B+NVK230A-3 | H440B+NVK230A-3 | 26 | H440B | + | NVK230A-3 | Actuator with emergency control function | 1 | Scenario 2 |  | PPK¦SelectPro¦VDI3805¦Internet_EU | PPK SelectPro VDI3805 Internet_EU | PPK SelectPro VDI3805 Internet_EU | H440B+NVK230A-3 |  | 500 kPa | 400 kPa
129425 | H440B/NVK230A-3 | H440B/NVK230A-3 | 26 | H440B | / | NVK230A-3 | Actuator with emergency control function | 1 | Scenario 2 |  | PPK¦SelectPro¦VDI3805¦Internet_EU | PPK SelectPro VDI3805 Internet_EU | PPK SelectPro VDI3805 Internet_EU | H440B/NVK230A-3 |  | 500 kPa | 400 kPa
129426 | H450B+NVK230A-3 | H450B+NVK230A-3 | 26 | H450B | + | NVK230A-3 | Actuator with emergency control function | 1 | Scenario 2 |  | PPK¦SelectPro¦VDI3805¦Internet_EU | PPK SelectPro VDI3805 Internet_EU | PPK SelectPro VDI3805 Internet_EU | H450B+NVK230A-3 |  | 300 kPa | 300 kPa
129427 | H450B/NVK230A-3 | H450B/NVK230A-3 | 26 | H450B | / | NVK230A-3 | Actuator with emergency control function | 1 | Scenario 2 |  | PPK¦SelectPro¦VDI3805¦Internet_EU | PPK SelectPro VDI3805 Internet_EU | PPK SelectPro VDI3805 Internet_EU | H450B/NVK230A-3 |  | 300 kPa | 300 kPa
129428 | H511B+NVK230A-3 | H511B+NVK230A-3 | 26 | H511B | + | NVK230A-3 | Actuator with emergency control function | 1 | Scenario 2 |  | PPK¦SelectPro¦VDI3805¦Internet_EU | PPK SelectPro VDI3805 Internet_EU | PPK SelectPro VDI3805 Internet_EU | H511B+NVK230A-3 |  | 1600 kPa | 400 kPa
129429 | H511B/NVK230A-3 | H511B/NVK230A-3 | 26 | H511B | / | NVK230A-3 | Actuator with emergency control function | 1 | Scenario 2 |  | PPK¦SelectPro¦VDI3805¦Internet_EU | PPK SelectPro VDI3805 Internet_EU | PPK SelectPro VDI3805 Internet_EU | H511B/NVK230A-3 |  | 1600 kPa | 400 kPa
129430 | H512B+NVK230A-3 | H512B+NVK230A-3 | 26 | H512B | + | NVK230A-3 | Actuator with emergency control function | 1 | Scenario 2 |  | PPK¦SelectPro¦VDI3805¦Internet_EU | PPK SelectPro VDI3805 Internet_EU | PPK SelectPro VDI3805 Internet_EU | H512B+NVK230A-3 |  | 1600 kPa | 400 kPa
129431 | H512B/NVK230A-3 | H512B/NVK230A-3 | 26 | H512B | / | NVK230A-3 | Actuator with emergency control function | 1 | Scenario 2 |  | PPK¦SelectPro¦VDI3805¦Internet_EU | PPK SelectPro VDI3805 Internet_EU | PPK SelectPro VDI3805 Internet_EU | H512B/NVK230A-3 |  | 1600 kPa | 400 kPa
129432 | H513B+NVK230A-3 | H513B+NVK230A-3 | 26 | H513B | + | NVK230A-3 | Actuator with emergency control function | 1 | Scenario 2 |  | PPK¦SelectPro¦VDI3805¦Internet_EU | PPK SelectPro VDI3805 Internet_EU | PPK SelectPro VDI3805 Internet_EU | H513B+NVK230A-3 |  | 1600 kPa | 400 kPa
129433 | H513B/NVK230A-3 | H513B/NVK230A-3 | 26 | H513B | / | NVK230A-3 | Actuator with emergency control function | 1 | Scenario 2 |  | PPK¦SelectPro¦VDI3805¦Internet_EU | PPK SelectPro VDI3805 Internet_EU | PPK SelectPro VDI3805 Internet_EU | H513B/NVK230A-3 |  | 1600 kPa | 400 kPa
129434 | H514B+NVK230A-3 | H514B+NVK230A-3 | 26 | H514B | + | NVK230A-3 | Actuator with emergency control function | 1 | Scenario 2 |  | PPK¦SelectPro¦VDI3805¦Internet_EU | PPK SelectPro VDI3805 Internet_EU | PPK SelectPro VDI3805 Internet_EU | H514B+NVK230A-3 |  | 1600 kPa | 400 kPa
129435 | H514B/NVK230A-3 | H514B/NVK230A-3 | 26 | H514B | / | NVK230A-3 | Actuator with emergency control function | 1 | Scenario 2 |  | PPK¦SelectPro¦VDI3805¦Internet_EU | PPK SelectPro VDI3805 Internet_EU | PPK SelectPro VDI3805 Internet_EU | H514B/NVK230A-3 |  | 1600 kPa | 400 kPa
129436 | H515B+NVK230A-3 | H515B+NVK230A-3 | 26 | H515B | + | NVK230A-3 | Actuator with emergency control function | 1 | Scenario 2 |  | PPK¦SelectPro¦VDI3805¦Internet_EU | PPK SelectPro VDI3805 Internet_EU | PPK SelectPro VDI3805 Internet_EU | H515B+NVK230A-3 |  | 1600 kPa | 400 kPa
129437 | H515B/NVK230A-3 | H515B/NVK230A-3 | 26 | H515B | / | NVK230A-3 | Actuator with emergency control function | 1 | Scenario 2 |  | PPK¦SelectPro¦VDI3805¦Internet_EU | PPK SelectPro VDI3805 Internet_EU | PPK SelectPro VDI3805 Internet_EU | H515B/NVK230A-3 |  | 1600 kPa | 400 kPa
129438 | H520B+NVK230A-3 | H520B+NVK230A-3 | 26 | H520B | + | NVK230A-3 | Actuator with emergency control function | 1 | Scenario 2 |  | PPK¦SelectPro¦VDI3805¦Internet_EU | PPK SelectPro VDI3805 Internet_EU | PPK SelectPro VDI3805 Internet_EU | H520B+NVK230A-3 |  | 1600 kPa | 400 kPa
129439 | H520B/NVK230A-3 | H520B/NVK230A-3 | 26 | H520B | / | NVK230A-3 | Actuator with emergency control function | 1 | Scenario 2 |  | PPK¦SelectPro¦VDI3805¦Internet_EU | PPK SelectPro VDI3805 Internet_EU | PPK SelectPro VDI3805 Internet_EU | H520B/NVK230A-3 |  | 1600 kPa | 400 kPa
129440 | H525B+NVK230A-3 | H525B+NVK230A-3 | 26 | H525B | + | NVK230A-3 | Actuator with emergency control function | 1 | Scenario 2 |  | PPK¦SelectPro¦VDI3805¦Internet_EU | PPK SelectPro VDI3805 Internet_EU | PPK SelectPro VDI3805 Internet_EU | H525B+NVK230A-3 |  | 1300 kPa | 400 kPa
129441 | H525B/NVK230A-3 | H525B/NVK230A-3 | 26 | H525B | / | NVK230A-3 | Actuator with emergency control function | 1 | Scenario 2 |  | PPK¦SelectPro¦VDI3805¦Internet_EU | PPK SelectPro VDI3805 Internet_EU | PPK SelectPro VDI3805 Internet_EU | H525B/NVK230A-3 |  | 1300 kPa | 400 kPa
129442 | H532B+NVK230A-3 | H532B+NVK230A-3 | 26 | H532B | + | NVK230A-3 | Actuator with emergency control function | 1 | Scenario 2 |  | PPK¦SelectPro¦VDI3805¦Internet_EU | PPK SelectPro VDI3805 Internet_EU | PPK SelectPro VDI3805 Internet_EU | H532B+NVK230A-3 |  | 1000 kPa | 400 kPa
129443 | H532B/NVK230A-3 | H532B/NVK230A-3 | 26 | H532B | / | NVK230A-3 | Actuator with emergency control function | 1 | Scenario 2 |  | PPK¦SelectPro¦VDI3805¦Internet_EU | PPK SelectPro VDI3805 Internet_EU | PPK SelectPro VDI3805 Internet_EU | H532B/NVK230A-3 |  | 1000 kPa | 400 kPa
129444 | H540B+NVK230A-3 | H540B+NVK230A-3 | 26 | H540B | + | NVK230A-3 | Actuator with emergency control function | 1 | Scenario 2 |  | PPK¦SelectPro¦VDI3805¦Internet_EU | PPK SelectPro VDI3805 Internet_EU | PPK SelectPro VDI3805 Internet_EU | H540B+NVK230A-3 |  | 500 kPa | 400 kPa
129445 | H540B/NVK230A-3 | H540B/NVK230A-3 | 26 | H540B | / | NVK230A-3 | Actuator with emergency control function | 1 | Scenario 2 |  | PPK¦SelectPro¦VDI3805¦Internet_EU | PPK SelectPro VDI3805 Internet_EU | PPK SelectPro VDI3805 Internet_EU | H540B/NVK230A-3 |  | 500 kPa | 400 kPa
129446 | H550B+NVK230A-3 | H550B+NVK230A-3 | 26 | H550B | + | NVK230A-3 | Actuator with emergency control function | 1 | Scenario 2 |  | PPK¦SelectPro¦VDI3805¦Internet_EU | PPK SelectPro VDI3805 Internet_EU | PPK SelectPro VDI3805 Internet_EU | H550B+NVK230A-3 |  | 300 kPa | 300 kPa
129447 | H550B/NVK230A-3 | H550B/NVK230A-3 | 26 | H550B | / | NVK230A-3 | Actuator with emergency control function | 1 | Scenario 2 |  | PPK¦SelectPro¦VDI3805¦Internet_EU | PPK SelectPro VDI3805 Internet_EU | PPK SelectPro VDI3805 Internet_EU | H550B/NVK230A-3 |  | 300 kPa | 300 kPa
129448 | H6015X1-S2+NVK230A-3 | H6015X1-S2+NVK230A-3 | 26 | H6015X1-S2 | + | NVK230A-3 | Actuator with emergency control function | 1 | Scenario 2 |  | PPK¦SelectPro¦VDI3805¦Internet_EU | PPK SelectPro VDI3805 Internet_EU | PPK SelectPro VDI3805 Internet_EU | H6015X1-S2+NVK230A-3 |  | 2200 kPa | 1000 kPa
129449 | H6015X1-S2/NVK230A-3 | H6015X1-S2/NVK230A-3 | 26 | H6015X1-S2 | / | NVK230A-3 | Actuator with emergency control function | 1 | Scenario 2 |  | PPK¦SelectPro¦VDI3805¦Internet_EU | PPK SelectPro VDI3805 Internet_EU | PPK SelectPro VDI3805 Internet_EU | H6015X1-S2/NVK230A-3 |  | 2200 kPa | 1000 kPa
129450 | H6015X1P6-S2+NVK230A-3 | H6015X1P6-S2+NVK230A-3 | 26 | H6015X1P6-S2 | + | NVK230A-3 | Actuator with emergency control function | 1 | Scenario 2 |  | PPK¦SelectPro¦VDI3805¦Internet_EU | PPK SelectPro VDI3805 Internet_EU | PPK SelectPro VDI3805 Internet_EU | H6015X1P6-S2+NVK230A-3 |  | 2200 kPa | 1000 kPa
129451 | H6015X1P6-S2/NVK230A-3 | H6015X1P6-S2/NVK230A-3 | 26 | H6015X1P6-S2 | / | NVK230A-3 | Actuator with emergency control function | 1 | Scenario 2 |  | PPK¦SelectPro¦VDI3805¦Internet_EU | PPK SelectPro VDI3805 Internet_EU | PPK SelectPro VDI3805 Internet_EU | H6015X1P6-S2/NVK230A-3 |  | 2200 kPa | 1000 kPa
129452 | H6015X2P5-S2+NVK230A-3 | H6015X2P5-S2+NVK230A-3 | 26 | H6015X2P5-S2 | + | NVK230A-3 | Actuator with emergency control function | 1 | Scenario 2 |  | PPK¦SelectPro¦VDI3805¦Internet_EU | PPK SelectPro VDI3805 Internet_EU | PPK SelectPro VDI3805 Internet_EU | H6015X2P5-S2+NVK230A-3 |  | 2200 kPa | 1000 kPa
129453 | H6015X2P5-S2/NVK230A-3 | H6015X2P5-S2/NVK230A-3 | 26 | H6015X2P5-S2 | / | NVK230A-3 | Actuator with emergency control function | 1 | Scenario 2 |  | PPK¦SelectPro¦VDI3805¦Internet_EU | PPK SelectPro VDI3805 Internet_EU | PPK SelectPro VDI3805 Internet_EU | H6015X2P5-S2/NVK230A-3 |  | 2200 kPa | 1000 kPa
129454 | H6015X4-S2+NVK230A-3 | H6015X4-S2+NVK230A-3 | 26 | H6015X4-S2 | + | NVK230A-3 | Actuator with emergency control function | 1 | Scenario 2 |  | PPK¦SelectPro¦VDI3805¦Internet_EU | PPK SelectPro VDI3805 Internet_EU | PPK SelectPro VDI3805 Internet_EU | H6015X4-S2+NVK230A-3 |  | 2200 kPa | 1000 kPa
129455 | H6015X4-S2/NVK230A-3 | H6015X4-S2/NVK230A-3 | 26 | H6015X4-S2 | / | NVK230A-3 | Actuator with emergency control function | 1 | Scenario 2 |  | PPK¦SelectPro¦VDI3805¦Internet_EU | PPK SelectPro VDI3805 Internet_EU | PPK SelectPro VDI3805 Internet_EU | H6015X4-S2/NVK230A-3 |  | 2200 kPa | 1000 kPa
129456 | H6015XP4-S2+NVK230A-3 | H6015XP4-S2+NVK230A-3 | 26 | H6015XP4-S2 | + | NVK230A-3 | Actuator with emergency control function | 1 | Scenario 2 |  | PPK¦SelectPro¦VDI3805¦Internet_EU | PPK SelectPro VDI3805 Internet_EU | PPK SelectPro VDI3805 Internet_EU | H6015XP4-S2+NVK230A-3 |  | 2500 kPa | 1000 kPa
129457 | H6015XP4-S2/NVK230A-3 | H6015XP4-S2/NVK230A-3 | 26 | H6015XP4-S2 | / | NVK230A-3 | Actuator with emergency control function | 1 | Scenario 2 |  | PPK¦SelectPro¦VDI3805¦Internet_EU | PPK SelectPro VDI3805 Internet_EU | PPK SelectPro VDI3805 Internet_EU | H6015XP4-S2/NVK230A-3 |  | 2500 kPa | 1000 kPa
129458 | H6015XP63-S2+NVK230A-3 | H6015XP63-S2+NVK230A-3 | 26 | H6015XP63-S2 | + | NVK230A-3 | Actuator with emergency control function | 1 | Scenario 2 |  | PPK¦SelectPro¦VDI3805¦Internet_EU | PPK SelectPro VDI3805 Internet_EU | PPK SelectPro VDI3805 Internet_EU | H6015XP63-S2+NVK230A-3 |  | 2500 kPa | 1000 kPa
129459 | H6015XP63-S2/NVK230A-3 | H6015XP63-S2/NVK230A-3 | 26 | H6015XP63-S2 | / | NVK230A-3 | Actuator with emergency control function | 1 | Scenario 2 |  | PPK¦SelectPro¦VDI3805¦Internet_EU | PPK SelectPro VDI3805 Internet_EU | PPK SelectPro VDI3805 Internet_EU | H6015XP63-S2/NVK230A-3 |  | 2500 kPa | 1000 kPa
129460 | H6020X4-S2+NVK230A-3 | H6020X4-S2+NVK230A-3 | 26 | H6020X4-S2 | + | NVK230A-3 | Actuator with emergency control function | 1 | Scenario 2 |  | PPK¦SelectPro¦VDI3805¦Internet_EU | PPK SelectPro VDI3805 Internet_EU | PPK SelectPro VDI3805 Internet_EU | H6020X4-S2+NVK230A-3 |  | 2200 kPa | 1000 kPa
129461 | H6020X4-S2/NVK230A-3 | H6020X4-S2/NVK230A-3 | 26 | H6020X4-S2 | / | NVK230A-3 | Actuator with emergency control function | 1 | Scenario 2 |  | PPK¦SelectPro¦VDI3805¦Internet_EU | PPK SelectPro VDI3805 Internet_EU | PPK SelectPro VDI3805 Internet_EU | H6020X4-S2/NVK230A-3 |  | 2200 kPa | 1000 kPa
129462 | H6020X6P3-S2+NVK230A-3 | H6020X6P3-S2+NVK230A-3 | 26 | H6020X6P3-S2 | + | NVK230A-3 | Actuator with emergency control function | 1 | Scenario 2 |  | PPK¦SelectPro¦VDI3805¦Internet_EU | PPK SelectPro VDI3805 Internet_EU | PPK SelectPro VDI3805 Internet_EU | H6020X6P3-S2+NVK230A-3 |  | 1500 kPa | 1000 kPa
129463 | H6020X6P3-S2/NVK230A-3 | H6020X6P3-S2/NVK230A-3 | 26 | H6020X6P3-S2 | / | NVK230A-3 | Actuator with emergency control function | 1 | Scenario 2 |  | PPK¦SelectPro¦VDI3805¦Internet_EU | PPK SelectPro VDI3805 Internet_EU | PPK SelectPro VDI3805 Internet_EU | H6020X6P3-S2/NVK230A-3 |  | 1500 kPa | 1000 kPa
129464 | H6025X10-S2+NVK230A-3 | H6025X10-S2+NVK230A-3 | 26 | H6025X10-S2 | + | NVK230A-3 | Actuator with emergency control function | 1 | Scenario 2 |  | PPK¦SelectPro¦VDI3805¦Internet_EU | PPK SelectPro VDI3805 Internet_EU | PPK SelectPro VDI3805 Internet_EU | H6025X10-S2+NVK230A-3 |  | 1300 kPa | 1000 kPa
129465 | H6025X10-S2/NVK230A-3 | H6025X10-S2/NVK230A-3 | 26 | H6025X10-S2 | / | NVK230A-3 | Actuator with emergency control function | 1 | Scenario 2 |  | PPK¦SelectPro¦VDI3805¦Internet_EU | PPK SelectPro VDI3805 Internet_EU | PPK SelectPro VDI3805 Internet_EU | H6025X10-S2/NVK230A-3 |  | 1300 kPa | 1000 kPa
129466 | H6025X6P3-S2+NVK230A-3 | H6025X6P3-S2+NVK230A-3 | 26 | H6025X6P3-S2 | + | NVK230A-3 | Actuator with emergency control function | 1 | Scenario 2 |  | PPK¦SelectPro¦VDI3805¦Internet_EU | PPK SelectPro VDI3805 Internet_EU | PPK SelectPro VDI3805 Internet_EU | H6025X6P3-S2+NVK230A-3 |  | 1300 kPa | 1000 kPa
129467 | H6025X6P3-S2/NVK230A-3 | H6025X6P3-S2/NVK230A-3 | 26 | H6025X6P3-S2 | / | NVK230A-3 | Actuator with emergency control function | 1 | Scenario 2 |  | PPK¦SelectPro¦VDI3805¦Internet_EU | PPK SelectPro VDI3805 Internet_EU | PPK SelectPro VDI3805 Internet_EU | H6025X6P3-S2/NVK230A-3 |  | 1300 kPa | 1000 kPa
129468 | H6032X10-S2+NVK230A-3 | H6032X10-S2+NVK230A-3 | 26 | H6032X10-S2 | + | NVK230A-3 | Actuator with emergency control function | 1 | Scenario 2 |  | PPK¦SelectPro¦VDI3805¦Internet_EU | PPK SelectPro VDI3805 Internet_EU | PPK SelectPro VDI3805 Internet_EU | H6032X10-S2+NVK230A-3 |  | 900 kPa | 900 kPa
129469 | H6032X10-S2/NVK230A-3 | H6032X10-S2/NVK230A-3 | 26 | H6032X10-S2 | / | NVK230A-3 | Actuator with emergency control function | 1 | Scenario 2 |  | PPK¦SelectPro¦VDI3805¦Internet_EU | PPK SelectPro VDI3805 Internet_EU | PPK SelectPro VDI3805 Internet_EU | H6032X10-S2/NVK230A-3 |  | 900 kPa | 900 kPa
129470 | H6032X16-S2+NVK230A-3 | H6032X16-S2+NVK230A-3 | 26 | H6032X16-S2 | + | NVK230A-3 | Actuator with emergency control function | 1 | Scenario 2 |  | PPK¦SelectPro¦VDI3805¦Internet_EU | PPK SelectPro VDI3805 Internet_EU | PPK SelectPro VDI3805 Internet_EU | H6032X16-S2+NVK230A-3 |  | 900 kPa | 900 kPa
129471 | H6032X16-S2/NVK230A-3 | H6032X16-S2/NVK230A-3 | 26 | H6032X16-S2 | / | NVK230A-3 | Actuator with emergency control function | 1 | Scenario 2 |  | PPK¦SelectPro¦VDI3805¦Internet_EU | PPK SelectPro VDI3805 Internet_EU | PPK SelectPro VDI3805 Internet_EU | H6032X16-S2/NVK230A-3 |  | 900 kPa | 900 kPa
129472 | H6040X16-S2+NVK230A-3 | H6040X16-S2+NVK230A-3 | 26 | H6040X16-S2 | + | NVK230A-3 | Actuator with emergency control function | 1 | Scenario 2 |  | PPK¦SelectPro¦VDI3805¦Internet_EU | PPK SelectPro VDI3805 Internet_EU | PPK SelectPro VDI3805 Internet_EU | H6040X16-S2+NVK230A-3 |  | 500 kPa | 500 kPa
129473 | H6040X16-S2/NVK230A-3 | H6040X16-S2/NVK230A-3 | 26 | H6040X16-S2 | / | NVK230A-3 | Actuator with emergency control function | 1 | Scenario 2 |  | PPK¦SelectPro¦VDI3805¦Internet_EU | PPK SelectPro VDI3805 Internet_EU | PPK SelectPro VDI3805 Internet_EU | H6040X16-S2/NVK230A-3 |  | 500 kPa | 500 kPa
129474 | H6040X25-S2+NVK230A-3 | H6040X25-S2+NVK230A-3 | 26 | H6040X25-S2 | + | NVK230A-3 | Actuator with emergency control function | 1 | Scenario 2 |  | PPK¦SelectPro¦VDI3805¦Internet_EU | PPK SelectPro VDI3805 Internet_EU | PPK SelectPro VDI3805 Internet_EU | H6040X25-S2+NVK230A-3 |  | 500 kPa | 500 kPa
129475 | H6040X25-S2/NVK230A-3 | H6040X25-S2/NVK230A-3 | 26 | H6040X25-S2 | / | NVK230A-3 | Actuator with emergency control function | 1 | Scenario 2 |  | PPK¦SelectPro¦VDI3805¦Internet_EU | PPK SelectPro VDI3805 Internet_EU | PPK SelectPro VDI3805 Internet_EU | H6040X25-S2/NVK230A-3 |  | 500 kPa | 500 kPa
129476 | H6050X25-S2+NVK230A-3 | H6050X25-S2+NVK230A-3 | 26 | H6050X25-S2 | + | NVK230A-3 | Actuator with emergency control function | 1 | Scenario 2 |  | PPK¦SelectPro¦VDI3805¦Internet_EU | PPK SelectPro VDI3805 Internet_EU | PPK SelectPro VDI3805 Internet_EU | H6050X25-S2+NVK230A-3 |  | 300 kPa | 300 kPa
129477 | H6050X25-S2/NVK230A-3 | H6050X25-S2/NVK230A-3 | 26 | H6050X25-S2 | / | NVK230A-3 | Actuator with emergency control function | 1 | Scenario 2 |  | PPK¦SelectPro¦VDI3805¦Internet_EU | PPK SelectPro VDI3805 Internet_EU | PPK SelectPro VDI3805 Internet_EU | H6050X25-S2/NVK230A-3 |  | 300 kPa | 300 kPa
129478 | H6050X40-S2+NVK230A-3 | H6050X40-S2+NVK230A-3 | 26 | H6050X40-S2 | + | NVK230A-3 | Actuator with emergency control function | 1 | Scenario 2 |  | PPK¦SelectPro¦VDI3805¦Internet_EU | PPK SelectPro VDI3805 Internet_EU | PPK SelectPro VDI3805 Internet_EU | H6050X40-S2+NVK230A-3 |  | 300 kPa | 300 kPa
129479 | H6050X40-S2/NVK230A-3 | H6050X40-S2/NVK230A-3 | 26 | H6050X40-S2 | / | NVK230A-3 | Actuator with emergency control function | 1 | Scenario 2 |  | PPK¦SelectPro¦VDI3805¦Internet_EU | PPK SelectPro VDI3805 Internet_EU | PPK SelectPro VDI3805 Internet_EU | H6050X40-S2/NVK230A-3 |  | 300 kPa | 300 kPa
129480 | H6065X58-SP2+NVK230A-3 | H6065X58-SP2+NVK230A-3 | 26 | H6065X58-SP2 | + | NVK230A-3 | Actuator with emergency control function | 1 | Scenario 2 |  | PPK¦SelectPro¦VDI3805¦Internet_EU | PPK SelectPro VDI3805 Internet_EU | PPK SelectPro VDI3805 Internet_EU | H6065X58-SP2+NVK230A-3 |  | 2100 kPa | 1000 kPa
129481 | H6065X58-SP2/NVK230A-3 | H6065X58-SP2/NVK230A-3 | 26 | H6065X58-SP2 | / | NVK230A-3 | Actuator with emergency control function | 1 | Scenario 2 |  | PPK¦SelectPro¦VDI3805¦Internet_EU | PPK SelectPro VDI3805 Internet_EU | PPK SelectPro VDI3805 Internet_EU | H6065X58-SP2/NVK230A-3 |  | 2100 kPa | 1000 kPa
129482 | H6080X90-SP2+NVK230A-3 | H6080X90-SP2+NVK230A-3 | 26 | H6080X90-SP2 | + | NVK230A-3 | Actuator with emergency control function | 1 | Scenario 2 |  | PPK¦SelectPro¦VDI3805¦Internet_EU | PPK SelectPro VDI3805 Internet_EU | PPK SelectPro VDI3805 Internet_EU | H6080X90-SP2+NVK230A-3 |  | 1600 kPa | 1000 kPa
129483 | H6080X90-SP2/NVK230A-3 | H6080X90-SP2/NVK230A-3 | 26 | H6080X90-SP2 | / | NVK230A-3 | Actuator with emergency control function | 1 | Scenario 2 |  | PPK¦SelectPro¦VDI3805¦Internet_EU | PPK SelectPro VDI3805 Internet_EU | PPK SelectPro VDI3805 Internet_EU | H6080X90-SP2/NVK230A-3 |  | 1600 kPa | 1000 kPa
129484 | H6100X125-SP2+NVK230A-3 | H6100X125-SP2+NVK230A-3 | 26 | H6100X125-SP2 | + | NVK230A-3 | Actuator with emergency control function | 1 | Scenario 2 |  | PPK¦SelectPro¦VDI3805¦Internet_EU | PPK SelectPro VDI3805 Internet_EU | PPK SelectPro VDI3805 Internet_EU | H6100X125-SP2+NVK230A-3 |  | 1000 kPa | 1000 kPa
129485 | H6100X125-SP2/NVK230A-3 | H6100X125-SP2/NVK230A-3 | 26 | H6100X125-SP2 | / | NVK230A-3 | Actuator with emergency control function | 1 | Scenario 2 |  | PPK¦SelectPro¦VDI3805¦Internet_EU | PPK SelectPro VDI3805 Internet_EU | PPK SelectPro VDI3805 Internet_EU | H6100X125-SP2/NVK230A-3 |  | 1000 kPa | 1000 kPa
129486 | H610S+NVK230A-3 | H610S+NVK230A-3 | 26 | H610S | + | NVK230A-3 | Actuator with emergency control function | 1 | Scenario 2 |  | PPK¦SelectPro¦VDI3805¦Internet_EU | PPK SelectPro VDI3805 Internet_EU | PPK SelectPro VDI3805 Internet_EU | H610S+NVK230A-3 |  | 1600 kPa | 1000 kPa
129487 | H610S/NVK230A-3 | H610S/NVK230A-3 | 26 | H610S | / | NVK230A-3 | Actuator with emergency control function | 1 | Scenario 2 |  | PPK¦SelectPro¦VDI3805¦Internet_EU | PPK SelectPro VDI3805 Internet_EU | PPK SelectPro VDI3805 Internet_EU | H610S/NVK230A-3 |  | 1600 kPa | 1000 kPa
129488 | H611N+NVK230A-3 | H611N+NVK230A-3 | 26 | H611N | + | NVK230A-3 | Actuator with emergency control function | 1 | Scenario 2 |  | PPK¦SelectPro¦VDI3805¦Internet_EU | PPK SelectPro VDI3805 Internet_EU | PPK SelectPro VDI3805 Internet_EU | H611N+NVK230A-3 |  | 1600 kPa | 400 kPa
129489 | H611N/NVK230A-3 | H611N/NVK230A-3 | 26 | H611N | / | NVK230A-3 | Actuator with emergency control function | 1 | Scenario 2 |  | PPK¦SelectPro¦VDI3805¦Internet_EU | PPK SelectPro VDI3805 Internet_EU | PPK SelectPro VDI3805 Internet_EU | H611N/NVK230A-3 |  | 1600 kPa | 400 kPa
129490 | H611R+NVK230A-3 | H611R+NVK230A-3 | 26 | H611R | + | NVK230A-3 | Actuator with emergency control function | 1 | Scenario 2 |  | PPK¦SelectPro¦VDI3805¦Internet_EU | PPK SelectPro VDI3805 Internet_EU | PPK SelectPro VDI3805 Internet_EU | H611R+NVK230A-3 |  | 600 kPa | 400 kPa
129491 | H611R/NVK230A-3 | H611R/NVK230A-3 | 26 | H611R | / | NVK230A-3 | Actuator with emergency control function | 1 | Scenario 2 |  | PPK¦SelectPro¦VDI3805¦Internet_EU | PPK SelectPro VDI3805 Internet_EU | PPK SelectPro VDI3805 Internet_EU | H611R/NVK230A-3 |  | 600 kPa | 400 kPa
129492 | H611S+NVK230A-3 | H611S+NVK230A-3 | 26 | H611S | + | NVK230A-3 | Actuator with emergency control function | 1 | Scenario 2 |  | PPK¦SelectPro¦VDI3805¦Internet_EU | PPK SelectPro VDI3805 Internet_EU | PPK SelectPro VDI3805 Internet_EU | H611S+NVK230A-3 |  | 1600 kPa | 1000 kPa
129493 | H611S/NVK230A-3 | H611S/NVK230A-3 | 26 | H611S | / | NVK230A-3 | Actuator with emergency control function | 1 | Scenario 2 |  | PPK¦SelectPro¦VDI3805¦Internet_EU | PPK SelectPro VDI3805 Internet_EU | PPK SelectPro VDI3805 Internet_EU | H611S/NVK230A-3 |  | 1600 kPa | 1000 kPa
129494 | H612N+NVK230A-3 | H612N+NVK230A-3 | 26 | H612N | + | NVK230A-3 | Actuator with emergency control function | 1 | Scenario 2 |  | PPK¦SelectPro¦VDI3805¦Internet_EU | PPK SelectPro VDI3805 Internet_EU | PPK SelectPro VDI3805 Internet_EU | H612N+NVK230A-3 |  | 1600 kPa | 400 kPa
129495 | H612N/NVK230A-3 | H612N/NVK230A-3 | 26 | H612N | / | NVK230A-3 | Actuator with emergency control function | 1 | Scenario 2 |  | PPK¦SelectPro¦VDI3805¦Internet_EU | PPK SelectPro VDI3805 Internet_EU | PPK SelectPro VDI3805 Internet_EU | H612N/NVK230A-3 |  | 1600 kPa | 400 kPa
129496 | H612R+NVK230A-3 | H612R+NVK230A-3 | 26 | H612R | + | NVK230A-3 | Actuator with emergency control function | 1 | Scenario 2 |  | PPK¦SelectPro¦VDI3805¦Internet_EU | PPK SelectPro VDI3805 Internet_EU | PPK SelectPro VDI3805 Internet_EU | H612R+NVK230A-3 |  | 600 kPa | 400 kPa
129497 | H612R/NVK230A-3 | H612R/NVK230A-3 | 26 | H612R | / | NVK230A-3 | Actuator with emergency control function | 1 | Scenario 2 |  | PPK¦SelectPro¦VDI3805¦Internet_EU | PPK SelectPro VDI3805 Internet_EU | PPK SelectPro VDI3805 Internet_EU | H612R/NVK230A-3 |  | 600 kPa | 400 kPa
129498 | H612S+NVK230A-3 | H612S+NVK230A-3 | 26 | H612S | + | NVK230A-3 | Actuator with emergency control function | 1 | Scenario 2 |  | PPK¦SelectPro¦VDI3805¦Internet_EU | PPK SelectPro VDI3805 Internet_EU | PPK SelectPro VDI3805 Internet_EU | H612S+NVK230A-3 |  | 1600 kPa | 1000 kPa
129499 | H612S/NVK230A-3 | H612S/NVK230A-3 | 26 | H612S | / | NVK230A-3 | Actuator with emergency control function | 1 | Scenario 2 |  | PPK¦SelectPro¦VDI3805¦Internet_EU | PPK SelectPro VDI3805 Internet_EU | PPK SelectPro VDI3805 Internet_EU | H612S/NVK230A-3 |  | 1600 kPa | 1000 kPa
129500 | H613N+NVK230A-3 | H613N+NVK230A-3 | 26 | H613N | + | NVK230A-3 | Actuator with emergency control function | 1 | Scenario 2 |  | PPK¦SelectPro¦VDI3805¦Internet_EU | PPK SelectPro VDI3805 Internet_EU | PPK SelectPro VDI3805 Internet_EU | H613N+NVK230A-3 |  | 1600 kPa | 400 kPa
129501 | H613N/NVK230A-3 | H613N/NVK230A-3 | 26 | H613N | / | NVK230A-3 | Actuator with emergency control function | 1 | Scenario 2 |  | PPK¦SelectPro¦VDI3805¦Internet_EU | PPK SelectPro VDI3805 Internet_EU | PPK SelectPro VDI3805 Internet_EU | H613N/NVK230A-3 |  | 1600 kPa | 400 kPa
129502 | H613R+NVK230A-3 | H613R+NVK230A-3 | 26 | H613R | + | NVK230A-3 | Actuator with emergency control function | 1 | Scenario 2 |  | PPK¦SelectPro¦VDI3805¦Internet_EU | PPK SelectPro VDI3805 Internet_EU | PPK SelectPro VDI3805 Internet_EU | H613R+NVK230A-3 |  | 600 kPa | 400 kPa
129503 | H613R/NVK230A-3 | H613R/NVK230A-3 | 26 | H613R | / | NVK230A-3 | Actuator with emergency control function | 1 | Scenario 2 |  | PPK¦SelectPro¦VDI3805¦Internet_EU | PPK SelectPro VDI3805 Internet_EU | PPK SelectPro VDI3805 Internet_EU | H613R/NVK230A-3 |  | 600 kPa | 400 kPa
129504 | H613S+NVK230A-3 | H613S+NVK230A-3 | 26 | H613S | + | NVK230A-3 | Actuator with emergency control function | 1 | Scenario 2 |  | PPK¦SelectPro¦VDI3805¦Internet_EU | PPK SelectPro VDI3805 Internet_EU | PPK SelectPro VDI3805 Internet_EU | H613S+NVK230A-3 |  | 1600 kPa | 1000 kPa
129505 | H613S/NVK230A-3 | H613S/NVK230A-3 | 26 | H613S | / | NVK230A-3 | Actuator with emergency control function | 1 | Scenario 2 |  | PPK¦SelectPro¦VDI3805¦Internet_EU | PPK SelectPro VDI3805 Internet_EU | PPK SelectPro VDI3805 Internet_EU | H613S/NVK230A-3 |  | 1600 kPa | 1000 kPa
129506 | H614N+NVK230A-3 | H614N+NVK230A-3 | 26 | H614N | + | NVK230A-3 | Actuator with emergency control function | 1 | Scenario 2 |  | PPK¦SelectPro¦VDI3805¦Internet_EU | PPK SelectPro VDI3805 Internet_EU | PPK SelectPro VDI3805 Internet_EU | H614N+NVK230A-3 |  | 1600 kPa | 400 kPa
129507 | H614N/NVK230A-3 | H614N/NVK230A-3 | 26 | H614N | / | NVK230A-3 | Actuator with emergency control function | 1 | Scenario 2 |  | PPK¦SelectPro¦VDI3805¦Internet_EU | PPK SelectPro VDI3805 Internet_EU | PPK SelectPro VDI3805 Internet_EU | H614N/NVK230A-3 |  | 1600 kPa | 400 kPa
129508 | H614R+NVK230A-3 | H614R+NVK230A-3 | 26 | H614R | + | NVK230A-3 | Actuator with emergency control function | 1 | Scenario 2 |  | PPK¦SelectPro¦VDI3805¦Internet_EU | PPK SelectPro VDI3805 Internet_EU | PPK SelectPro VDI3805 Internet_EU | H614R+NVK230A-3 |  | 600 kPa | 400 kPa
129509 | H614R/NVK230A-3 | H614R/NVK230A-3 | 26 | H614R | / | NVK230A-3 | Actuator with emergency control function | 1 | Scenario 2 |  | PPK¦SelectPro¦VDI3805¦Internet_EU | PPK SelectPro VDI3805 Internet_EU | PPK SelectPro VDI3805 Internet_EU | H614R/NVK230A-3 |  | 600 kPa | 400 kPa
129510 | H614S+NVK230A-3 | H614S+NVK230A-3 | 26 | H614S | + | NVK230A-3 | Actuator with emergency control function | 1 | Scenario 2 |  | PPK¦SelectPro¦VDI3805¦Internet_EU | PPK SelectPro VDI3805 Internet_EU | PPK SelectPro VDI3805 Internet_EU | H614S+NVK230A-3 |  | 1600 kPa | 1000 kPa
129511 | H614S/NVK230A-3 | H614S/NVK230A-3 | 26 | H614S | / | NVK230A-3 | Actuator with emergency control function | 1 | Scenario 2 |  | PPK¦SelectPro¦VDI3805¦Internet_EU | PPK SelectPro VDI3805 Internet_EU | PPK SelectPro VDI3805 Internet_EU | H614S/NVK230A-3 |  | 1600 kPa | 1000 kPa
129512 | H615N+NVK230A-3 | H615N+NVK230A-3 | 26 | H615N | + | NVK230A-3 | Actuator with emergency control function | 1 | Scenario 2 |  | PPK¦SelectPro¦VDI3805¦Internet_EU | PPK SelectPro VDI3805 Internet_EU | PPK SelectPro VDI3805 Internet_EU | H615N+NVK230A-3 |  | 1600 kPa | 400 kPa
129513 | H615N/NVK230A-3 | H615N/NVK230A-3 | 26 | H615N | / | NVK230A-3 | Actuator with emergency control function | 1 | Scenario 2 |  | PPK¦SelectPro¦VDI3805¦Internet_EU | PPK SelectPro VDI3805 Internet_EU | PPK SelectPro VDI3805 Internet_EU | H615N/NVK230A-3 |  | 1600 kPa | 400 kPa
129514 | H615R+NVK230A-3 | H615R+NVK230A-3 | 26 | H615R | + | NVK230A-3 | Actuator with emergency control function | 1 | Scenario 2 |  | PPK¦SelectPro¦VDI3805¦Internet_EU | PPK SelectPro VDI3805 Internet_EU | PPK SelectPro VDI3805 Internet_EU | H615R+NVK230A-3 |  | 600 kPa | 400 kPa
129515 | H615R/NVK230A-3 | H615R/NVK230A-3 | 26 | H615R | / | NVK230A-3 | Actuator with emergency control function | 1 | Scenario 2 |  | PPK¦SelectPro¦VDI3805¦Internet_EU | PPK SelectPro VDI3805 Internet_EU | PPK SelectPro VDI3805 Internet_EU | H615R/NVK230A-3 |  | 600 kPa | 400 kPa
129516 | H615S+NVK230A-3 | H615S+NVK230A-3 | 26 | H615S | + | NVK230A-3 | Actuator with emergency control function | 1 | Scenario 2 |  | PPK¦SelectPro¦VDI3805¦Internet_EU | PPK SelectPro VDI3805 Internet_EU | PPK SelectPro VDI3805 Internet_EU | H615S+NVK230A-3 |  | 1600 kPa | 1000 kPa
129517 | H615S/NVK230A-3 | H615S/NVK230A-3 | 26 | H615S | / | NVK230A-3 | Actuator with emergency control function | 1 | Scenario 2 |  | PPK¦SelectPro¦VDI3805¦Internet_EU | PPK SelectPro VDI3805 Internet_EU | PPK SelectPro VDI3805 Internet_EU | H615S/NVK230A-3 |  | 1600 kPa | 1000 kPa
129518 | H619S+NVK230A-3 | H619S+NVK230A-3 | 26 | H619S | + | NVK230A-3 | Actuator with emergency control function | 1 | Scenario 2 |  | PPK¦SelectPro¦VDI3805¦Internet_EU | PPK SelectPro VDI3805 Internet_EU | PPK SelectPro VDI3805 Internet_EU | H619S+NVK230A-3 |  | 1600 kPa | 1000 kPa
129519 | H619S/NVK230A-3 | H619S/NVK230A-3 | 26 | H619S | / | NVK230A-3 | Actuator with emergency control function | 1 | Scenario 2 |  | PPK¦SelectPro¦VDI3805¦Internet_EU | PPK SelectPro VDI3805 Internet_EU | PPK SelectPro VDI3805 Internet_EU | H619S/NVK230A-3 |  | 1600 kPa | 1000 kPa
129520 | H620N+NVK230A-3 | H620N+NVK230A-3 | 26 | H620N | + | NVK230A-3 | Actuator with emergency control function | 1 | Scenario 2 |  | PPK¦SelectPro¦VDI3805¦Internet_EU | PPK SelectPro VDI3805 Internet_EU | PPK SelectPro VDI3805 Internet_EU | H620N+NVK230A-3 |  | 1600 kPa | 400 kPa
129521 | H620N/NVK230A-3 | H620N/NVK230A-3 | 26 | H620N | / | NVK230A-3 | Actuator with emergency control function | 1 | Scenario 2 |  | PPK¦SelectPro¦VDI3805¦Internet_EU | PPK SelectPro VDI3805 Internet_EU | PPK SelectPro VDI3805 Internet_EU | H620N/NVK230A-3 |  | 1600 kPa | 400 kPa
129522 | H620R+NVK230A-3 | H620R+NVK230A-3 | 26 | H620R | + | NVK230A-3 | Actuator with emergency control function | 1 | Scenario 2 |  | PPK¦SelectPro¦VDI3805¦Internet_EU | PPK SelectPro VDI3805 Internet_EU | PPK SelectPro VDI3805 Internet_EU | H620R+NVK230A-3 |  | 600 kPa | 400 kPa
129523 | H620R/NVK230A-3 | H620R/NVK230A-3 | 26 | H620R | / | NVK230A-3 | Actuator with emergency control function | 1 | Scenario 2 |  | PPK¦SelectPro¦VDI3805¦Internet_EU | PPK SelectPro VDI3805 Internet_EU | PPK SelectPro VDI3805 Internet_EU | H620R/NVK230A-3 |  | 600 kPa | 400 kPa
129524 | H620S+NVK230A-3 | H620S+NVK230A-3 | 26 | H620S | + | NVK230A-3 | Actuator with emergency control function | 1 | Scenario 2 |  | PPK¦SelectPro¦VDI3805¦Internet_EU | PPK SelectPro VDI3805 Internet_EU | PPK SelectPro VDI3805 Internet_EU | H620S+NVK230A-3 |  | 1600 kPa | 1000 kPa
129525 | H620S/NVK230A-3 | H620S/NVK230A-3 | 26 | H620S | / | NVK230A-3 | Actuator with emergency control function | 1 | Scenario 2 |  | PPK¦SelectPro¦VDI3805¦Internet_EU | PPK SelectPro VDI3805 Internet_EU | PPK SelectPro VDI3805 Internet_EU | H620S/NVK230A-3 |  | 1600 kPa | 1000 kPa
129526 | H624S+NVK230A-3 | H624S+NVK230A-3 | 26 | H624S | + | NVK230A-3 | Actuator with emergency control function | 1 | Scenario 2 |  | PPK¦SelectPro¦VDI3805¦Internet_EU | PPK SelectPro VDI3805 Internet_EU | PPK SelectPro VDI3805 Internet_EU | H624S+NVK230A-3 |  | 1300 kPa | 1000 kPa
129527 | H624S/NVK230A-3 | H624S/NVK230A-3 | 26 | H624S | / | NVK230A-3 | Actuator with emergency control function | 1 | Scenario 2 |  | PPK¦SelectPro¦VDI3805¦Internet_EU | PPK SelectPro VDI3805 Internet_EU | PPK SelectPro VDI3805 Internet_EU | H624S/NVK230A-3 |  | 1300 kPa | 1000 kPa
129528 | H625N+NVK230A-3 | H625N+NVK230A-3 | 26 | H625N | + | NVK230A-3 | Actuator with emergency control function | 1 | Scenario 2 |  | PPK¦SelectPro¦VDI3805¦Internet_EU | PPK SelectPro VDI3805 Internet_EU | PPK SelectPro VDI3805 Internet_EU | H625N+NVK230A-3 |  | 1300 kPa | 400 kPa
129529 | H625N/NVK230A-3 | H625N/NVK230A-3 | 26 | H625N | / | NVK230A-3 | Actuator with emergency control function | 1 | Scenario 2 |  | PPK¦SelectPro¦VDI3805¦Internet_EU | PPK SelectPro VDI3805 Internet_EU | PPK SelectPro VDI3805 Internet_EU | H625N/NVK230A-3 |  | 1300 kPa | 400 kPa
129530 | H625R+NVK230A-3 | H625R+NVK230A-3 | 26 | H625R | + | NVK230A-3 | Actuator with emergency control function | 1 | Scenario 2 |  | PPK¦SelectPro¦VDI3805¦Internet_EU | PPK SelectPro VDI3805 Internet_EU | PPK SelectPro VDI3805 Internet_EU | H625R+NVK230A-3 |  | 600 kPa | 400 kPa
129531 | H625R/NVK230A-3 | H625R/NVK230A-3 | 26 | H625R | / | NVK230A-3 | Actuator with emergency control function | 1 | Scenario 2 |  | PPK¦SelectPro¦VDI3805¦Internet_EU | PPK SelectPro VDI3805 Internet_EU | PPK SelectPro VDI3805 Internet_EU | H625R/NVK230A-3 |  | 600 kPa | 400 kPa
129532 | H625S+NVK230A-3 | H625S+NVK230A-3 | 26 | H625S | + | NVK230A-3 | Actuator with emergency control function | 1 | Scenario 2 |  | PPK¦SelectPro¦VDI3805¦Internet_EU | PPK SelectPro VDI3805 Internet_EU | PPK SelectPro VDI3805 Internet_EU | H625S+NVK230A-3 |  | 1300 kPa | 1000 kPa
129533 | H625S/NVK230A-3 | H625S/NVK230A-3 | 26 | H625S | / | NVK230A-3 | Actuator with emergency control function | 1 | Scenario 2 |  | PPK¦SelectPro¦VDI3805¦Internet_EU | PPK SelectPro VDI3805 Internet_EU | PPK SelectPro VDI3805 Internet_EU | H625S/NVK230A-3 |  | 1300 kPa | 1000 kPa
129534 | H632N+NVK230A-3 | H632N+NVK230A-3 | 26 | H632N | + | NVK230A-3 | Actuator with emergency control function | 1 | Scenario 2 |  | PPK¦SelectPro¦VDI3805¦Internet_EU | PPK SelectPro VDI3805 Internet_EU | PPK SelectPro VDI3805 Internet_EU | H632N+NVK230A-3 |  | 1000 kPa | 400 kPa
129535 | H632N/NVK230A-3 | H632N/NVK230A-3 | 26 | H632N | / | NVK230A-3 | Actuator with emergency control function | 1 | Scenario 2 |  | PPK¦SelectPro¦VDI3805¦Internet_EU | PPK SelectPro VDI3805 Internet_EU | PPK SelectPro VDI3805 Internet_EU | H632N/NVK230A-3 |  | 1000 kPa | 400 kPa
129536 | H632R+NVK230A-3 | H632R+NVK230A-3 | 26 | H632R | + | NVK230A-3 | Actuator with emergency control function | 1 | Scenario 2 |  | PPK¦SelectPro¦VDI3805¦Internet_EU | PPK SelectPro VDI3805 Internet_EU | PPK SelectPro VDI3805 Internet_EU | H632R+NVK230A-3 |  | 600 kPa | 400 kPa
129537 | H632R/NVK230A-3 | H632R/NVK230A-3 | 26 | H632R | / | NVK230A-3 | Actuator with emergency control function | 1 | Scenario 2 |  | PPK¦SelectPro¦VDI3805¦Internet_EU | PPK SelectPro VDI3805 Internet_EU | PPK SelectPro VDI3805 Internet_EU | H632R/NVK230A-3 |  | 600 kPa | 400 kPa
129538 | H632S+NVK230A-3 | H632S+NVK230A-3 | 26 | H632S | + | NVK230A-3 | Actuator with emergency control function | 1 | Scenario 2 |  | PPK¦SelectPro¦VDI3805¦Internet_EU | PPK SelectPro VDI3805 Internet_EU | PPK SelectPro VDI3805 Internet_EU | H632S+NVK230A-3 |  | 950 kPa | 950 kPa
129539 | H632S/NVK230A-3 | H632S/NVK230A-3 | 26 | H632S | / | NVK230A-3 | Actuator with emergency control function | 1 | Scenario 2 |  | PPK¦SelectPro¦VDI3805¦Internet_EU | PPK SelectPro VDI3805 Internet_EU | PPK SelectPro VDI3805 Internet_EU | H632S/NVK230A-3 |  | 950 kPa | 950 kPa
129540 | H640N+NVK230A-3 | H640N+NVK230A-3 | 26 | H640N | + | NVK230A-3 | Actuator with emergency control function | 1 | Scenario 2 |  | PPK¦SelectPro¦VDI3805¦Internet_EU | PPK SelectPro VDI3805 Internet_EU | PPK SelectPro VDI3805 Internet_EU | H640N+NVK230A-3 |  | 500 kPa | 400 kPa
129541 | H640N/NVK230A-3 | H640N/NVK230A-3 | 26 | H640N | / | NVK230A-3 | Actuator with emergency control function | 1 | Scenario 2 |  | PPK¦SelectPro¦VDI3805¦Internet_EU | PPK SelectPro VDI3805 Internet_EU | PPK SelectPro VDI3805 Internet_EU | H640N/NVK230A-3 |  | 500 kPa | 400 kPa
129542 | H640R+NVK230A-3 | H640R+NVK230A-3 | 26 | H640R | + | NVK230A-3 | Actuator with emergency control function | 1 | Scenario 2 |  | PPK¦SelectPro¦VDI3805¦Internet_EU | PPK SelectPro VDI3805 Internet_EU | PPK SelectPro VDI3805 Internet_EU | H640R+NVK230A-3 |  | 500 kPa | 400 kPa
129543 | H640R/NVK230A-3 | H640R/NVK230A-3 | 26 | H640R | / | NVK230A-3 | Actuator with emergency control function | 1 | Scenario 2 |  | PPK¦SelectPro¦VDI3805¦Internet_EU | PPK SelectPro VDI3805 Internet_EU | PPK SelectPro VDI3805 Internet_EU | H640R/NVK230A-3 |  | 500 kPa | 400 kPa
129544 | H640S+NVK230A-3 | H640S+NVK230A-3 | 26 | H640S | + | NVK230A-3 | Actuator with emergency control function | 1 | Scenario 2 |  | PPK¦SelectPro¦VDI3805¦Internet_EU | PPK SelectPro VDI3805 Internet_EU | PPK SelectPro VDI3805 Internet_EU | H640S+NVK230A-3 |  | 500 kPa | 500 kPa
129545 | H640S/NVK230A-3 | H640S/NVK230A-3 | 26 | H640S | / | NVK230A-3 | Actuator with emergency control function | 1 | Scenario 2 |  | PPK¦SelectPro¦VDI3805¦Internet_EU | PPK SelectPro VDI3805 Internet_EU | PPK SelectPro VDI3805 Internet_EU | H640S/NVK230A-3 |  | 500 kPa | 500 kPa
129546 | H640SP+NVK230A-3 | H640SP+NVK230A-3 | 26 | H640SP | + | NVK230A-3 | Actuator with emergency control function | 1 | Scenario 2 |  | PPK¦SelectPro¦VDI3805¦Internet_EU | PPK SelectPro VDI3805 Internet_EU | PPK SelectPro VDI3805 Internet_EU | H640SP+NVK230A-3 |  | 1600 kPa | 1000 kPa
129547 | H640SP/NVK230A-3 | H640SP/NVK230A-3 | 26 | H640SP | / | NVK230A-3 | Actuator with emergency control function | 1 | Scenario 2 |  | PPK¦SelectPro¦VDI3805¦Internet_EU | PPK SelectPro VDI3805 Internet_EU | PPK SelectPro VDI3805 Internet_EU | H640SP/NVK230A-3 |  | 1600 kPa | 1000 kPa
129548 | H650N+NVK230A-3 | H650N+NVK230A-3 | 26 | H650N | + | NVK230A-3 | Actuator with emergency control function | 1 | Scenario 2 |  | PPK¦SelectPro¦VDI3805¦Internet_EU | PPK SelectPro VDI3805 Internet_EU | PPK SelectPro VDI3805 Internet_EU | H650N+NVK230A-3 |  | 300 kPa | 300 kPa
129549 | H650N/NVK230A-3 | H650N/NVK230A-3 | 26 | H650N | / | NVK230A-3 | Actuator with emergency control function | 1 | Scenario 2 |  | PPK¦SelectPro¦VDI3805¦Internet_EU | PPK SelectPro VDI3805 Internet_EU | PPK SelectPro VDI3805 Internet_EU | H650N/NVK230A-3 |  | 300 kPa | 300 kPa
129550 | H650R+NVK230A-3 | H650R+NVK230A-3 | 26 | H650R | + | NVK230A-3 | Actuator with emergency control function | 1 | Scenario 2 |  | PPK¦SelectPro¦VDI3805¦Internet_EU | PPK SelectPro VDI3805 Internet_EU | PPK SelectPro VDI3805 Internet_EU | H650R+NVK230A-3 |  | 300 kPa | 300 kPa
129551 | H650R/NVK230A-3 | H650R/NVK230A-3 | 26 | H650R | / | NVK230A-3 | Actuator with emergency control function | 1 | Scenario 2 |  | PPK¦SelectPro¦VDI3805¦Internet_EU | PPK SelectPro VDI3805 Internet_EU | PPK SelectPro VDI3805 Internet_EU | H650R/NVK230A-3 |  | 300 kPa | 300 kPa
129552 | H650S+NVK230A-3 | H650S+NVK230A-3 | 26 | H650S | + | NVK230A-3 | Actuator with emergency control function | 1 | Scenario 2 |  | PPK¦SelectPro¦VDI3805¦Internet_EU | PPK SelectPro VDI3805 Internet_EU | PPK SelectPro VDI3805 Internet_EU | H650S+NVK230A-3 |  | 300 kPa | 300 kPa
129553 | H650S/NVK230A-3 | H650S/NVK230A-3 | 26 | H650S | / | NVK230A-3 | Actuator with emergency control function | 1 | Scenario 2 |  | PPK¦SelectPro¦VDI3805¦Internet_EU | PPK SelectPro VDI3805 Internet_EU | PPK SelectPro VDI3805 Internet_EU | H650S/NVK230A-3 |  | 300 kPa | 300 kPa
129554 | H650SP+NVK230A-3 | H650SP+NVK230A-3 | 26 | H650SP | + | NVK230A-3 | Actuator with emergency control function | 1 | Scenario 2 |  | PPK¦SelectPro¦VDI3805¦Internet_EU | PPK SelectPro VDI3805 Internet_EU | PPK SelectPro VDI3805 Internet_EU | H650SP+NVK230A-3 |  | 1600 kPa | 1000 kPa
129555 | H650SP/NVK230A-3 | H650SP/NVK230A-3 | 26 | H650SP | / | NVK230A-3 | Actuator with emergency control function | 1 | Scenario 2 |  | PPK¦SelectPro¦VDI3805¦Internet_EU | PPK SelectPro VDI3805 Internet_EU | PPK SelectPro VDI3805 Internet_EU | H650SP/NVK230A-3 |  | 1600 kPa | 1000 kPa
129556 | H664N+NVK230A-3 | H664N+NVK230A-3 | 26 | H664N | + | NVK230A-3 | Actuator with emergency control function | 1 | Scenario 2 |  | PPK¦SelectPro¦VDI3805¦Internet_EU | PPK SelectPro VDI3805 Internet_EU | PPK SelectPro VDI3805 Internet_EU | H664N+NVK230A-3 |  | 140 kPa | 140 kPa
129557 | H664N/NVK230A-3 | H664N/NVK230A-3 | 26 | H664N | / | NVK230A-3 | Actuator with emergency control function | 1 | Scenario 2 |  | PPK¦SelectPro¦VDI3805¦Internet_EU | PPK SelectPro VDI3805 Internet_EU | PPK SelectPro VDI3805 Internet_EU | H664N/NVK230A-3 |  | 140 kPa | 140 kPa
129558 | H664R+NVK230A-3 | H664R+NVK230A-3 | 26 | H664R | + | NVK230A-3 | Actuator with emergency control function | 1 | Scenario 2 |  | PPK¦SelectPro¦VDI3805¦Internet_EU | PPK SelectPro VDI3805 Internet_EU | PPK SelectPro VDI3805 Internet_EU | H664R+NVK230A-3 |  | 140 kPa | 140 kPa
129559 | H664R/NVK230A-3 | H664R/NVK230A-3 | 26 | H664R | / | NVK230A-3 | Actuator with emergency control function | 1 | Scenario 2 |  | PPK¦SelectPro¦VDI3805¦Internet_EU | PPK SelectPro VDI3805 Internet_EU | PPK SelectPro VDI3805 Internet_EU | H664R/NVK230A-3 |  | 140 kPa | 140 kPa
129560 | H664S+NVK230A-3 | H664S+NVK230A-3 | 26 | H664S | + | NVK230A-3 | Actuator with emergency control function | 1 | Scenario 2 |  | PPK¦SelectPro¦VDI3805¦Internet_EU | PPK SelectPro VDI3805 Internet_EU | PPK SelectPro VDI3805 Internet_EU | H664S+NVK230A-3 |  | 130 kPa | 130 kPa
129561 | H664S/NVK230A-3 | H664S/NVK230A-3 | 26 | H664S | / | NVK230A-3 | Actuator with emergency control function | 1 | Scenario 2 |  | PPK¦SelectPro¦VDI3805¦Internet_EU | PPK SelectPro VDI3805 Internet_EU | PPK SelectPro VDI3805 Internet_EU | H664S/NVK230A-3 |  | 130 kPa | 130 kPa
129562 | H664SP+NVK230A-3 | H664SP+NVK230A-3 | 26 | H664SP | + | NVK230A-3 | Actuator with emergency control function | 1 | Scenario 2 |  | PPK¦SelectPro¦VDI3805¦Internet_EU | PPK SelectPro VDI3805 Internet_EU | PPK SelectPro VDI3805 Internet_EU | H664SP+NVK230A-3 |  | 1600 kPa | 1000 kPa
129563 | H664SP/NVK230A-3 | H664SP/NVK230A-3 | 26 | H664SP | / | NVK230A-3 | Actuator with emergency control function | 1 | Scenario 2 |  | PPK¦SelectPro¦VDI3805¦Internet_EU | PPK SelectPro VDI3805 Internet_EU | PPK SelectPro VDI3805 Internet_EU | H664SP/NVK230A-3 |  | 1600 kPa | 1000 kPa
129564 | H679N+NVK230A-3 | H679N+NVK230A-3 | 26 | H679N | + | NVK230A-3 | Actuator with emergency control function | 1 | Scenario 2 |  | PPK¦SelectPro¦VDI3805¦Internet_EU | PPK SelectPro VDI3805 Internet_EU | PPK SelectPro VDI3805 Internet_EU | H679N+NVK230A-3 |  | 80 kPa | 80 kPa
129565 | H679N/NVK230A-3 | H679N/NVK230A-3 | 26 | H679N | / | NVK230A-3 | Actuator with emergency control function | 1 | Scenario 2 |  | PPK¦SelectPro¦VDI3805¦Internet_EU | PPK SelectPro VDI3805 Internet_EU | PPK SelectPro VDI3805 Internet_EU | H679N/NVK230A-3 |  | 80 kPa | 80 kPa
129566 | H679R+NVK230A-3 | H679R+NVK230A-3 | 26 | H679R | + | NVK230A-3 | Actuator with emergency control function | 1 | Scenario 2 |  | PPK¦SelectPro¦VDI3805¦Internet_EU | PPK SelectPro VDI3805 Internet_EU | PPK SelectPro VDI3805 Internet_EU | H679R+NVK230A-3 |  | 80 kPa | 80 kPa
129567 | H679R/NVK230A-3 | H679R/NVK230A-3 | 26 | H679R | / | NVK230A-3 | Actuator with emergency control function | 1 | Scenario 2 |  | PPK¦SelectPro¦VDI3805¦Internet_EU | PPK SelectPro VDI3805 Internet_EU | PPK SelectPro VDI3805 Internet_EU | H679R/NVK230A-3 |  | 80 kPa | 80 kPa
129568 | H679SP+NVK230A-3 | H679SP+NVK230A-3 | 26 | H679SP | + | NVK230A-3 | Actuator with emergency control function | 1 | Scenario 2 |  | PPK¦SelectPro¦VDI3805¦Internet_EU | PPK SelectPro VDI3805 Internet_EU | PPK SelectPro VDI3805 Internet_EU | H679SP+NVK230A-3 |  | 1600 kPa | 1000 kPa
129569 | H679SP/NVK230A-3 | H679SP/NVK230A-3 | 26 | H679SP | / | NVK230A-3 | Actuator with emergency control function | 1 | Scenario 2 |  | PPK¦SelectPro¦VDI3805¦Internet_EU | PPK SelectPro VDI3805 Internet_EU | PPK SelectPro VDI3805 Internet_EU | H679SP/NVK230A-3 |  | 1600 kPa | 1000 kPa
129570 | H7015X4-S2+NVK230A-3 | H7015X4-S2+NVK230A-3 | 26 | H7015X4-S2 | + | NVK230A-3 | Actuator with emergency control function | 1 | Scenario 2 |  | PPK¦SelectPro¦VDI3805¦Internet_EU | PPK SelectPro VDI3805 Internet_EU | PPK SelectPro VDI3805 Internet_EU | H7015X4-S2+NVK230A-3 |  | 2200 kPa | 1000 kPa
129571 | H7015X4-S2/NVK230A-3 | H7015X4-S2/NVK230A-3 | 26 | H7015X4-S2 | / | NVK230A-3 | Actuator with emergency control function | 1 | Scenario 2 |  | PPK¦SelectPro¦VDI3805¦Internet_EU | PPK SelectPro VDI3805 Internet_EU | PPK SelectPro VDI3805 Internet_EU | H7015X4-S2/NVK230A-3 |  | 2200 kPa | 1000 kPa
129572 | H7015Y4-S2+NVK230A-3 | H7015Y4-S2+NVK230A-3 | 26 | H7015Y4-S2 | + | NVK230A-3 | Actuator with emergency control function | 1 | Scenario 2 |  | PPK¦SelectPro¦VDI3805¦Internet_EU | PPK SelectPro VDI3805 Internet_EU | PPK SelectPro VDI3805 Internet_EU | H7015Y4-S2+NVK230A-3 |  | 2200 kPa | 1000 kPa
129573 | H7015Y4-S2/NVK230A-3 | H7015Y4-S2/NVK230A-3 | 26 | H7015Y4-S2 | / | NVK230A-3 | Actuator with emergency control function | 1 | Scenario 2 |  | PPK¦SelectPro¦VDI3805¦Internet_EU | PPK SelectPro VDI3805 Internet_EU | PPK SelectPro VDI3805 Internet_EU | H7015Y4-S2/NVK230A-3 |  | 2200 kPa | 1000 kPa
129574 | H7020X6P3-S2+NVK230A-3 | H7020X6P3-S2+NVK230A-3 | 26 | H7020X6P3-S2 | + | NVK230A-3 | Actuator with emergency control function | 1 | Scenario 2 |  | PPK¦SelectPro¦VDI3805¦Internet_EU | PPK SelectPro VDI3805 Internet_EU | PPK SelectPro VDI3805 Internet_EU | H7020X6P3-S2+NVK230A-3 |  | 1500 kPa | 1000 kPa
129575 | H7020X6P3-S2/NVK230A-3 | H7020X6P3-S2/NVK230A-3 | 26 | H7020X6P3-S2 | / | NVK230A-3 | Actuator with emergency control function | 1 | Scenario 2 |  | PPK¦SelectPro¦VDI3805¦Internet_EU | PPK SelectPro VDI3805 Internet_EU | PPK SelectPro VDI3805 Internet_EU | H7020X6P3-S2/NVK230A-3 |  | 1500 kPa | 1000 kPa
129576 | H7020Y6P3-S2+NVK230A-3 | H7020Y6P3-S2+NVK230A-3 | 26 | H7020Y6P3-S2 | + | NVK230A-3 | Actuator with emergency control function | 1 | Scenario 2 |  | PPK¦SelectPro¦VDI3805¦Internet_EU | PPK SelectPro VDI3805 Internet_EU | PPK SelectPro VDI3805 Internet_EU | H7020Y6P3-S2+NVK230A-3 |  | 1500 kPa | 1000 kPa
129577 | H7020Y6P3-S2/NVK230A-3 | H7020Y6P3-S2/NVK230A-3 | 26 | H7020Y6P3-S2 | / | NVK230A-3 | Actuator with emergency control function | 1 | Scenario 2 |  | PPK¦SelectPro¦VDI3805¦Internet_EU | PPK SelectPro VDI3805 Internet_EU | PPK SelectPro VDI3805 Internet_EU | H7020Y6P3-S2/NVK230A-3 |  | 1500 kPa | 1000 kPa
129578 | H7025X10-S2+NVK230A-3 | H7025X10-S2+NVK230A-3 | 26 | H7025X10-S2 | + | NVK230A-3 | Actuator with emergency control function | 1 | Scenario 2 |  | PPK¦SelectPro¦VDI3805¦Internet_EU | PPK SelectPro VDI3805 Internet_EU | PPK SelectPro VDI3805 Internet_EU | H7025X10-S2+NVK230A-3 |  | 1300 kPa | 1000 kPa
129579 | H7025X10-S2/NVK230A-3 | H7025X10-S2/NVK230A-3 | 26 | H7025X10-S2 | / | NVK230A-3 | Actuator with emergency control function | 1 | Scenario 2 |  | PPK¦SelectPro¦VDI3805¦Internet_EU | PPK SelectPro VDI3805 Internet_EU | PPK SelectPro VDI3805 Internet_EU | H7025X10-S2/NVK230A-3 |  | 1300 kPa | 1000 kPa
129580 | H7025Y10-S2+NVK230A-3 | H7025Y10-S2+NVK230A-3 | 26 | H7025Y10-S2 | + | NVK230A-3 | Actuator with emergency control function | 1 | Scenario 2 |  | PPK¦SelectPro¦VDI3805¦Internet_EU | PPK SelectPro VDI3805 Internet_EU | PPK SelectPro VDI3805 Internet_EU | H7025Y10-S2+NVK230A-3 |  | 1300 kPa | 1000 kPa
129581 | H7025Y10-S2/NVK230A-3 | H7025Y10-S2/NVK230A-3 | 26 | H7025Y10-S2 | / | NVK230A-3 | Actuator with emergency control function | 1 | Scenario 2 |  | PPK¦SelectPro¦VDI3805¦Internet_EU | PPK SelectPro VDI3805 Internet_EU | PPK SelectPro VDI3805 Internet_EU | H7025Y10-S2/NVK230A-3 |  | 1300 kPa | 1000 kPa
129582 | H7032X16-S2+NVK230A-3 | H7032X16-S2+NVK230A-3 | 26 | H7032X16-S2 | + | NVK230A-3 | Actuator with emergency control function | 1 | Scenario 2 |  | PPK¦SelectPro¦VDI3805¦Internet_EU | PPK SelectPro VDI3805 Internet_EU | PPK SelectPro VDI3805 Internet_EU | H7032X16-S2+NVK230A-3 |  | 900 kPa | 900 kPa
129583 | H7032X16-S2/NVK230A-3 | H7032X16-S2/NVK230A-3 | 26 | H7032X16-S2 | / | NVK230A-3 | Actuator with emergency control function | 1 | Scenario 2 |  | PPK¦SelectPro¦VDI3805¦Internet_EU | PPK SelectPro VDI3805 Internet_EU | PPK SelectPro VDI3805 Internet_EU | H7032X16-S2/NVK230A-3 |  | 900 kPa | 900 kPa
129584 | H7032Y16-S2+NVK230A-3 | H7032Y16-S2+NVK230A-3 | 26 | H7032Y16-S2 | + | NVK230A-3 | Actuator with emergency control function | 1 | Scenario 2 |  | PPK¦SelectPro¦VDI3805¦Internet_EU | PPK SelectPro VDI3805 Internet_EU | PPK SelectPro VDI3805 Internet_EU | H7032Y16-S2+NVK230A-3 |  | 900 kPa | 900 kPa
129585 | H7032Y16-S2/NVK230A-3 | H7032Y16-S2/NVK230A-3 | 26 | H7032Y16-S2 | / | NVK230A-3 | Actuator with emergency control function | 1 | Scenario 2 |  | PPK¦SelectPro¦VDI3805¦Internet_EU | PPK SelectPro VDI3805 Internet_EU | PPK SelectPro VDI3805 Internet_EU | H7032Y16-S2/NVK230A-3 |  | 900 kPa | 900 kPa
129586 | H7040X25-S2+NVK230A-3 | H7040X25-S2+NVK230A-3 | 26 | H7040X25-S2 | + | NVK230A-3 | Actuator with emergency control function | 1 | Scenario 2 |  | PPK¦SelectPro¦VDI3805¦Internet_EU | PPK SelectPro VDI3805 Internet_EU | PPK SelectPro VDI3805 Internet_EU | H7040X25-S2+NVK230A-3 |  | 500 kPa | 500 kPa
129587 | H7040X25-S2/NVK230A-3 | H7040X25-S2/NVK230A-3 | 26 | H7040X25-S2 | / | NVK230A-3 | Actuator with emergency control function | 1 | Scenario 2 |  | PPK¦SelectPro¦VDI3805¦Internet_EU | PPK SelectPro VDI3805 Internet_EU | PPK SelectPro VDI3805 Internet_EU | H7040X25-S2/NVK230A-3 |  | 500 kPa | 500 kPa
129588 | H7040Y25-S2+NVK230A-3 | H7040Y25-S2+NVK230A-3 | 26 | H7040Y25-S2 | + | NVK230A-3 | Actuator with emergency control function | 1 | Scenario 2 |  | PPK¦SelectPro¦VDI3805¦Internet_EU | PPK SelectPro VDI3805 Internet_EU | PPK SelectPro VDI3805 Internet_EU | H7040Y25-S2+NVK230A-3 |  | 500 kPa | 500 kPa
129589 | H7040Y25-S2/NVK230A-3 | H7040Y25-S2/NVK230A-3 | 26 | H7040Y25-S2 | / | NVK230A-3 | Actuator with emergency control function | 1 | Scenario 2 |  | PPK¦SelectPro¦VDI3805¦Internet_EU | PPK SelectPro VDI3805 Internet_EU | PPK SelectPro VDI3805 Internet_EU | H7040Y25-S2/NVK230A-3 |  | 500 kPa | 500 kPa
129590 | H7050X40-S2+NVK230A-3 | H7050X40-S2+NVK230A-3 | 26 | H7050X40-S2 | + | NVK230A-3 | Actuator with emergency control function | 1 | Scenario 2 |  | PPK¦SelectPro¦VDI3805¦Internet_EU | PPK SelectPro VDI3805 Internet_EU | PPK SelectPro VDI3805 Internet_EU | H7050X40-S2+NVK230A-3 |  | 300 kPa | 300 kPa
129591 | H7050X40-S2/NVK230A-3 | H7050X40-S2/NVK230A-3 | 26 | H7050X40-S2 | / | NVK230A-3 | Actuator with emergency control function | 1 | Scenario 2 |  | PPK¦SelectPro¦VDI3805¦Internet_EU | PPK SelectPro VDI3805 Internet_EU | PPK SelectPro VDI3805 Internet_EU | H7050X40-S2/NVK230A-3 |  | 300 kPa | 300 kPa
129674 | H7050Y40-S2+NVK230A-3 | H7050Y40-S2+NVK230A-3 | 26 | H7050Y40-S2 | + | NVK230A-3 | Actuator with emergency control function | 1 | Scenario 2 |  | PPK¦SelectPro¦VDI3805¦Internet_EU | PPK SelectPro VDI3805 Internet_EU | PPK SelectPro VDI3805 Internet_EU | H7050Y40-S2+NVK230A-3 |  | 300 kPa | 300 kPa
129675 | H7050Y40-S2/NVK230A-3 | H7050Y40-S2/NVK230A-3 | 26 | H7050Y40-S2 | / | NVK230A-3 | Actuator with emergency control function | 1 | Scenario 2 |  | PPK¦SelectPro¦VDI3805¦Internet_EU | PPK SelectPro VDI3805 Internet_EU | PPK SelectPro VDI3805 Internet_EU | H7050Y40-S2/NVK230A-3 |  | 300 kPa | 300 kPa
129676 | H711N+NVK230A-3 | H711N+NVK230A-3 | 26 | H711N | + | NVK230A-3 | Actuator with emergency control function | 1 | Scenario 2 |  | PPK¦SelectPro¦VDI3805¦Internet_EU | PPK SelectPro VDI3805 Internet_EU | PPK SelectPro VDI3805 Internet_EU | H711N+NVK230A-3 |  | 1600 kPa | 400 kPa
129677 | H711N/NVK230A-3 | H711N/NVK230A-3 | 26 | H711N | / | NVK230A-3 | Actuator with emergency control function | 1 | Scenario 2 |  | PPK¦SelectPro¦VDI3805¦Internet_EU | PPK SelectPro VDI3805 Internet_EU | PPK SelectPro VDI3805 Internet_EU | H711N/NVK230A-3 |  | 1600 kPa | 400 kPa
129678 | H711R+NVK230A-3 | H711R+NVK230A-3 | 26 | H711R | + | NVK230A-3 | Actuator with emergency control function | 1 | Scenario 2 |  | PPK¦SelectPro¦VDI3805¦Internet_EU | PPK SelectPro VDI3805 Internet_EU | PPK SelectPro VDI3805 Internet_EU | H711R+NVK230A-3 |  | 600 kPa | 400 kPa
129679 | H711R/NVK230A-3 | H711R/NVK230A-3 | 26 | H711R | / | NVK230A-3 | Actuator with emergency control function | 1 | Scenario 2 |  | PPK¦SelectPro¦VDI3805¦Internet_EU | PPK SelectPro VDI3805 Internet_EU | PPK SelectPro VDI3805 Internet_EU | H711R/NVK230A-3 |  | 600 kPa | 400 kPa
129680 | H712N+NVK230A-3 | H712N+NVK230A-3 | 26 | H712N | + | NVK230A-3 | Actuator with emergency control function | 1 | Scenario 2 |  | PPK¦SelectPro¦VDI3805¦Internet_EU | PPK SelectPro VDI3805 Internet_EU | PPK SelectPro VDI3805 Internet_EU | H712N+NVK230A-3 |  | 1600 kPa | 400 kPa
129681 | H712N/NVK230A-3 | H712N/NVK230A-3 | 26 | H712N | / | NVK230A-3 | Actuator with emergency control function | 1 | Scenario 2 |  | PPK¦SelectPro¦VDI3805¦Internet_EU | PPK SelectPro VDI3805 Internet_EU | PPK SelectPro VDI3805 Internet_EU | H712N/NVK230A-3 |  | 1600 kPa | 400 kPa
129682 | H712R+NVK230A-3 | H712R+NVK230A-3 | 26 | H712R | + | NVK230A-3 | Actuator with emergency control function | 1 | Scenario 2 |  | PPK¦SelectPro¦VDI3805¦Internet_EU | PPK SelectPro VDI3805 Internet_EU | PPK SelectPro VDI3805 Internet_EU | H712R+NVK230A-3 |  | 600 kPa | 400 kPa
129683 | H712R/NVK230A-3 | H712R/NVK230A-3 | 26 | H712R | / | NVK230A-3 | Actuator with emergency control function | 1 | Scenario 2 |  | PPK¦SelectPro¦VDI3805¦Internet_EU | PPK SelectPro VDI3805 Internet_EU | PPK SelectPro VDI3805 Internet_EU | H712R/NVK230A-3 |  | 600 kPa | 400 kPa
129684 | H713N+NVK230A-3 | H713N+NVK230A-3 | 26 | H713N | + | NVK230A-3 | Actuator with emergency control function | 1 | Scenario 2 |  | PPK¦SelectPro¦VDI3805¦Internet_EU | PPK SelectPro VDI3805 Internet_EU | PPK SelectPro VDI3805 Internet_EU | H713N+NVK230A-3 |  | 1600 kPa | 400 kPa
129685 | H713N/NVK230A-3 | H713N/NVK230A-3 | 26 | H713N | / | NVK230A-3 | Actuator with emergency control function | 1 | Scenario 2 |  | PPK¦SelectPro¦VDI3805¦Internet_EU | PPK SelectPro VDI3805 Internet_EU | PPK SelectPro VDI3805 Internet_EU | H713N/NVK230A-3 |  | 1600 kPa | 400 kPa
129686 | H713R+NVK230A-3 | H713R+NVK230A-3 | 26 | H713R | + | NVK230A-3 | Actuator with emergency control function | 1 | Scenario 2 |  | PPK¦SelectPro¦VDI3805¦Internet_EU | PPK SelectPro VDI3805 Internet_EU | PPK SelectPro VDI3805 Internet_EU | H713R+NVK230A-3 |  | 600 kPa | 400 kPa
129687 | H713R/NVK230A-3 | H713R/NVK230A-3 | 26 | H713R | / | NVK230A-3 | Actuator with emergency control function | 1 | Scenario 2 |  | PPK¦SelectPro¦VDI3805¦Internet_EU | PPK SelectPro VDI3805 Internet_EU | PPK SelectPro VDI3805 Internet_EU | H713R/NVK230A-3 |  | 600 kPa | 400 kPa
129688 | H714N+NVK230A-3 | H714N+NVK230A-3 | 26 | H714N | + | NVK230A-3 | Actuator with emergency control function | 1 | Scenario 2 |  | PPK¦SelectPro¦VDI3805¦Internet_EU | PPK SelectPro VDI3805 Internet_EU | PPK SelectPro VDI3805 Internet_EU | H714N+NVK230A-3 |  | 1600 kPa | 400 kPa
129689 | H714N/NVK230A-3 | H714N/NVK230A-3 | 26 | H714N | / | NVK230A-3 | Actuator with emergency control function | 1 | Scenario 2 |  | PPK¦SelectPro¦VDI3805¦Internet_EU | PPK SelectPro VDI3805 Internet_EU | PPK SelectPro VDI3805 Internet_EU | H714N/NVK230A-3 |  | 1600 kPa | 400 kPa
129690 | H714R+NVK230A-3 | H714R+NVK230A-3 | 26 | H714R | + | NVK230A-3 | Actuator with emergency control function | 1 | Scenario 2 |  | PPK¦SelectPro¦VDI3805¦Internet_EU | PPK SelectPro VDI3805 Internet_EU | PPK SelectPro VDI3805 Internet_EU | H714R+NVK230A-3 |  | 600 kPa | 400 kPa
129691 | H714R/NVK230A-3 | H714R/NVK230A-3 | 26 | H714R | / | NVK230A-3 | Actuator with emergency control function | 1 | Scenario 2 |  | PPK¦SelectPro¦VDI3805¦Internet_EU | PPK SelectPro VDI3805 Internet_EU | PPK SelectPro VDI3805 Internet_EU | H714R/NVK230A-3 |  | 600 kPa | 400 kPa
129692 | H715N+NVK230A-3 | H715N+NVK230A-3 | 26 | H715N | + | NVK230A-3 | Actuator with emergency control function | 1 | Scenario 2 |  | PPK¦SelectPro¦VDI3805¦Internet_EU | PPK SelectPro VDI3805 Internet_EU | PPK SelectPro VDI3805 Internet_EU | H715N+NVK230A-3 |  | 1600 kPa | 400 kPa
129693 | H715N/NVK230A-3 | H715N/NVK230A-3 | 26 | H715N | / | NVK230A-3 | Actuator with emergency control function | 1 | Scenario 2 |  | PPK¦SelectPro¦VDI3805¦Internet_EU | PPK SelectPro VDI3805 Internet_EU | PPK SelectPro VDI3805 Internet_EU | H715N/NVK230A-3 |  | 1600 kPa | 400 kPa
129694 | H715R+NVK230A-3 | H715R+NVK230A-3 | 26 | H715R | + | NVK230A-3 | Actuator with emergency control function | 1 | Scenario 2 |  | PPK¦SelectPro¦VDI3805¦Internet_EU | PPK SelectPro VDI3805 Internet_EU | PPK SelectPro VDI3805 Internet_EU | H715R+NVK230A-3 |  | 600 kPa | 400 kPa
129695 | H715R/NVK230A-3 | H715R/NVK230A-3 | 26 | H715R | / | NVK230A-3 | Actuator with emergency control function | 1 | Scenario 2 |  | PPK¦SelectPro¦VDI3805¦Internet_EU | PPK SelectPro VDI3805 Internet_EU | PPK SelectPro VDI3805 Internet_EU | H715R/NVK230A-3 |  | 600 kPa | 400 kPa
129696 | H720N+NVK230A-3 | H720N+NVK230A-3 | 26 | H720N | + | NVK230A-3 | Actuator with emergency control function | 1 | Scenario 2 |  | PPK¦SelectPro¦VDI3805¦Internet_EU | PPK SelectPro VDI3805 Internet_EU | PPK SelectPro VDI3805 Internet_EU | H720N+NVK230A-3 |  | 1600 kPa | 400 kPa
129697 | H720N/NVK230A-3 | H720N/NVK230A-3 | 26 | H720N | / | NVK230A-3 | Actuator with emergency control function | 1 | Scenario 2 |  | PPK¦SelectPro¦VDI3805¦Internet_EU | PPK SelectPro VDI3805 Internet_EU | PPK SelectPro VDI3805 Internet_EU | H720N/NVK230A-3 |  | 1600 kPa | 400 kPa
129698 | H720R+NVK230A-3 | H720R+NVK230A-3 | 26 | H720R | + | NVK230A-3 | Actuator with emergency control function | 1 | Scenario 2 |  | PPK¦SelectPro¦VDI3805¦Internet_EU | PPK SelectPro VDI3805 Internet_EU | PPK SelectPro VDI3805 Internet_EU | H720R+NVK230A-3 |  | 600 kPa | 400 kPa
129699 | H720R/NVK230A-3 | H720R/NVK230A-3 | 26 | H720R | / | NVK230A-3 | Actuator with emergency control function | 1 | Scenario 2 |  | PPK¦SelectPro¦VDI3805¦Internet_EU | PPK SelectPro VDI3805 Internet_EU | PPK SelectPro VDI3805 Internet_EU | H720R/NVK230A-3 |  | 600 kPa | 400 kPa
129700 | H725N+NVK230A-3 | H725N+NVK230A-3 | 26 | H725N | + | NVK230A-3 | Actuator with emergency control function | 1 | Scenario 2 |  | PPK¦SelectPro¦VDI3805¦Internet_EU | PPK SelectPro VDI3805 Internet_EU | PPK SelectPro VDI3805 Internet_EU | H725N+NVK230A-3 |  | 1300 kPa | 400 kPa
129701 | H725N/NVK230A-3 | H725N/NVK230A-3 | 26 | H725N | / | NVK230A-3 | Actuator with emergency control function | 1 | Scenario 2 |  | PPK¦SelectPro¦VDI3805¦Internet_EU | PPK SelectPro VDI3805 Internet_EU | PPK SelectPro VDI3805 Internet_EU | H725N/NVK230A-3 |  | 1300 kPa | 400 kPa
129702 | H725R+NVK230A-3 | H725R+NVK230A-3 | 26 | H725R | + | NVK230A-3 | Actuator with emergency control function | 1 | Scenario 2 |  | PPK¦SelectPro¦VDI3805¦Internet_EU | PPK SelectPro VDI3805 Internet_EU | PPK SelectPro VDI3805 Internet_EU | H725R+NVK230A-3 |  | 600 kPa | 400 kPa
129703 | H725R/NVK230A-3 | H725R/NVK230A-3 | 26 | H725R | / | NVK230A-3 | Actuator with emergency control function | 1 | Scenario 2 |  | PPK¦SelectPro¦VDI3805¦Internet_EU | PPK SelectPro VDI3805 Internet_EU | PPK SelectPro VDI3805 Internet_EU | H725R/NVK230A-3 |  | 600 kPa | 400 kPa
129704 | H732N+NVK230A-3 | H732N+NVK230A-3 | 26 | H732N | + | NVK230A-3 | Actuator with emergency control function | 1 | Scenario 2 |  | PPK¦SelectPro¦VDI3805¦Internet_EU | PPK SelectPro VDI3805 Internet_EU | PPK SelectPro VDI3805 Internet_EU | H732N+NVK230A-3 |  | 1000 kPa | 400 kPa
129705 | H732N/NVK230A-3 | H732N/NVK230A-3 | 26 | H732N | / | NVK230A-3 | Actuator with emergency control function | 1 | Scenario 2 |  | PPK¦SelectPro¦VDI3805¦Internet_EU | PPK SelectPro VDI3805 Internet_EU | PPK SelectPro VDI3805 Internet_EU | H732N/NVK230A-3 |  | 1000 kPa | 400 kPa
129706 | H732R+NVK230A-3 | H732R+NVK230A-3 | 26 | H732R | + | NVK230A-3 | Actuator with emergency control function | 1 | Scenario 2 |  | PPK¦SelectPro¦VDI3805¦Internet_EU | PPK SelectPro VDI3805 Internet_EU | PPK SelectPro VDI3805 Internet_EU | H732R+NVK230A-3 |  | 600 kPa | 400 kPa
129707 | H732R/NVK230A-3 | H732R/NVK230A-3 | 26 | H732R | / | NVK230A-3 | Actuator with emergency control function | 1 | Scenario 2 |  | PPK¦SelectPro¦VDI3805¦Internet_EU | PPK SelectPro VDI3805 Internet_EU | PPK SelectPro VDI3805 Internet_EU | H732R/NVK230A-3 |  | 600 kPa | 400 kPa
129708 | H740N+NVK230A-3 | H740N+NVK230A-3 | 26 | H740N | + | NVK230A-3 | Actuator with emergency control function | 1 | Scenario 2 |  | PPK¦SelectPro¦VDI3805¦Internet_EU | PPK SelectPro VDI3805 Internet_EU | PPK SelectPro VDI3805 Internet_EU | H740N+NVK230A-3 |  | 500 kPa | 400 kPa
129709 | H740N/NVK230A-3 | H740N/NVK230A-3 | 26 | H740N | / | NVK230A-3 | Actuator with emergency control function | 1 | Scenario 2 |  | PPK¦SelectPro¦VDI3805¦Internet_EU | PPK SelectPro VDI3805 Internet_EU | PPK SelectPro VDI3805 Internet_EU | H740N/NVK230A-3 |  | 500 kPa | 400 kPa
129710 | H740R+NVK230A-3 | H740R+NVK230A-3 | 26 | H740R | + | NVK230A-3 | Actuator with emergency control function | 1 | Scenario 2 |  | PPK¦SelectPro¦VDI3805¦Internet_EU | PPK SelectPro VDI3805 Internet_EU | PPK SelectPro VDI3805 Internet_EU | H740R+NVK230A-3 |  | 500 kPa | 400 kPa
129711 | H740R/NVK230A-3 | H740R/NVK230A-3 | 26 | H740R | / | NVK230A-3 | Actuator with emergency control function | 1 | Scenario 2 |  | PPK¦SelectPro¦VDI3805¦Internet_EU | PPK SelectPro VDI3805 Internet_EU | PPK SelectPro VDI3805 Internet_EU | H740R/NVK230A-3 |  | 500 kPa | 400 kPa
129712 | H750N+NVK230A-3 | H750N+NVK230A-3 | 26 | H750N | + | NVK230A-3 | Actuator with emergency control function | 1 | Scenario 2 |  | PPK¦SelectPro¦VDI3805¦Internet_EU | PPK SelectPro VDI3805 Internet_EU | PPK SelectPro VDI3805 Internet_EU | H750N+NVK230A-3 |  | 300 kPa | 300 kPa
129713 | H750N/NVK230A-3 | H750N/NVK230A-3 | 26 | H750N | / | NVK230A-3 | Actuator with emergency control function | 1 | Scenario 2 |  | PPK¦SelectPro¦VDI3805¦Internet_EU | PPK SelectPro VDI3805 Internet_EU | PPK SelectPro VDI3805 Internet_EU | H750N/NVK230A-3 |  | 300 kPa | 300 kPa
129714 | H750R+NVK230A-3 | H750R+NVK230A-3 | 26 | H750R | + | NVK230A-3 | Actuator with emergency control function | 1 | Scenario 2 |  | PPK¦SelectPro¦VDI3805¦Internet_EU | PPK SelectPro VDI3805 Internet_EU | PPK SelectPro VDI3805 Internet_EU | H750R+NVK230A-3 |  | 300 kPa | 300 kPa
129715 | H750R/NVK230A-3 | H750R/NVK230A-3 | 26 | H750R | / | NVK230A-3 | Actuator with emergency control function | 1 | Scenario 2 |  | PPK¦SelectPro¦VDI3805¦Internet_EU | PPK SelectPro VDI3805 Internet_EU | PPK SelectPro VDI3805 Internet_EU | H750R/NVK230A-3 |  | 300 kPa | 300 kPa
129716 | H764N+NVK230A-3 | H764N+NVK230A-3 | 26 | H764N | + | NVK230A-3 | Actuator with emergency control function | 1 | Scenario 2 |  | PPK¦SelectPro¦VDI3805¦Internet_EU | PPK SelectPro VDI3805 Internet_EU | PPK SelectPro VDI3805 Internet_EU | H764N+NVK230A-3 |  | 140 kPa | 140 kPa
129717 | H764N/NVK230A-3 | H764N/NVK230A-3 | 26 | H764N | / | NVK230A-3 | Actuator with emergency control function | 1 | Scenario 2 |  | PPK¦SelectPro¦VDI3805¦Internet_EU | PPK SelectPro VDI3805 Internet_EU | PPK SelectPro VDI3805 Internet_EU | H764N/NVK230A-3 |  | 140 kPa | 140 kPa
129718 | H764R+NVK230A-3 | H764R+NVK230A-3 | 26 | H764R | + | NVK230A-3 | Actuator with emergency control function | 1 | Scenario 2 |  | PPK¦SelectPro¦VDI3805¦Internet_EU | PPK SelectPro VDI3805 Internet_EU | PPK SelectPro VDI3805 Internet_EU | H764R+NVK230A-3 |  | 140 kPa | 140 kPa
129719 | H764R/NVK230A-3 | H764R/NVK230A-3 | 26 | H764R | / | NVK230A-3 | Actuator with emergency control function | 1 | Scenario 2 |  | PPK¦SelectPro¦VDI3805¦Internet_EU | PPK SelectPro VDI3805 Internet_EU | PPK SelectPro VDI3805 Internet_EU | H764R/NVK230A-3 |  | 140 kPa | 140 kPa
129720 | H779N+NVK230A-3 | H779N+NVK230A-3 | 26 | H779N | + | NVK230A-3 | Actuator with emergency control function | 1 | Scenario 2 |  | PPK¦SelectPro¦VDI3805¦Internet_EU | PPK SelectPro VDI3805 Internet_EU | PPK SelectPro VDI3805 Internet_EU | H779N+NVK230A-3 |  | 80 kPa | 80 kPa
129721 | H779N/NVK230A-3 | H779N/NVK230A-3 | 26 | H779N | / | NVK230A-3 | Actuator with emergency control function | 1 | Scenario 2 |  | PPK¦SelectPro¦VDI3805¦Internet_EU | PPK SelectPro VDI3805 Internet_EU | PPK SelectPro VDI3805 Internet_EU | H779N/NVK230A-3 |  | 80 kPa | 80 kPa
129722 | H779R+NVK230A-3 | H779R+NVK230A-3 | 26 | H779R | + | NVK230A-3 | Actuator with emergency control function | 1 | Scenario 2 |  | PPK¦SelectPro¦VDI3805¦Internet_EU | PPK SelectPro VDI3805 Internet_EU | PPK SelectPro VDI3805 Internet_EU | H779R+NVK230A-3 |  | 80 kPa | 80 kPa
129723 | H779R/NVK230A-3 | H779R/NVK230A-3 | 26 | H779R | / | NVK230A-3 | Actuator with emergency control function | 1 | Scenario 2 |  | PPK¦SelectPro¦VDI3805¦Internet_EU | PPK SelectPro VDI3805 Internet_EU | PPK SelectPro VDI3805 Internet_EU | H779R/NVK230A-3 |  | 80 kPa | 80 kPa
130122 | H6040X25-S2+SV230A-TPC | H6040X25-S2+SV230A-TPC | 26 | H6040X25-S2 | + | SV230A-TPC | Standard actuator | 1 | Scenario 2 |  | PPK¦SelectPro¦VDI3805¦Internet_EU | PPK SelectPro VDI3805 Internet_EU | PPK SelectPro VDI3805 Internet_EU | H6040X25-S2+SV230A-TPC |  | 850 kPa | 850 kPa
130123 | H6040X25-S2/SV230A-TPC | H6040X25-S2/SV230A-TPC | 26 | H6040X25-S2 | / | SV230A-TPC | Standard actuator | 1 | Scenario 2 |  | PPK¦SelectPro¦VDI3805¦Internet_EU | PPK SelectPro VDI3805 Internet_EU | PPK SelectPro VDI3805 Internet_EU | H6040X25-S2/SV230A-TPC |  | 850 kPa | 850 kPa
130124 | H6040X25-S2+SV24A-TPC | H6040X25-S2+SV24A-TPC | 26 | H6040X25-S2 | + | SV24A-TPC | Standard actuator | 1 | Scenario 2 |  | PPK¦SelectPro¦VDI3805¦Internet_EU | PPK SelectPro VDI3805 Internet_EU | PPK SelectPro VDI3805 Internet_EU | H6040X25-S2+SV24A-TPC |  | 850 kPa | 850 kPa
130125 | H6040X25-S2/SV24A-TPC | H6040X25-S2/SV24A-TPC | 26 | H6040X25-S2 | / | SV24A-TPC | Standard actuator | 1 | Scenario 2 |  | PPK¦SelectPro¦VDI3805¦Internet_EU | PPK SelectPro VDI3805 Internet_EU | PPK SelectPro VDI3805 Internet_EU | H6040X25-S2/SV24A-TPC |  | 850 kPa | 850 kPa
130126 | H6050X25-S2+SV230A-TPC | H6050X25-S2+SV230A-TPC | 26 | H6050X25-S2 | + | SV230A-TPC | Standard actuator | 1 | Scenario 2 |  | PPK¦SelectPro¦VDI3805¦Internet_EU | PPK SelectPro VDI3805 Internet_EU | PPK SelectPro VDI3805 Internet_EU | H6050X25-S2+SV230A-TPC |  | 500 kPa | 500 kPa
130127 | H6050X25-S2/SV230A-TPC | H6050X25-S2/SV230A-TPC | 26 | H6050X25-S2 | / | SV230A-TPC | Standard actuator | 1 | Scenario 2 |  | PPK¦SelectPro¦VDI3805¦Internet_EU | PPK SelectPro VDI3805 Internet_EU | PPK SelectPro VDI3805 Internet_EU | H6050X25-S2/SV230A-TPC |  | 500 kPa | 500 kPa
130128 | H6050X25-S2+SV24A-TPC | H6050X25-S2+SV24A-TPC | 26 | H6050X25-S2 | + | SV24A-TPC | Standard actuator | 1 | Scenario 2 |  | PPK¦SelectPro¦VDI3805¦Internet_EU | PPK SelectPro VDI3805 Internet_EU | PPK SelectPro VDI3805 Internet_EU | H6050X25-S2+SV24A-TPC |  | 500 kPa | 500 kPa
130129 | H6050X25-S2/SV24A-TPC | H6050X25-S2/SV24A-TPC | 26 | H6050X25-S2 | / | SV24A-TPC | Standard actuator | 1 | Scenario 2 |  | PPK¦SelectPro¦VDI3805¦Internet_EU | PPK SelectPro VDI3805 Internet_EU | PPK SelectPro VDI3805 Internet_EU | H6050X25-S2/SV24A-TPC |  | 500 kPa | 500 kPa
130130 | H6050X40-S2+SV230A-TPC | H6050X40-S2+SV230A-TPC | 26 | H6050X40-S2 | + | SV230A-TPC | Standard actuator | 1 | Scenario 2 |  | PPK¦SelectPro¦VDI3805¦Internet_EU | PPK SelectPro VDI3805 Internet_EU | PPK SelectPro VDI3805 Internet_EU | H6050X40-S2+SV230A-TPC |  | 500 kPa | 500 kPa
130131 | H6050X40-S2/SV230A-TPC | H6050X40-S2/SV230A-TPC | 26 | H6050X40-S2 | / | SV230A-TPC | Standard actuator | 1 | Scenario 2 |  | PPK¦SelectPro¦VDI3805¦Internet_EU | PPK SelectPro VDI3805 Internet_EU | PPK SelectPro VDI3805 Internet_EU | H6050X40-S2/SV230A-TPC |  | 500 kPa | 500 kPa
130132 | H6050X40-S2+SV24A-TPC | H6050X40-S2+SV24A-TPC | 26 | H6050X40-S2 | + | SV24A-TPC | Standard actuator | 1 | Scenario 2 |  | PPK¦SelectPro¦VDI3805¦Internet_EU | PPK SelectPro VDI3805 Internet_EU | PPK SelectPro VDI3805 Internet_EU | H6050X40-S2+SV24A-TPC |  | 500 kPa | 500 kPa
130133 | H6050X40-S2/SV24A-TPC | H6050X40-S2/SV24A-TPC | 26 | H6050X40-S2 | / | SV24A-TPC | Standard actuator | 1 | Scenario 2 |  | PPK¦SelectPro¦VDI3805¦Internet_EU | PPK SelectPro VDI3805 Internet_EU | PPK SelectPro VDI3805 Internet_EU | H6050X40-S2/SV24A-TPC |  | 500 kPa | 500 kPa
130134 | H6065X58-SP2+SV230A-TPC | H6065X58-SP2+SV230A-TPC | 26 | H6065X58-SP2 | + | SV230A-TPC | Standard actuator | 0 | Scenario 2 |  | PPK¦SelectPro¦VDI3805¦Internet_EU | PPK SelectPro VDI3805 Internet_EU | PPK SelectPro VDI3805 Internet_EU | H6065X58-SP2+SV230A-TPC |  | 2500 kPa | 1000 kPa
130135 | H6065X58-SP2/SV230A-TPC | H6065X58-SP2/SV230A-TPC | 26 | H6065X58-SP2 | / | SV230A-TPC | Standard actuator | 0 | Scenario 2 |  | PPK¦SelectPro¦VDI3805¦Internet_EU | PPK SelectPro VDI3805 Internet_EU | PPK SelectPro VDI3805 Internet_EU | H6065X58-SP2/SV230A-TPC |  | 2500 kPa | 1000 kPa
130136 | H6065X58-SP2+SV24A-TPC | H6065X58-SP2+SV24A-TPC | 26 | H6065X58-SP2 | + | SV24A-TPC | Standard actuator | 0 | Scenario 2 |  | PPK¦SelectPro¦VDI3805¦Internet_EU | PPK SelectPro VDI3805 Internet_EU | PPK SelectPro VDI3805 Internet_EU | H6065X58-SP2+SV24A-TPC |  | 2500 kPa | 1000 kPa
130137 | H6065X58-SP2/SV24A-TPC | H6065X58-SP2/SV24A-TPC | 26 | H6065X58-SP2 | / | SV24A-TPC | Standard actuator | 0 | Scenario 2 |  | PPK¦SelectPro¦VDI3805¦Internet_EU | PPK SelectPro VDI3805 Internet_EU | PPK SelectPro VDI3805 Internet_EU | H6065X58-SP2/SV24A-TPC |  | 2500 kPa | 1000 kPa
130138 | H6080X90-SP2+SV230A-TPC | H6080X90-SP2+SV230A-TPC | 26 | H6080X90-SP2 | + | SV230A-TPC | Standard actuator | 0 | Scenario 2 |  | PPK¦SelectPro¦VDI3805¦Internet_EU | PPK SelectPro VDI3805 Internet_EU | PPK SelectPro VDI3805 Internet_EU | H6080X90-SP2+SV230A-TPC |  | 2400 kPa | 1000 kPa
130139 | H6080X90-SP2/SV230A-TPC | H6080X90-SP2/SV230A-TPC | 26 | H6080X90-SP2 | / | SV230A-TPC | Standard actuator | 0 | Scenario 2 |  | PPK¦SelectPro¦VDI3805¦Internet_EU | PPK SelectPro VDI3805 Internet_EU | PPK SelectPro VDI3805 Internet_EU | H6080X90-SP2/SV230A-TPC |  | 2400 kPa | 1000 kPa
130140 | H6080X90-SP2+SV24A-TPC | H6080X90-SP2+SV24A-TPC | 26 | H6080X90-SP2 | + | SV24A-TPC | Standard actuator | 0 | Scenario 2 |  | PPK¦SelectPro¦VDI3805¦Internet_EU | PPK SelectPro VDI3805 Internet_EU | PPK SelectPro VDI3805 Internet_EU | H6080X90-SP2+SV24A-TPC |  | 2400 kPa | 1000 kPa
130141 | H6080X90-SP2/SV24A-TPC | H6080X90-SP2/SV24A-TPC | 26 | H6080X90-SP2 | / | SV24A-TPC | Standard actuator | 0 | Scenario 2 |  | PPK¦SelectPro¦VDI3805¦Internet_EU | PPK SelectPro VDI3805 Internet_EU | PPK SelectPro VDI3805 Internet_EU | H6080X90-SP2/SV24A-TPC |  | 2400 kPa | 1000 kPa
130142 | H6100X125-SP2+SV230A-TPC | H6100X125-SP2+SV230A-TPC | 26 | H6100X125-SP2 | + | SV230A-TPC | Standard actuator | 0 | Scenario 2 |  | PPK¦SelectPro¦VDI3805¦Internet_EU | PPK SelectPro VDI3805 Internet_EU | PPK SelectPro VDI3805 Internet_EU | H6100X125-SP2+SV230A-TPC |  | 1700 kPa | 1000 kPa
130143 | H6100X125-SP2/SV230A-TPC | H6100X125-SP2/SV230A-TPC | 26 | H6100X125-SP2 | / | SV230A-TPC | Standard actuator | 0 | Scenario 2 |  | PPK¦SelectPro¦VDI3805¦Internet_EU | PPK SelectPro VDI3805 Internet_EU | PPK SelectPro VDI3805 Internet_EU | H6100X125-SP2/SV230A-TPC |  | 1700 kPa | 1000 kPa
130144 | H6100X125-SP2+SV24A-TPC | H6100X125-SP2+SV24A-TPC | 26 | H6100X125-SP2 | + | SV24A-TPC | Standard actuator | 0 | Scenario 2 |  | PPK¦SelectPro¦VDI3805¦Internet_EU | PPK SelectPro VDI3805 Internet_EU | PPK SelectPro VDI3805 Internet_EU | H6100X125-SP2+SV24A-TPC |  | 1700 kPa | 1000 kPa
130145 | H6100X125-SP2/SV24A-TPC | H6100X125-SP2/SV24A-TPC | 26 | H6100X125-SP2 | / | SV24A-TPC | Standard actuator | 0 | Scenario 2 |  | PPK¦SelectPro¦VDI3805¦Internet_EU | PPK SelectPro VDI3805 Internet_EU | PPK SelectPro VDI3805 Internet_EU | H6100X125-SP2/SV24A-TPC |  | 1700 kPa | 1000 kPa
130146 | H610S+SV230A-TPC | H610S+SV230A-TPC | 26 | H610S | + | SV230A-TPC | Standard actuator | 0 | Scenario 2 |  | PPK¦SelectPro¦VDI3805¦Internet_EU | PPK SelectPro VDI3805 Internet_EU | PPK SelectPro VDI3805 Internet_EU | H610S+SV230A-TPC |  | 1600 kPa | 1000 kPa
130147 | H610S/SV230A-TPC | H610S/SV230A-TPC | 26 | H610S | / | SV230A-TPC | Standard actuator | 0 | Scenario 2 |  | PPK¦SelectPro¦VDI3805¦Internet_EU | PPK SelectPro VDI3805 Internet_EU | PPK SelectPro VDI3805 Internet_EU | H610S/SV230A-TPC |  | 1600 kPa | 1000 kPa
130148 | H610S+SV24A-TPC | H610S+SV24A-TPC | 26 | H610S | + | SV24A-TPC | Standard actuator | 0 | Scenario 2 |  | PPK¦SelectPro¦VDI3805¦Internet_EU | PPK SelectPro VDI3805 Internet_EU | PPK SelectPro VDI3805 Internet_EU | H610S+SV24A-TPC |  | 1600 kPa | 1000 kPa
130149 | H610S/SV24A-TPC | H610S/SV24A-TPC | 26 | H610S | / | SV24A-TPC | Standard actuator | 0 | Scenario 2 |  | PPK¦SelectPro¦VDI3805¦Internet_EU | PPK SelectPro VDI3805 Internet_EU | PPK SelectPro VDI3805 Internet_EU | H610S/SV24A-TPC |  | 1600 kPa | 1000 kPa
130150 | H611N+SV230A-TPC | H611N+SV230A-TPC | 26 | H611N | + | SV230A-TPC | Standard actuator | 0 | Scenario 2 |  | PPK¦SelectPro¦VDI3805¦Internet_EU | PPK SelectPro VDI3805 Internet_EU | PPK SelectPro VDI3805 Internet_EU | H611N+SV230A-TPC |  | 1600 kPa | 400 kPa
130151 | H611N/SV230A-TPC | H611N/SV230A-TPC | 26 | H611N | / | SV230A-TPC | Standard actuator | 0 | Scenario 2 |  | PPK¦SelectPro¦VDI3805¦Internet_EU | PPK SelectPro VDI3805 Internet_EU | PPK SelectPro VDI3805 Internet_EU | H611N/SV230A-TPC |  | 1600 kPa | 400 kPa
130152 | H611N+SV24A-TPC | H611N+SV24A-TPC | 26 | H611N | + | SV24A-TPC | Standard actuator | 0 | Scenario 2 |  | PPK¦SelectPro¦VDI3805¦Internet_EU | PPK SelectPro VDI3805 Internet_EU | PPK SelectPro VDI3805 Internet_EU | H611N+SV24A-TPC |  | 1600 kPa | 400 kPa
130153 | H611N/SV24A-TPC | H611N/SV24A-TPC | 26 | H611N | / | SV24A-TPC | Standard actuator | 0 | Scenario 2 |  | PPK¦SelectPro¦VDI3805¦Internet_EU | PPK SelectPro VDI3805 Internet_EU | PPK SelectPro VDI3805 Internet_EU | H611N/SV24A-TPC |  | 1600 kPa | 400 kPa
130154 | H611R+SV230A-TPC | H611R+SV230A-TPC | 26 | H611R | + | SV230A-TPC | Standard actuator | 0 | Scenario 2 |  | PPK¦SelectPro¦VDI3805¦Internet_EU | PPK SelectPro VDI3805 Internet_EU | PPK SelectPro VDI3805 Internet_EU | H611R+SV230A-TPC |  | 600 kPa | 400 kPa
130155 | H611R/SV230A-TPC | H611R/SV230A-TPC | 26 | H611R | / | SV230A-TPC | Standard actuator | 0 | Scenario 2 |  | PPK¦SelectPro¦VDI3805¦Internet_EU | PPK SelectPro VDI3805 Internet_EU | PPK SelectPro VDI3805 Internet_EU | H611R/SV230A-TPC |  | 600 kPa | 400 kPa
130156 | H611R+SV24A-TPC | H611R+SV24A-TPC | 26 | H611R | + | SV24A-TPC | Standard actuator | 0 | Scenario 2 |  | PPK¦SelectPro¦VDI3805¦Internet_EU | PPK SelectPro VDI3805 Internet_EU | PPK SelectPro VDI3805 Internet_EU | H611R+SV24A-TPC |  | 600 kPa | 400 kPa
130157 | H611R/SV24A-TPC | H611R/SV24A-TPC | 26 | H611R | / | SV24A-TPC | Standard actuator | 0 | Scenario 2 |  | PPK¦SelectPro¦VDI3805¦Internet_EU | PPK SelectPro VDI3805 Internet_EU | PPK SelectPro VDI3805 Internet_EU | H611R/SV24A-TPC |  | 600 kPa | 400 kPa
130158 | H611S+SV230A-TPC | H611S+SV230A-TPC | 26 | H611S | + | SV230A-TPC | Standard actuator | 0 | Scenario 2 |  | PPK¦SelectPro¦VDI3805¦Internet_EU | PPK SelectPro VDI3805 Internet_EU | PPK SelectPro VDI3805 Internet_EU | H611S+SV230A-TPC |  | 1600 kPa | 1000 kPa
130159 | H611S/SV230A-TPC | H611S/SV230A-TPC | 26 | H611S | / | SV230A-TPC | Standard actuator | 0 | Scenario 2 |  | PPK¦SelectPro¦VDI3805¦Internet_EU | PPK SelectPro VDI3805 Internet_EU | PPK SelectPro VDI3805 Internet_EU | H611S/SV230A-TPC |  | 1600 kPa | 1000 kPa
130160 | H611S+SV24A-TPC | H611S+SV24A-TPC | 26 | H611S | + | SV24A-TPC | Standard actuator | 0 | Scenario 2 |  | PPK¦SelectPro¦VDI3805¦Internet_EU | PPK SelectPro VDI3805 Internet_EU | PPK SelectPro VDI3805 Internet_EU | H611S+SV24A-TPC |  | 1600 kPa | 1000 kPa
130161 | H611S/SV24A-TPC | H611S/SV24A-TPC | 26 | H611S | / | SV24A-TPC | Standard actuator | 0 | Scenario 2 |  | PPK¦SelectPro¦VDI3805¦Internet_EU | PPK SelectPro VDI3805 Internet_EU | PPK SelectPro VDI3805 Internet_EU | H611S/SV24A-TPC |  | 1600 kPa | 1000 kPa
130162 | H612N+SV230A-TPC | H612N+SV230A-TPC | 26 | H612N | + | SV230A-TPC | Standard actuator | 0 | Scenario 2 |  | PPK¦SelectPro¦VDI3805¦Internet_EU | PPK SelectPro VDI3805 Internet_EU | PPK SelectPro VDI3805 Internet_EU | H612N+SV230A-TPC |  | 1600 kPa | 400 kPa
130163 | H612N/SV230A-TPC | H612N/SV230A-TPC | 26 | H612N | / | SV230A-TPC | Standard actuator | 0 | Scenario 2 |  | PPK¦SelectPro¦VDI3805¦Internet_EU | PPK SelectPro VDI3805 Internet_EU | PPK SelectPro VDI3805 Internet_EU | H612N/SV230A-TPC |  | 1600 kPa | 400 kPa
130164 | H612N+SV24A-TPC | H612N+SV24A-TPC | 26 | H612N | + | SV24A-TPC | Standard actuator | 0 | Scenario 2 |  | PPK¦SelectPro¦VDI3805¦Internet_EU | PPK SelectPro VDI3805 Internet_EU | PPK SelectPro VDI3805 Internet_EU | H612N+SV24A-TPC |  | 1600 kPa | 400 kPa
130165 | H612N/SV24A-TPC | H612N/SV24A-TPC | 26 | H612N | / | SV24A-TPC | Standard actuator | 0 | Scenario 2 |  | PPK¦SelectPro¦VDI3805¦Internet_EU | PPK SelectPro VDI3805 Internet_EU | PPK SelectPro VDI3805 Internet_EU | H612N/SV24A-TPC |  | 1600 kPa | 400 kPa
130166 | H612R+SV230A-TPC | H612R+SV230A-TPC | 26 | H612R | + | SV230A-TPC | Standard actuator | 0 | Scenario 2 |  | PPK¦SelectPro¦VDI3805¦Internet_EU | PPK SelectPro VDI3805 Internet_EU | PPK SelectPro VDI3805 Internet_EU | H612R+SV230A-TPC |  | 600 kPa | 400 kPa
130167 | H612R/SV230A-TPC | H612R/SV230A-TPC | 26 | H612R | / | SV230A-TPC | Standard actuator | 0 | Scenario 2 |  | PPK¦SelectPro¦VDI3805¦Internet_EU | PPK SelectPro VDI3805 Internet_EU | PPK SelectPro VDI3805 Internet_EU | H612R/SV230A-TPC |  | 600 kPa | 400 kPa
130168 | H612R+SV24A-TPC | H612R+SV24A-TPC | 26 | H612R | + | SV24A-TPC | Standard actuator | 0 | Scenario 2 |  | PPK¦SelectPro¦VDI3805¦Internet_EU | PPK SelectPro VDI3805 Internet_EU | PPK SelectPro VDI3805 Internet_EU | H612R+SV24A-TPC |  | 600 kPa | 400 kPa
130169 | H612R/SV24A-TPC | H612R/SV24A-TPC | 26 | H612R | / | SV24A-TPC | Standard actuator | 0 | Scenario 2 |  | PPK¦SelectPro¦VDI3805¦Internet_EU | PPK SelectPro VDI3805 Internet_EU | PPK SelectPro VDI3805 Internet_EU | H612R/SV24A-TPC |  | 600 kPa | 400 kPa
130170 | H612S+SV230A-TPC | H612S+SV230A-TPC | 26 | H612S | + | SV230A-TPC | Standard actuator | 0 | Scenario 2 |  | PPK¦SelectPro¦VDI3805¦Internet_EU | PPK SelectPro VDI3805 Internet_EU | PPK SelectPro VDI3805 Internet_EU | H612S+SV230A-TPC |  | 1600 kPa | 1000 kPa
130171 | H612S/SV230A-TPC | H612S/SV230A-TPC | 26 | H612S | / | SV230A-TPC | Standard actuator | 0 | Scenario 2 |  | PPK¦SelectPro¦VDI3805¦Internet_EU | PPK SelectPro VDI3805 Internet_EU | PPK SelectPro VDI3805 Internet_EU | H612S/SV230A-TPC |  | 1600 kPa | 1000 kPa
130172 | H612S+SV24A-TPC | H612S+SV24A-TPC | 26 | H612S | + | SV24A-TPC | Standard actuator | 0 | Scenario 2 |  | PPK¦SelectPro¦VDI3805¦Internet_EU | PPK SelectPro VDI3805 Internet_EU | PPK SelectPro VDI3805 Internet_EU | H612S+SV24A-TPC |  | 1600 kPa | 1000 kPa
130173 | H612S/SV24A-TPC | H612S/SV24A-TPC | 26 | H612S | / | SV24A-TPC | Standard actuator | 0 | Scenario 2 |  | PPK¦SelectPro¦VDI3805¦Internet_EU | PPK SelectPro VDI3805 Internet_EU | PPK SelectPro VDI3805 Internet_EU | H612S/SV24A-TPC |  | 1600 kPa | 1000 kPa
130204 | H613N+SV230A-TPC | H613N+SV230A-TPC | 26 | H613N | + | SV230A-TPC | Standard actuator | 0 | Scenario 2 |  | PPK¦SelectPro¦VDI3805¦Internet_EU | PPK SelectPro VDI3805 Internet_EU | PPK SelectPro VDI3805 Internet_EU | H613N+SV230A-TPC |  | 1600 kPa | 400 kPa
130205 | H613N/SV230A-TPC | H613N/SV230A-TPC | 26 | H613N | / | SV230A-TPC | Standard actuator | 0 | Scenario 2 |  | PPK¦SelectPro¦VDI3805¦Internet_EU | PPK SelectPro VDI3805 Internet_EU | PPK SelectPro VDI3805 Internet_EU | H613N/SV230A-TPC |  | 1600 kPa | 400 kPa
130206 | H613N+SV24A-TPC | H613N+SV24A-TPC | 26 | H613N | + | SV24A-TPC | Standard actuator | 0 | Scenario 2 |  | PPK¦SelectPro¦VDI3805¦Internet_EU | PPK SelectPro VDI3805 Internet_EU | PPK SelectPro VDI3805 Internet_EU | H613N+SV24A-TPC |  | 1600 kPa | 400 kPa
130207 | H613N/SV24A-TPC | H613N/SV24A-TPC | 26 | H613N | / | SV24A-TPC | Standard actuator | 0 | Scenario 2 |  | PPK¦SelectPro¦VDI3805¦Internet_EU | PPK SelectPro VDI3805 Internet_EU | PPK SelectPro VDI3805 Internet_EU | H613N/SV24A-TPC |  | 1600 kPa | 400 kPa
130208 | H613R+SV230A-TPC | H613R+SV230A-TPC | 26 | H613R | + | SV230A-TPC | Standard actuator | 0 | Scenario 2 |  | PPK¦SelectPro¦VDI3805¦Internet_EU | PPK SelectPro VDI3805 Internet_EU | PPK SelectPro VDI3805 Internet_EU | H613R+SV230A-TPC |  | 600 kPa | 400 kPa
130209 | H613R/SV230A-TPC | H613R/SV230A-TPC | 26 | H613R | / | SV230A-TPC | Standard actuator | 0 | Scenario 2 |  | PPK¦SelectPro¦VDI3805¦Internet_EU | PPK SelectPro VDI3805 Internet_EU | PPK SelectPro VDI3805 Internet_EU | H613R/SV230A-TPC |  | 600 kPa | 400 kPa
130210 | H613R+SV24A-TPC | H613R+SV24A-TPC | 26 | H613R | + | SV24A-TPC | Standard actuator | 0 | Scenario 2 |  | PPK¦SelectPro¦VDI3805¦Internet_EU | PPK SelectPro VDI3805 Internet_EU | PPK SelectPro VDI3805 Internet_EU | H613R+SV24A-TPC |  | 600 kPa | 400 kPa
130211 | H613R/SV24A-TPC | H613R/SV24A-TPC | 26 | H613R | / | SV24A-TPC | Standard actuator | 0 | Scenario 2 |  | PPK¦SelectPro¦VDI3805¦Internet_EU | PPK SelectPro VDI3805 Internet_EU | PPK SelectPro VDI3805 Internet_EU | H613R/SV24A-TPC |  | 600 kPa | 400 kPa
130212 | H613S+SV230A-TPC | H613S+SV230A-TPC | 26 | H613S | + | SV230A-TPC | Standard actuator | 0 | Scenario 2 |  | PPK¦SelectPro¦VDI3805¦Internet_EU | PPK SelectPro VDI3805 Internet_EU | PPK SelectPro VDI3805 Internet_EU | H613S+SV230A-TPC |  | 1600 kPa | 1000 kPa
130213 | H613S/SV230A-TPC | H613S/SV230A-TPC | 26 | H613S | / | SV230A-TPC | Standard actuator | 0 | Scenario 2 |  | PPK¦SelectPro¦VDI3805¦Internet_EU | PPK SelectPro VDI3805 Internet_EU | PPK SelectPro VDI3805 Internet_EU | H613S/SV230A-TPC |  | 1600 kPa | 1000 kPa
130214 | H613S+SV24A-TPC | H613S+SV24A-TPC | 26 | H613S | + | SV24A-TPC | Standard actuator | 0 | Scenario 2 |  | PPK¦SelectPro¦VDI3805¦Internet_EU | PPK SelectPro VDI3805 Internet_EU | PPK SelectPro VDI3805 Internet_EU | H613S+SV24A-TPC |  | 1600 kPa | 1000 kPa
130215 | H613S/SV24A-TPC | H613S/SV24A-TPC | 26 | H613S | / | SV24A-TPC | Standard actuator | 0 | Scenario 2 |  | PPK¦SelectPro¦VDI3805¦Internet_EU | PPK SelectPro VDI3805 Internet_EU | PPK SelectPro VDI3805 Internet_EU | H613S/SV24A-TPC |  | 1600 kPa | 1000 kPa
130216 | H614N+SV230A-TPC | H614N+SV230A-TPC | 26 | H614N | + | SV230A-TPC | Standard actuator | 0 | Scenario 2 |  | PPK¦SelectPro¦VDI3805¦Internet_EU | PPK SelectPro VDI3805 Internet_EU | PPK SelectPro VDI3805 Internet_EU | H614N+SV230A-TPC |  | 1600 kPa | 400 kPa
130217 | H614N/SV230A-TPC | H614N/SV230A-TPC | 26 | H614N | / | SV230A-TPC | Standard actuator | 0 | Scenario 2 |  | PPK¦SelectPro¦VDI3805¦Internet_EU | PPK SelectPro VDI3805 Internet_EU | PPK SelectPro VDI3805 Internet_EU | H614N/SV230A-TPC |  | 1600 kPa | 400 kPa
130218 | H614N+SV24A-TPC | H614N+SV24A-TPC | 26 | H614N | + | SV24A-TPC | Standard actuator | 0 | Scenario 2 |  | PPK¦SelectPro¦VDI3805¦Internet_EU | PPK SelectPro VDI3805 Internet_EU | PPK SelectPro VDI3805 Internet_EU | H614N+SV24A-TPC |  | 1600 kPa | 400 kPa
130219 | H614N/SV24A-TPC | H614N/SV24A-TPC | 26 | H614N | / | SV24A-TPC | Standard actuator | 0 | Scenario 2 |  | PPK¦SelectPro¦VDI3805¦Internet_EU | PPK SelectPro VDI3805 Internet_EU | PPK SelectPro VDI3805 Internet_EU | H614N/SV24A-TPC |  | 1600 kPa | 400 kPa
130220 | H614R+SV230A-TPC | H614R+SV230A-TPC | 26 | H614R | + | SV230A-TPC | Standard actuator | 0 | Scenario 2 |  | PPK¦SelectPro¦VDI3805¦Internet_EU | PPK SelectPro VDI3805 Internet_EU | PPK SelectPro VDI3805 Internet_EU | H614R+SV230A-TPC |  | 600 kPa | 400 kPa
130221 | H614R/SV230A-TPC | H614R/SV230A-TPC | 26 | H614R | / | SV230A-TPC | Standard actuator | 0 | Scenario 2 |  | PPK¦SelectPro¦VDI3805¦Internet_EU | PPK SelectPro VDI3805 Internet_EU | PPK SelectPro VDI3805 Internet_EU | H614R/SV230A-TPC |  | 600 kPa | 400 kPa
130222 | H614R+SV24A-TPC | H614R+SV24A-TPC | 26 | H614R | + | SV24A-TPC | Standard actuator | 0 | Scenario 2 |  | PPK¦SelectPro¦VDI3805¦Internet_EU | PPK SelectPro VDI3805 Internet_EU | PPK SelectPro VDI3805 Internet_EU | H614R+SV24A-TPC |  | 600 kPa | 400 kPa
130223 | H614R/SV24A-TPC | H614R/SV24A-TPC | 26 | H614R | / | SV24A-TPC | Standard actuator | 0 | Scenario 2 |  | PPK¦SelectPro¦VDI3805¦Internet_EU | PPK SelectPro VDI3805 Internet_EU | PPK SelectPro VDI3805 Internet_EU | H614R/SV24A-TPC |  | 600 kPa | 400 kPa
130224 | H614S+SV230A-TPC | H614S+SV230A-TPC | 26 | H614S | + | SV230A-TPC | Standard actuator | 0 | Scenario 2 |  | PPK¦SelectPro¦VDI3805¦Internet_EU | PPK SelectPro VDI3805 Internet_EU | PPK SelectPro VDI3805 Internet_EU | H614S+SV230A-TPC |  | 1600 kPa | 1000 kPa
130225 | H614S/SV230A-TPC | H614S/SV230A-TPC | 26 | H614S | / | SV230A-TPC | Standard actuator | 0 | Scenario 2 |  | PPK¦SelectPro¦VDI3805¦Internet_EU | PPK SelectPro VDI3805 Internet_EU | PPK SelectPro VDI3805 Internet_EU | H614S/SV230A-TPC |  | 1600 kPa | 1000 kPa
130226 | H614S+SV24A-TPC | H614S+SV24A-TPC | 26 | H614S | + | SV24A-TPC | Standard actuator | 0 | Scenario 2 |  | PPK¦SelectPro¦VDI3805¦Internet_EU | PPK SelectPro VDI3805 Internet_EU | PPK SelectPro VDI3805 Internet_EU | H614S+SV24A-TPC |  | 1600 kPa | 1000 kPa
130227 | H614S/SV24A-TPC | H614S/SV24A-TPC | 26 | H614S | / | SV24A-TPC | Standard actuator | 0 | Scenario 2 |  | PPK¦SelectPro¦VDI3805¦Internet_EU | PPK SelectPro VDI3805 Internet_EU | PPK SelectPro VDI3805 Internet_EU | H614S/SV24A-TPC |  | 1600 kPa | 1000 kPa
130228 | H615N+SV230A-TPC | H615N+SV230A-TPC | 26 | H615N | + | SV230A-TPC | Standard actuator | 0 | Scenario 2 |  | PPK¦SelectPro¦VDI3805¦Internet_EU | PPK SelectPro VDI3805 Internet_EU | PPK SelectPro VDI3805 Internet_EU | H615N+SV230A-TPC |  | 1600 kPa | 400 kPa
130229 | H615N/SV230A-TPC | H615N/SV230A-TPC | 26 | H615N | / | SV230A-TPC | Standard actuator | 0 | Scenario 2 |  | PPK¦SelectPro¦VDI3805¦Internet_EU | PPK SelectPro VDI3805 Internet_EU | PPK SelectPro VDI3805 Internet_EU | H615N/SV230A-TPC |  | 1600 kPa | 400 kPa
130230 | H615N+SV24A-TPC | H615N+SV24A-TPC | 26 | H615N | + | SV24A-TPC | Standard actuator | 0 | Scenario 2 |  | PPK¦SelectPro¦VDI3805¦Internet_EU | PPK SelectPro VDI3805 Internet_EU | PPK SelectPro VDI3805 Internet_EU | H615N+SV24A-TPC |  | 1600 kPa | 400 kPa
130231 | H615N/SV24A-TPC | H615N/SV24A-TPC | 26 | H615N | / | SV24A-TPC | Standard actuator | 0 | Scenario 2 |  | PPK¦SelectPro¦VDI3805¦Internet_EU | PPK SelectPro VDI3805 Internet_EU | PPK SelectPro VDI3805 Internet_EU | H615N/SV24A-TPC |  | 1600 kPa | 400 kPa
130232 | H615R+SV230A-TPC | H615R+SV230A-TPC | 26 | H615R | + | SV230A-TPC | Standard actuator | 0 | Scenario 2 |  | PPK¦SelectPro¦VDI3805¦Internet_EU | PPK SelectPro VDI3805 Internet_EU | PPK SelectPro VDI3805 Internet_EU | H615R+SV230A-TPC |  | 600 kPa | 400 kPa
130233 | H615R/SV230A-TPC | H615R/SV230A-TPC | 26 | H615R | / | SV230A-TPC | Standard actuator | 0 | Scenario 2 |  | PPK¦SelectPro¦VDI3805¦Internet_EU | PPK SelectPro VDI3805 Internet_EU | PPK SelectPro VDI3805 Internet_EU | H615R/SV230A-TPC |  | 600 kPa | 400 kPa
130234 | H615R+SV24A-TPC | H615R+SV24A-TPC | 26 | H615R | + | SV24A-TPC | Standard actuator | 0 | Scenario 2 |  | PPK¦SelectPro¦VDI3805¦Internet_EU | PPK SelectPro VDI3805 Internet_EU | PPK SelectPro VDI3805 Internet_EU | H615R+SV24A-TPC |  | 600 kPa | 400 kPa
130235 | H615R/SV24A-TPC | H615R/SV24A-TPC | 26 | H615R | / | SV24A-TPC | Standard actuator | 0 | Scenario 2 |  | PPK¦SelectPro¦VDI3805¦Internet_EU | PPK SelectPro VDI3805 Internet_EU | PPK SelectPro VDI3805 Internet_EU | H615R/SV24A-TPC |  | 600 kPa | 400 kPa
130236 | H615S+SV230A-TPC | H615S+SV230A-TPC | 26 | H615S | + | SV230A-TPC | Standard actuator | 0 | Scenario 2 |  | PPK¦SelectPro¦VDI3805¦Internet_EU | PPK SelectPro VDI3805 Internet_EU | PPK SelectPro VDI3805 Internet_EU | H615S+SV230A-TPC |  | 1600 kPa | 1000 kPa
130237 | H615S/SV230A-TPC | H615S/SV230A-TPC | 26 | H615S | / | SV230A-TPC | Standard actuator | 0 | Scenario 2 |  | PPK¦SelectPro¦VDI3805¦Internet_EU | PPK SelectPro VDI3805 Internet_EU | PPK SelectPro VDI3805 Internet_EU | H615S/SV230A-TPC |  | 1600 kPa | 1000 kPa
130238 | H615S+SV24A-TPC | H615S+SV24A-TPC | 26 | H615S | + | SV24A-TPC | Standard actuator | 0 | Scenario 2 |  | PPK¦SelectPro¦VDI3805¦Internet_EU | PPK SelectPro VDI3805 Internet_EU | PPK SelectPro VDI3805 Internet_EU | H615S+SV24A-TPC |  | 1600 kPa | 1000 kPa
130239 | H615S/SV24A-TPC | H615S/SV24A-TPC | 26 | H615S | / | SV24A-TPC | Standard actuator | 0 | Scenario 2 |  | PPK¦SelectPro¦VDI3805¦Internet_EU | PPK SelectPro VDI3805 Internet_EU | PPK SelectPro VDI3805 Internet_EU | H615S/SV24A-TPC |  | 1600 kPa | 1000 kPa
130240 | H619S+SV230A-TPC | H619S+SV230A-TPC | 26 | H619S | + | SV230A-TPC | Standard actuator | 0 | Scenario 2 |  | PPK¦SelectPro¦VDI3805¦Internet_EU | PPK SelectPro VDI3805 Internet_EU | PPK SelectPro VDI3805 Internet_EU | H619S+SV230A-TPC |  | 1600 kPa | 1000 kPa
130241 | H619S/SV230A-TPC | H619S/SV230A-TPC | 26 | H619S | / | SV230A-TPC | Standard actuator | 0 | Scenario 2 |  | PPK¦SelectPro¦VDI3805¦Internet_EU | PPK SelectPro VDI3805 Internet_EU | PPK SelectPro VDI3805 Internet_EU | H619S/SV230A-TPC |  | 1600 kPa | 1000 kPa
130242 | H619S+SV24A-TPC | H619S+SV24A-TPC | 26 | H619S | + | SV24A-TPC | Standard actuator | 0 | Scenario 2 |  | PPK¦SelectPro¦VDI3805¦Internet_EU | PPK SelectPro VDI3805 Internet_EU | PPK SelectPro VDI3805 Internet_EU | H619S+SV24A-TPC |  | 1600 kPa | 1000 kPa
130243 | H619S/SV24A-TPC | H619S/SV24A-TPC | 26 | H619S | / | SV24A-TPC | Standard actuator | 0 | Scenario 2 |  | PPK¦SelectPro¦VDI3805¦Internet_EU | PPK SelectPro VDI3805 Internet_EU | PPK SelectPro VDI3805 Internet_EU | H619S/SV24A-TPC |  | 1600 kPa | 1000 kPa
130244 | H620N+SV230A-TPC | H620N+SV230A-TPC | 26 | H620N | + | SV230A-TPC | Standard actuator | 0 | Scenario 2 |  | PPK¦SelectPro¦VDI3805¦Internet_EU | PPK SelectPro VDI3805 Internet_EU | PPK SelectPro VDI3805 Internet_EU | H620N+SV230A-TPC |  | 1600 kPa | 400 kPa
130245 | H620N/SV230A-TPC | H620N/SV230A-TPC | 26 | H620N | / | SV230A-TPC | Standard actuator | 0 | Scenario 2 |  | PPK¦SelectPro¦VDI3805¦Internet_EU | PPK SelectPro VDI3805 Internet_EU | PPK SelectPro VDI3805 Internet_EU | H620N/SV230A-TPC |  | 1600 kPa | 400 kPa
130246 | H620N+SV24A-TPC | H620N+SV24A-TPC | 26 | H620N | + | SV24A-TPC | Standard actuator | 0 | Scenario 2 |  | PPK¦SelectPro¦VDI3805¦Internet_EU | PPK SelectPro VDI3805 Internet_EU | PPK SelectPro VDI3805 Internet_EU | H620N+SV24A-TPC |  | 1600 kPa | 400 kPa
130247 | H620N/SV24A-TPC | H620N/SV24A-TPC | 26 | H620N | / | SV24A-TPC | Standard actuator | 0 | Scenario 2 |  | PPK¦SelectPro¦VDI3805¦Internet_EU | PPK SelectPro VDI3805 Internet_EU | PPK SelectPro VDI3805 Internet_EU | H620N/SV24A-TPC |  | 1600 kPa | 400 kPa
130248 | H620R+SV230A-TPC | H620R+SV230A-TPC | 26 | H620R | + | SV230A-TPC | Standard actuator | 0 | Scenario 2 |  | PPK¦SelectPro¦VDI3805¦Internet_EU | PPK SelectPro VDI3805 Internet_EU | PPK SelectPro VDI3805 Internet_EU | H620R+SV230A-TPC |  | 600 kPa | 400 kPa
130249 | H620R/SV230A-TPC | H620R/SV230A-TPC | 26 | H620R | / | SV230A-TPC | Standard actuator | 0 | Scenario 2 |  | PPK¦SelectPro¦VDI3805¦Internet_EU | PPK SelectPro VDI3805 Internet_EU | PPK SelectPro VDI3805 Internet_EU | H620R/SV230A-TPC |  | 600 kPa | 400 kPa
130250 | H620R+SV24A-TPC | H620R+SV24A-TPC | 26 | H620R | + | SV24A-TPC | Standard actuator | 0 | Scenario 2 |  | PPK¦SelectPro¦VDI3805¦Internet_EU | PPK SelectPro VDI3805 Internet_EU | PPK SelectPro VDI3805 Internet_EU | H620R+SV24A-TPC |  | 600 kPa | 400 kPa
130251 | H620R/SV24A-TPC | H620R/SV24A-TPC | 26 | H620R | / | SV24A-TPC | Standard actuator | 0 | Scenario 2 |  | PPK¦SelectPro¦VDI3805¦Internet_EU | PPK SelectPro VDI3805 Internet_EU | PPK SelectPro VDI3805 Internet_EU | H620R/SV24A-TPC |  | 600 kPa | 400 kPa
130252 | H620S+SV230A-TPC | H620S+SV230A-TPC | 26 | H620S | + | SV230A-TPC | Standard actuator | 0 | Scenario 2 |  | PPK¦SelectPro¦VDI3805¦Internet_EU | PPK SelectPro VDI3805 Internet_EU | PPK SelectPro VDI3805 Internet_EU | H620S+SV230A-TPC |  | 1600 kPa | 1000 kPa
130253 | H620S/SV230A-TPC | H620S/SV230A-TPC | 26 | H620S | / | SV230A-TPC | Standard actuator | 0 | Scenario 2 |  | PPK¦SelectPro¦VDI3805¦Internet_EU | PPK SelectPro VDI3805 Internet_EU | PPK SelectPro VDI3805 Internet_EU | H620S/SV230A-TPC |  | 1600 kPa | 1000 kPa
130254 | H620S+SV24A-TPC | H620S+SV24A-TPC | 26 | H620S | + | SV24A-TPC | Standard actuator | 0 | Scenario 2 |  | PPK¦SelectPro¦VDI3805¦Internet_EU | PPK SelectPro VDI3805 Internet_EU | PPK SelectPro VDI3805 Internet_EU | H620S+SV24A-TPC |  | 1600 kPa | 1000 kPa
130255 | H620S/SV24A-TPC | H620S/SV24A-TPC | 26 | H620S | / | SV24A-TPC | Standard actuator | 0 | Scenario 2 |  | PPK¦SelectPro¦VDI3805¦Internet_EU | PPK SelectPro VDI3805 Internet_EU | PPK SelectPro VDI3805 Internet_EU | H620S/SV24A-TPC |  | 1600 kPa | 1000 kPa
130256 | H624S+SV230A-TPC | H624S+SV230A-TPC | 26 | H624S | + | SV230A-TPC | Standard actuator | 0 | Scenario 2 |  | PPK¦SelectPro¦VDI3805¦Internet_EU | PPK SelectPro VDI3805 Internet_EU | PPK SelectPro VDI3805 Internet_EU | H624S+SV230A-TPC |  | 1600 kPa | 1000 kPa
130257 | H624S/SV230A-TPC | H624S/SV230A-TPC | 26 | H624S | / | SV230A-TPC | Standard actuator | 0 | Scenario 2 |  | PPK¦SelectPro¦VDI3805¦Internet_EU | PPK SelectPro VDI3805 Internet_EU | PPK SelectPro VDI3805 Internet_EU | H624S/SV230A-TPC |  | 1600 kPa | 1000 kPa
130258 | H624S+SV24A-TPC | H624S+SV24A-TPC | 26 | H624S | + | SV24A-TPC | Standard actuator | 0 | Scenario 2 |  | PPK¦SelectPro¦VDI3805¦Internet_EU | PPK SelectPro VDI3805 Internet_EU | PPK SelectPro VDI3805 Internet_EU | H624S+SV24A-TPC |  | 1600 kPa | 1000 kPa
130259 | H624S/SV24A-TPC | H624S/SV24A-TPC | 26 | H624S | / | SV24A-TPC | Standard actuator | 0 | Scenario 2 |  | PPK¦SelectPro¦VDI3805¦Internet_EU | PPK SelectPro VDI3805 Internet_EU | PPK SelectPro VDI3805 Internet_EU | H624S/SV24A-TPC |  | 1600 kPa | 1000 kPa
130260 | H625N+SV230A-TPC | H625N+SV230A-TPC | 26 | H625N | + | SV230A-TPC | Standard actuator | 0 | Scenario 2 |  | PPK¦SelectPro¦VDI3805¦Internet_EU | PPK SelectPro VDI3805 Internet_EU | PPK SelectPro VDI3805 Internet_EU | H625N+SV230A-TPC |  | 1600 kPa | 400 kPa
130261 | H625N/SV230A-TPC | H625N/SV230A-TPC | 26 | H625N | / | SV230A-TPC | Standard actuator | 0 | Scenario 2 |  | PPK¦SelectPro¦VDI3805¦Internet_EU | PPK SelectPro VDI3805 Internet_EU | PPK SelectPro VDI3805 Internet_EU | H625N/SV230A-TPC |  | 1600 kPa | 400 kPa
130262 | H625N+SV24A-TPC | H625N+SV24A-TPC | 26 | H625N | + | SV24A-TPC | Standard actuator | 0 | Scenario 2 |  | PPK¦SelectPro¦VDI3805¦Internet_EU | PPK SelectPro VDI3805 Internet_EU | PPK SelectPro VDI3805 Internet_EU | H625N+SV24A-TPC |  | 1600 kPa | 400 kPa
130263 | H625N/SV24A-TPC | H625N/SV24A-TPC | 26 | H625N | / | SV24A-TPC | Standard actuator | 0 | Scenario 2 |  | PPK¦SelectPro¦VDI3805¦Internet_EU | PPK SelectPro VDI3805 Internet_EU | PPK SelectPro VDI3805 Internet_EU | H625N/SV24A-TPC |  | 1600 kPa | 400 kPa
130264 | H625R+SV230A-TPC | H625R+SV230A-TPC | 26 | H625R | + | SV230A-TPC | Standard actuator | 0 | Scenario 2 |  | PPK¦SelectPro¦VDI3805¦Internet_EU | PPK SelectPro VDI3805 Internet_EU | PPK SelectPro VDI3805 Internet_EU | H625R+SV230A-TPC |  | 600 kPa | 400 kPa
130265 | H625R/SV230A-TPC | H625R/SV230A-TPC | 26 | H625R | / | SV230A-TPC | Standard actuator | 0 | Scenario 2 |  | PPK¦SelectPro¦VDI3805¦Internet_EU | PPK SelectPro VDI3805 Internet_EU | PPK SelectPro VDI3805 Internet_EU | H625R/SV230A-TPC |  | 600 kPa | 400 kPa
130266 | H625R+SV24A-TPC | H625R+SV24A-TPC | 26 | H625R | + | SV24A-TPC | Standard actuator | 0 | Scenario 2 |  | PPK¦SelectPro¦VDI3805¦Internet_EU | PPK SelectPro VDI3805 Internet_EU | PPK SelectPro VDI3805 Internet_EU | H625R+SV24A-TPC |  | 600 kPa | 400 kPa
130267 | H625R/SV24A-TPC | H625R/SV24A-TPC | 26 | H625R | / | SV24A-TPC | Standard actuator | 0 | Scenario 2 |  | PPK¦SelectPro¦VDI3805¦Internet_EU | PPK SelectPro VDI3805 Internet_EU | PPK SelectPro VDI3805 Internet_EU | H625R/SV24A-TPC |  | 600 kPa | 400 kPa
130268 | H625S+SV230A-TPC | H625S+SV230A-TPC | 26 | H625S | + | SV230A-TPC | Standard actuator | 0 | Scenario 2 |  | PPK¦SelectPro¦VDI3805¦Internet_EU | PPK SelectPro VDI3805 Internet_EU | PPK SelectPro VDI3805 Internet_EU | H625S+SV230A-TPC |  | 1600 kPa | 1000 kPa
130269 | H625S/SV230A-TPC | H625S/SV230A-TPC | 26 | H625S | / | SV230A-TPC | Standard actuator | 0 | Scenario 2 |  | PPK¦SelectPro¦VDI3805¦Internet_EU | PPK SelectPro VDI3805 Internet_EU | PPK SelectPro VDI3805 Internet_EU | H625S/SV230A-TPC |  | 1600 kPa | 1000 kPa
130270 | H625S+SV24A-TPC | H625S+SV24A-TPC | 26 | H625S | + | SV24A-TPC | Standard actuator | 0 | Scenario 2 |  | PPK¦SelectPro¦VDI3805¦Internet_EU | PPK SelectPro VDI3805 Internet_EU | PPK SelectPro VDI3805 Internet_EU | H625S+SV24A-TPC |  | 1600 kPa | 1000 kPa
130271 | H625S/SV24A-TPC | H625S/SV24A-TPC | 26 | H625S | / | SV24A-TPC | Standard actuator | 0 | Scenario 2 |  | PPK¦SelectPro¦VDI3805¦Internet_EU | PPK SelectPro VDI3805 Internet_EU | PPK SelectPro VDI3805 Internet_EU | H625S/SV24A-TPC |  | 1600 kPa | 1000 kPa
130272 | H632N+SV230A-TPC | H632N+SV230A-TPC | 26 | H632N | + | SV230A-TPC | Standard actuator | 0 | Scenario 2 |  | PPK¦SelectPro¦VDI3805¦Internet_EU | PPK SelectPro VDI3805 Internet_EU | PPK SelectPro VDI3805 Internet_EU | H632N+SV230A-TPC |  | 1600 kPa | 400 kPa
130273 | H632N/SV230A-TPC | H632N/SV230A-TPC | 26 | H632N | / | SV230A-TPC | Standard actuator | 0 | Scenario 2 |  | PPK¦SelectPro¦VDI3805¦Internet_EU | PPK SelectPro VDI3805 Internet_EU | PPK SelectPro VDI3805 Internet_EU | H632N/SV230A-TPC |  | 1600 kPa | 400 kPa
130274 | H632N+SV24A-TPC | H632N+SV24A-TPC | 26 | H632N | + | SV24A-TPC | Standard actuator | 0 | Scenario 2 |  | PPK¦SelectPro¦VDI3805¦Internet_EU | PPK SelectPro VDI3805 Internet_EU | PPK SelectPro VDI3805 Internet_EU | H632N+SV24A-TPC |  | 1600 kPa | 400 kPa
130275 | H632N/SV24A-TPC | H632N/SV24A-TPC | 26 | H632N | / | SV24A-TPC | Standard actuator | 0 | Scenario 2 |  | PPK¦SelectPro¦VDI3805¦Internet_EU | PPK SelectPro VDI3805 Internet_EU | PPK SelectPro VDI3805 Internet_EU | H632N/SV24A-TPC |  | 1600 kPa | 400 kPa
130276 | H632R+SV230A-TPC | H632R+SV230A-TPC | 26 | H632R | + | SV230A-TPC | Standard actuator | 0 | Scenario 2 |  | PPK¦SelectPro¦VDI3805¦Internet_EU | PPK SelectPro VDI3805 Internet_EU | PPK SelectPro VDI3805 Internet_EU | H632R+SV230A-TPC |  | 600 kPa | 400 kPa
130277 | H632R/SV230A-TPC | H632R/SV230A-TPC | 26 | H632R | / | SV230A-TPC | Standard actuator | 0 | Scenario 2 |  | PPK¦SelectPro¦VDI3805¦Internet_EU | PPK SelectPro VDI3805 Internet_EU | PPK SelectPro VDI3805 Internet_EU | H632R/SV230A-TPC |  | 600 kPa | 400 kPa
130278 | H632R+SV24A-TPC | H632R+SV24A-TPC | 26 | H632R | + | SV24A-TPC | Standard actuator | 0 | Scenario 2 |  | PPK¦SelectPro¦VDI3805¦Internet_EU | PPK SelectPro VDI3805 Internet_EU | PPK SelectPro VDI3805 Internet_EU | H632R+SV24A-TPC |  | 600 kPa | 400 kPa
130279 | H632R/SV24A-TPC | H632R/SV24A-TPC | 26 | H632R | / | SV24A-TPC | Standard actuator | 0 | Scenario 2 |  | PPK¦SelectPro¦VDI3805¦Internet_EU | PPK SelectPro VDI3805 Internet_EU | PPK SelectPro VDI3805 Internet_EU | H632R/SV24A-TPC |  | 600 kPa | 400 kPa
130280 | H632S+SV230A-TPC | H632S+SV230A-TPC | 26 | H632S | + | SV230A-TPC | Standard actuator | 1 | Scenario 2 |  | PPK¦SelectPro¦VDI3805¦Internet_EU | PPK SelectPro VDI3805 Internet_EU | PPK SelectPro VDI3805 Internet_EU | H632S+SV230A-TPC |  | 1550 kPa | 1000 kPa
130281 | H632S/SV230A-TPC | H632S/SV230A-TPC | 26 | H632S | / | SV230A-TPC | Standard actuator | 1 | Scenario 2 |  | PPK¦SelectPro¦VDI3805¦Internet_EU | PPK SelectPro VDI3805 Internet_EU | PPK SelectPro VDI3805 Internet_EU | H632S/SV230A-TPC |  | 1550 kPa | 1000 kPa
130282 | H632S+SV24A-TPC | H632S+SV24A-TPC | 26 | H632S | + | SV24A-TPC | Standard actuator | 1 | Scenario 2 |  | PPK¦SelectPro¦VDI3805¦Internet_EU | PPK SelectPro VDI3805 Internet_EU | PPK SelectPro VDI3805 Internet_EU | H632S+SV24A-TPC |  | 1550 kPa | 1000 kPa
130283 | H632S/SV24A-TPC | H632S/SV24A-TPC | 26 | H632S | / | SV24A-TPC | Standard actuator | 1 | Scenario 2 |  | PPK¦SelectPro¦VDI3805¦Internet_EU | PPK SelectPro VDI3805 Internet_EU | PPK SelectPro VDI3805 Internet_EU | H632S/SV24A-TPC |  | 1550 kPa | 1000 kPa
130284 | H640N+SV230A-TPC | H640N+SV230A-TPC | 26 | H640N | + | SV230A-TPC | Standard actuator | 0 | Scenario 2 |  | PPK¦SelectPro¦VDI3805¦Internet_EU | PPK SelectPro VDI3805 Internet_EU | PPK SelectPro VDI3805 Internet_EU | H640N+SV230A-TPC |  | 900 kPa | 400 kPa
130285 | H640N/SV230A-TPC | H640N/SV230A-TPC | 26 | H640N | / | SV230A-TPC | Standard actuator | 0 | Scenario 2 |  | PPK¦SelectPro¦VDI3805¦Internet_EU | PPK SelectPro VDI3805 Internet_EU | PPK SelectPro VDI3805 Internet_EU | H640N/SV230A-TPC |  | 900 kPa | 400 kPa
130286 | H640N+SV24A-TPC | H640N+SV24A-TPC | 26 | H640N | + | SV24A-TPC | Standard actuator | 0 | Scenario 2 |  | PPK¦SelectPro¦VDI3805¦Internet_EU | PPK SelectPro VDI3805 Internet_EU | PPK SelectPro VDI3805 Internet_EU | H640N+SV24A-TPC |  | 900 kPa | 400 kPa
130287 | H640N/SV24A-TPC | H640N/SV24A-TPC | 26 | H640N | / | SV24A-TPC | Standard actuator | 0 | Scenario 2 |  | PPK¦SelectPro¦VDI3805¦Internet_EU | PPK SelectPro VDI3805 Internet_EU | PPK SelectPro VDI3805 Internet_EU | H640N/SV24A-TPC |  | 900 kPa | 400 kPa
130288 | H640R+SV230A-TPC | H640R+SV230A-TPC | 26 | H640R | + | SV230A-TPC | Standard actuator | 0 | Scenario 2 |  | PPK¦SelectPro¦VDI3805¦Internet_EU | PPK SelectPro VDI3805 Internet_EU | PPK SelectPro VDI3805 Internet_EU | H640R+SV230A-TPC |  | 600 kPa | 400 kPa
130289 | H640R/SV230A-TPC | H640R/SV230A-TPC | 26 | H640R | / | SV230A-TPC | Standard actuator | 0 | Scenario 2 |  | PPK¦SelectPro¦VDI3805¦Internet_EU | PPK SelectPro VDI3805 Internet_EU | PPK SelectPro VDI3805 Internet_EU | H640R/SV230A-TPC |  | 600 kPa | 400 kPa
130290 | H640R+SV24A-TPC | H640R+SV24A-TPC | 26 | H640R | + | SV24A-TPC | Standard actuator | 0 | Scenario 2 |  | PPK¦SelectPro¦VDI3805¦Internet_EU | PPK SelectPro VDI3805 Internet_EU | PPK SelectPro VDI3805 Internet_EU | H640R+SV24A-TPC |  | 600 kPa | 400 kPa
130291 | H640R/SV24A-TPC | H640R/SV24A-TPC | 26 | H640R | / | SV24A-TPC | Standard actuator | 0 | Scenario 2 |  | PPK¦SelectPro¦VDI3805¦Internet_EU | PPK SelectPro VDI3805 Internet_EU | PPK SelectPro VDI3805 Internet_EU | H640R/SV24A-TPC |  | 600 kPa | 400 kPa
130292 | H640S+SV230A-TPC | H640S+SV230A-TPC | 26 | H640S | + | SV230A-TPC | Standard actuator | 1 | Scenario 2 |  | PPK¦SelectPro¦VDI3805¦Internet_EU | PPK SelectPro VDI3805 Internet_EU | PPK SelectPro VDI3805 Internet_EU | H640S+SV230A-TPC |  | 850 kPa | 850 kPa
130293 | H640S/SV230A-TPC | H640S/SV230A-TPC | 26 | H640S | / | SV230A-TPC | Standard actuator | 1 | Scenario 2 |  | PPK¦SelectPro¦VDI3805¦Internet_EU | PPK SelectPro VDI3805 Internet_EU | PPK SelectPro VDI3805 Internet_EU | H640S/SV230A-TPC |  | 850 kPa | 850 kPa
130294 | H640S+SV24A-TPC | H640S+SV24A-TPC | 26 | H640S | + | SV24A-TPC | Standard actuator | 1 | Scenario 2 |  | PPK¦SelectPro¦VDI3805¦Internet_EU | PPK SelectPro VDI3805 Internet_EU | PPK SelectPro VDI3805 Internet_EU | H640S+SV24A-TPC |  | 850 kPa | 850 kPa
130295 | H640S/SV24A-TPC | H640S/SV24A-TPC | 26 | H640S | / | SV24A-TPC | Standard actuator | 1 | Scenario 2 |  | PPK¦SelectPro¦VDI3805¦Internet_EU | PPK SelectPro VDI3805 Internet_EU | PPK SelectPro VDI3805 Internet_EU | H640S/SV24A-TPC |  | 850 kPa | 850 kPa
130296 | H640SP+SV230A-TPC | H640SP+SV230A-TPC | 26 | H640SP | + | SV230A-TPC | Standard actuator | 0 | Scenario 2 |  | PPK¦SelectPro¦VDI3805¦Internet_EU | PPK SelectPro VDI3805 Internet_EU | PPK SelectPro VDI3805 Internet_EU | H640SP+SV230A-TPC |  | 1600 kPa | 1000 kPa
130297 | H640SP/SV230A-TPC | H640SP/SV230A-TPC | 26 | H640SP | / | SV230A-TPC | Standard actuator | 0 | Scenario 2 |  | PPK¦SelectPro¦VDI3805¦Internet_EU | PPK SelectPro VDI3805 Internet_EU | PPK SelectPro VDI3805 Internet_EU | H640SP/SV230A-TPC |  | 1600 kPa | 1000 kPa
130298 | H640SP+SV24A-TPC | H640SP+SV24A-TPC | 26 | H640SP | + | SV24A-TPC | Standard actuator | 0 | Scenario 2 |  | PPK¦SelectPro¦VDI3805¦Internet_EU | PPK SelectPro VDI3805 Internet_EU | PPK SelectPro VDI3805 Internet_EU | H640SP+SV24A-TPC |  | 1600 kPa | 1000 kPa
130299 | H640SP/SV24A-TPC | H640SP/SV24A-TPC | 26 | H640SP | / | SV24A-TPC | Standard actuator | 0 | Scenario 2 |  | PPK¦SelectPro¦VDI3805¦Internet_EU | PPK SelectPro VDI3805 Internet_EU | PPK SelectPro VDI3805 Internet_EU | H640SP/SV24A-TPC |  | 1600 kPa | 1000 kPa
130324 | H650N+SV230A-TPC | H650N+SV230A-TPC | 26 | H650N | + | SV230A-TPC | Standard actuator | 1 | Scenario 2 |  | PPK¦SelectPro¦VDI3805¦Internet_EU | PPK SelectPro VDI3805 Internet_EU | PPK SelectPro VDI3805 Internet_EU | H650N+SV230A-TPC |  | 550 kPa | 400 kPa
130325 | H650N/SV230A-TPC | H650N/SV230A-TPC | 26 | H650N | / | SV230A-TPC | Standard actuator | 1 | Scenario 2 |  | PPK¦SelectPro¦VDI3805¦Internet_EU | PPK SelectPro VDI3805 Internet_EU | PPK SelectPro VDI3805 Internet_EU | H650N/SV230A-TPC |  | 550 kPa | 400 kPa
130326 | H650N+SV24A-TPC | H650N+SV24A-TPC | 26 | H650N | + | SV24A-TPC | Standard actuator | 1 | Scenario 2 |  | PPK¦SelectPro¦VDI3805¦Internet_EU | PPK SelectPro VDI3805 Internet_EU | PPK SelectPro VDI3805 Internet_EU | H650N+SV24A-TPC |  | 550 kPa | 400 kPa
130327 | H650N/SV24A-TPC | H650N/SV24A-TPC | 26 | H650N | / | SV24A-TPC | Standard actuator | 1 | Scenario 2 |  | PPK¦SelectPro¦VDI3805¦Internet_EU | PPK SelectPro VDI3805 Internet_EU | PPK SelectPro VDI3805 Internet_EU | H650N/SV24A-TPC |  | 550 kPa | 400 kPa
130328 | H650R+SV230A-TPC | H650R+SV230A-TPC | 26 | H650R | + | SV230A-TPC | Standard actuator | 1 | Scenario 2 |  | PPK¦SelectPro¦VDI3805¦Internet_EU | PPK SelectPro VDI3805 Internet_EU | PPK SelectPro VDI3805 Internet_EU | H650R+SV230A-TPC |  | 550 kPa | 400 kPa
130329 | H650R/SV230A-TPC | H650R/SV230A-TPC | 26 | H650R | / | SV230A-TPC | Standard actuator | 1 | Scenario 2 |  | PPK¦SelectPro¦VDI3805¦Internet_EU | PPK SelectPro VDI3805 Internet_EU | PPK SelectPro VDI3805 Internet_EU | H650R/SV230A-TPC |  | 550 kPa | 400 kPa
130330 | H650R+SV24A-TPC | H650R+SV24A-TPC | 26 | H650R | + | SV24A-TPC | Standard actuator | 1 | Scenario 2 |  | PPK¦SelectPro¦VDI3805¦Internet_EU | PPK SelectPro VDI3805 Internet_EU | PPK SelectPro VDI3805 Internet_EU | H650R+SV24A-TPC |  | 550 kPa | 400 kPa
130331 | H650R/SV24A-TPC | H650R/SV24A-TPC | 26 | H650R | / | SV24A-TPC | Standard actuator | 1 | Scenario 2 |  | PPK¦SelectPro¦VDI3805¦Internet_EU | PPK SelectPro VDI3805 Internet_EU | PPK SelectPro VDI3805 Internet_EU | H650R/SV24A-TPC |  | 550 kPa | 400 kPa
130332 | H650S+SV230A-TPC | H650S+SV230A-TPC | 26 | H650S | + | SV230A-TPC | Standard actuator | 1 | Scenario 2 |  | PPK¦SelectPro¦VDI3805¦Internet_EU | PPK SelectPro VDI3805 Internet_EU | PPK SelectPro VDI3805 Internet_EU | H650S+SV230A-TPC |  | 500 kPa | 500 kPa
130333 | H650S/SV230A-TPC | H650S/SV230A-TPC | 26 | H650S | / | SV230A-TPC | Standard actuator | 1 | Scenario 2 |  | PPK¦SelectPro¦VDI3805¦Internet_EU | PPK SelectPro VDI3805 Internet_EU | PPK SelectPro VDI3805 Internet_EU | H650S/SV230A-TPC |  | 500 kPa | 500 kPa
130334 | H650S+SV24A-TPC | H650S+SV24A-TPC | 26 | H650S | + | SV24A-TPC | Standard actuator | 1 | Scenario 2 |  | PPK¦SelectPro¦VDI3805¦Internet_EU | PPK SelectPro VDI3805 Internet_EU | PPK SelectPro VDI3805 Internet_EU | H650S+SV24A-TPC |  | 500 kPa | 500 kPa
130335 | H650S/SV24A-TPC | H650S/SV24A-TPC | 26 | H650S | / | SV24A-TPC | Standard actuator | 1 | Scenario 2 |  | PPK¦SelectPro¦VDI3805¦Internet_EU | PPK SelectPro VDI3805 Internet_EU | PPK SelectPro VDI3805 Internet_EU | H650S/SV24A-TPC |  | 500 kPa | 500 kPa
130336 | H650SP+SV230A-TPC | H650SP+SV230A-TPC | 26 | H650SP | + | SV230A-TPC | Standard actuator | 0 | Scenario 2 |  | PPK¦SelectPro¦VDI3805¦Internet_EU | PPK SelectPro VDI3805 Internet_EU | PPK SelectPro VDI3805 Internet_EU | H650SP+SV230A-TPC |  | 1600 kPa | 1000 kPa
130337 | H650SP/SV230A-TPC | H650SP/SV230A-TPC | 26 | H650SP | / | SV230A-TPC | Standard actuator | 0 | Scenario 2 |  | PPK¦SelectPro¦VDI3805¦Internet_EU | PPK SelectPro VDI3805 Internet_EU | PPK SelectPro VDI3805 Internet_EU | H650SP/SV230A-TPC |  | 1600 kPa | 1000 kPa
130338 | H650SP+SV24A-TPC | H650SP+SV24A-TPC | 26 | H650SP | + | SV24A-TPC | Standard actuator | 0 | Scenario 2 |  | PPK¦SelectPro¦VDI3805¦Internet_EU | PPK SelectPro VDI3805 Internet_EU | PPK SelectPro VDI3805 Internet_EU | H650SP+SV24A-TPC |  | 1600 kPa | 1000 kPa
130339 | H650SP/SV24A-TPC | H650SP/SV24A-TPC | 26 | H650SP | / | SV24A-TPC | Standard actuator | 0 | Scenario 2 |  | PPK¦SelectPro¦VDI3805¦Internet_EU | PPK SelectPro VDI3805 Internet_EU | PPK SelectPro VDI3805 Internet_EU | H650SP/SV24A-TPC |  | 1600 kPa | 1000 kPa
130340 | H664N+SV230A-TPC | H664N+SV230A-TPC | 26 | H664N | + | SV230A-TPC | Standard actuator | 1 | Scenario 2 |  | PPK¦SelectPro¦VDI3805¦Internet_EU | PPK SelectPro VDI3805 Internet_EU | PPK SelectPro VDI3805 Internet_EU | H664N+SV230A-TPC |  | 280 kPa | 280 kPa
130341 | H664N/SV230A-TPC | H664N/SV230A-TPC | 26 | H664N | / | SV230A-TPC | Standard actuator | 1 | Scenario 2 |  | PPK¦SelectPro¦VDI3805¦Internet_EU | PPK SelectPro VDI3805 Internet_EU | PPK SelectPro VDI3805 Internet_EU | H664N/SV230A-TPC |  | 280 kPa | 280 kPa
130342 | H664N+SV24A-TPC | H664N+SV24A-TPC | 26 | H664N | + | SV24A-TPC | Standard actuator | 1 | Scenario 2 |  | PPK¦SelectPro¦VDI3805¦Internet_EU | PPK SelectPro VDI3805 Internet_EU | PPK SelectPro VDI3805 Internet_EU | H664N+SV24A-TPC |  | 280 kPa | 280 kPa
130343 | H664N/SV24A-TPC | H664N/SV24A-TPC | 26 | H664N | / | SV24A-TPC | Standard actuator | 1 | Scenario 2 |  | PPK¦SelectPro¦VDI3805¦Internet_EU | PPK SelectPro VDI3805 Internet_EU | PPK SelectPro VDI3805 Internet_EU | H664N/SV24A-TPC |  | 280 kPa | 280 kPa
130344 | H664R+SV230A-TPC | H664R+SV230A-TPC | 26 | H664R | + | SV230A-TPC | Standard actuator | 1 | Scenario 2 |  | PPK¦SelectPro¦VDI3805¦Internet_EU | PPK SelectPro VDI3805 Internet_EU | PPK SelectPro VDI3805 Internet_EU | H664R+SV230A-TPC |  | 280 kPa | 280 kPa
130345 | H664R/SV230A-TPC | H664R/SV230A-TPC | 26 | H664R | / | SV230A-TPC | Standard actuator | 1 | Scenario 2 |  | PPK¦SelectPro¦VDI3805¦Internet_EU | PPK SelectPro VDI3805 Internet_EU | PPK SelectPro VDI3805 Internet_EU | H664R/SV230A-TPC |  | 280 kPa | 280 kPa
130346 | H664R+SV24A-TPC | H664R+SV24A-TPC | 26 | H664R | + | SV24A-TPC | Standard actuator | 1 | Scenario 2 |  | PPK¦SelectPro¦VDI3805¦Internet_EU | PPK SelectPro VDI3805 Internet_EU | PPK SelectPro VDI3805 Internet_EU | H664R+SV24A-TPC |  | 280 kPa | 280 kPa
130347 | H664R/SV24A-TPC | H664R/SV24A-TPC | 26 | H664R | / | SV24A-TPC | Standard actuator | 1 | Scenario 2 |  | PPK¦SelectPro¦VDI3805¦Internet_EU | PPK SelectPro VDI3805 Internet_EU | PPK SelectPro VDI3805 Internet_EU | H664R/SV24A-TPC |  | 280 kPa | 280 kPa
130348 | H664S+SV230A-TPC | H664S+SV230A-TPC | 26 | H664S | + | SV230A-TPC | Standard actuator | 1 | Scenario 2 |  | PPK¦SelectPro¦VDI3805¦Internet_EU | PPK SelectPro VDI3805 Internet_EU | PPK SelectPro VDI3805 Internet_EU | H664S+SV230A-TPC |  | 250 kPa | 250 kPa
130349 | H664S/SV230A-TPC | H664S/SV230A-TPC | 26 | H664S | / | SV230A-TPC | Standard actuator | 1 | Scenario 2 |  | PPK¦SelectPro¦VDI3805¦Internet_EU | PPK SelectPro VDI3805 Internet_EU | PPK SelectPro VDI3805 Internet_EU | H664S/SV230A-TPC |  | 250 kPa | 250 kPa
130350 | H664S+SV24A-TPC | H664S+SV24A-TPC | 26 | H664S | + | SV24A-TPC | Standard actuator | 1 | Scenario 2 |  | PPK¦SelectPro¦VDI3805¦Internet_EU | PPK SelectPro VDI3805 Internet_EU | PPK SelectPro VDI3805 Internet_EU | H664S+SV24A-TPC |  | 250 kPa | 250 kPa
130351 | H664S/SV24A-TPC | H664S/SV24A-TPC | 26 | H664S | / | SV24A-TPC | Standard actuator | 1 | Scenario 2 |  | PPK¦SelectPro¦VDI3805¦Internet_EU | PPK SelectPro VDI3805 Internet_EU | PPK SelectPro VDI3805 Internet_EU | H664S/SV24A-TPC |  | 250 kPa | 250 kPa
130352 | H664SP+SV230A-TPC | H664SP+SV230A-TPC | 26 | H664SP | + | SV230A-TPC | Standard actuator | 0 | Scenario 2 |  | PPK¦SelectPro¦VDI3805¦Internet_EU | PPK SelectPro VDI3805 Internet_EU | PPK SelectPro VDI3805 Internet_EU | H664SP+SV230A-TPC |  | 1600 kPa | 1000 kPa
130353 | H664SP/SV230A-TPC | H664SP/SV230A-TPC | 26 | H664SP | / | SV230A-TPC | Standard actuator | 0 | Scenario 2 |  | PPK¦SelectPro¦VDI3805¦Internet_EU | PPK SelectPro VDI3805 Internet_EU | PPK SelectPro VDI3805 Internet_EU | H664SP/SV230A-TPC |  | 1600 kPa | 1000 kPa
130354 | H664SP+SV24A-TPC | H664SP+SV24A-TPC | 26 | H664SP | + | SV24A-TPC | Standard actuator | 0 | Scenario 2 |  | PPK¦SelectPro¦VDI3805¦Internet_EU | PPK SelectPro VDI3805 Internet_EU | PPK SelectPro VDI3805 Internet_EU | H664SP+SV24A-TPC |  | 1600 kPa | 1000 kPa
130355 | H664SP/SV24A-TPC | H664SP/SV24A-TPC | 26 | H664SP | / | SV24A-TPC | Standard actuator | 0 | Scenario 2 |  | PPK¦SelectPro¦VDI3805¦Internet_EU | PPK SelectPro VDI3805 Internet_EU | PPK SelectPro VDI3805 Internet_EU | H664SP/SV24A-TPC |  | 1600 kPa | 1000 kPa
130356 | H679N+SV230A-TPC | H679N+SV230A-TPC | 26 | H679N | + | SV230A-TPC | Standard actuator | 1 | Scenario 2 |  | PPK¦SelectPro¦VDI3805¦Internet_EU | PPK SelectPro VDI3805 Internet_EU | PPK SelectPro VDI3805 Internet_EU | H679N+SV230A-TPC |  | 160 kPa | 160 kPa
130357 | H679N/SV230A-TPC | H679N/SV230A-TPC | 26 | H679N | / | SV230A-TPC | Standard actuator | 1 | Scenario 2 |  | PPK¦SelectPro¦VDI3805¦Internet_EU | PPK SelectPro VDI3805 Internet_EU | PPK SelectPro VDI3805 Internet_EU | H679N/SV230A-TPC |  | 160 kPa | 160 kPa
130358 | H679N+SV24A-TPC | H679N+SV24A-TPC | 26 | H679N | + | SV24A-TPC | Standard actuator | 1 | Scenario 2 |  | PPK¦SelectPro¦VDI3805¦Internet_EU | PPK SelectPro VDI3805 Internet_EU | PPK SelectPro VDI3805 Internet_EU | H679N+SV24A-TPC |  | 160 kPa | 160 kPa
130359 | H679N/SV24A-TPC | H679N/SV24A-TPC | 26 | H679N | / | SV24A-TPC | Standard actuator | 1 | Scenario 2 |  | PPK¦SelectPro¦VDI3805¦Internet_EU | PPK SelectPro VDI3805 Internet_EU | PPK SelectPro VDI3805 Internet_EU | H679N/SV24A-TPC |  | 160 kPa | 160 kPa
130360 | H679R+SV230A-TPC | H679R+SV230A-TPC | 26 | H679R | + | SV230A-TPC | Standard actuator | 1 | Scenario 2 |  | PPK¦SelectPro¦VDI3805¦Internet_EU | PPK SelectPro VDI3805 Internet_EU | PPK SelectPro VDI3805 Internet_EU | H679R+SV230A-TPC |  | 160 kPa | 160 kPa
130361 | H679R/SV230A-TPC | H679R/SV230A-TPC | 26 | H679R | / | SV230A-TPC | Standard actuator | 1 | Scenario 2 |  | PPK¦SelectPro¦VDI3805¦Internet_EU | PPK SelectPro VDI3805 Internet_EU | PPK SelectPro VDI3805 Internet_EU | H679R/SV230A-TPC |  | 160 kPa | 160 kPa
130362 | H679R+SV24A-TPC | H679R+SV24A-TPC | 26 | H679R | + | SV24A-TPC | Standard actuator | 1 | Scenario 2 |  | PPK¦SelectPro¦VDI3805¦Internet_EU | PPK SelectPro VDI3805 Internet_EU | PPK SelectPro VDI3805 Internet_EU | H679R+SV24A-TPC |  | 160 kPa | 160 kPa
130363 | H679R/SV24A-TPC | H679R/SV24A-TPC | 26 | H679R | / | SV24A-TPC | Standard actuator | 1 | Scenario 2 |  | PPK¦SelectPro¦VDI3805¦Internet_EU | PPK SelectPro VDI3805 Internet_EU | PPK SelectPro VDI3805 Internet_EU | H679R/SV24A-TPC |  | 160 kPa | 160 kPa
130364 | H679SP+SV230A-TPC | H679SP+SV230A-TPC | 26 | H679SP | + | SV230A-TPC | Standard actuator | 0 | Scenario 2 |  | PPK¦SelectPro¦VDI3805¦Internet_EU | PPK SelectPro VDI3805 Internet_EU | PPK SelectPro VDI3805 Internet_EU | H679SP+SV230A-TPC |  | 1600 kPa | 1000 kPa
130365 | H679SP/SV230A-TPC | H679SP/SV230A-TPC | 26 | H679SP | / | SV230A-TPC | Standard actuator | 0 | Scenario 2 |  | PPK¦SelectPro¦VDI3805¦Internet_EU | PPK SelectPro VDI3805 Internet_EU | PPK SelectPro VDI3805 Internet_EU | H679SP/SV230A-TPC |  | 1600 kPa | 1000 kPa
130366 | H679SP+SV24A-TPC | H679SP+SV24A-TPC | 26 | H679SP | + | SV24A-TPC | Standard actuator | 0 | Scenario 2 |  | PPK¦SelectPro¦VDI3805¦Internet_EU | PPK SelectPro VDI3805 Internet_EU | PPK SelectPro VDI3805 Internet_EU | H679SP+SV24A-TPC |  | 1600 kPa | 1000 kPa
130367 | H679SP/SV24A-TPC | H679SP/SV24A-TPC | 26 | H679SP | / | SV24A-TPC | Standard actuator | 0 | Scenario 2 |  | PPK¦SelectPro¦VDI3805¦Internet_EU | PPK SelectPro VDI3805 Internet_EU | PPK SelectPro VDI3805 Internet_EU | H679SP/SV24A-TPC |  | 1600 kPa | 1000 kPa
130368 | H7015X4-S2+SV230A-TPC | H7015X4-S2+SV230A-TPC | 26 | H7015X4-S2 | + | SV230A-TPC | Standard actuator | 0 | Scenario 2 |  | PPK¦SelectPro¦VDI3805¦Internet_EU | PPK SelectPro VDI3805 Internet_EU | PPK SelectPro VDI3805 Internet_EU | H7015X4-S2+SV230A-TPC |  | 2500 kPa | 1000 kPa
130369 | H7015X4-S2/SV230A-TPC | H7015X4-S2/SV230A-TPC | 26 | H7015X4-S2 | / | SV230A-TPC | Standard actuator | 0 | Scenario 2 |  | PPK¦SelectPro¦VDI3805¦Internet_EU | PPK SelectPro VDI3805 Internet_EU | PPK SelectPro VDI3805 Internet_EU | H7015X4-S2/SV230A-TPC |  | 2500 kPa | 1000 kPa
130370 | H7015X4-S2+SV24A-TPC | H7015X4-S2+SV24A-TPC | 26 | H7015X4-S2 | + | SV24A-TPC | Standard actuator | 0 | Scenario 2 |  | PPK¦SelectPro¦VDI3805¦Internet_EU | PPK SelectPro VDI3805 Internet_EU | PPK SelectPro VDI3805 Internet_EU | H7015X4-S2+SV24A-TPC |  | 2500 kPa | 1000 kPa
130371 | H7015X4-S2/SV24A-TPC | H7015X4-S2/SV24A-TPC | 26 | H7015X4-S2 | / | SV24A-TPC | Standard actuator | 0 | Scenario 2 |  | PPK¦SelectPro¦VDI3805¦Internet_EU | PPK SelectPro VDI3805 Internet_EU | PPK SelectPro VDI3805 Internet_EU | H7015X4-S2/SV24A-TPC |  | 2500 kPa | 1000 kPa
130372 | H7015Y4-S2+SV230A-TPC | H7015Y4-S2+SV230A-TPC | 26 | H7015Y4-S2 | + | SV230A-TPC | Standard actuator | 0 | Scenario 2 |  | PPK¦SelectPro¦VDI3805¦Internet_EU | PPK SelectPro VDI3805 Internet_EU | PPK SelectPro VDI3805 Internet_EU | H7015Y4-S2+SV230A-TPC |  | 3500 kPa | 1000 kPa
130373 | H7015Y4-S2/SV230A-TPC | H7015Y4-S2/SV230A-TPC | 26 | H7015Y4-S2 | / | SV230A-TPC | Standard actuator | 0 | Scenario 2 |  | PPK¦SelectPro¦VDI3805¦Internet_EU | PPK SelectPro VDI3805 Internet_EU | PPK SelectPro VDI3805 Internet_EU | H7015Y4-S2/SV230A-TPC |  | 3500 kPa | 1000 kPa
130374 | H7015Y4-S2+SV24A-TPC | H7015Y4-S2+SV24A-TPC | 26 | H7015Y4-S2 | + | SV24A-TPC | Standard actuator | 0 | Scenario 2 |  | PPK¦SelectPro¦VDI3805¦Internet_EU | PPK SelectPro VDI3805 Internet_EU | PPK SelectPro VDI3805 Internet_EU | H7015Y4-S2+SV24A-TPC |  | 3500 kPa | 1000 kPa
130375 | H7015Y4-S2/SV24A-TPC | H7015Y4-S2/SV24A-TPC | 26 | H7015Y4-S2 | / | SV24A-TPC | Standard actuator | 0 | Scenario 2 |  | PPK¦SelectPro¦VDI3805¦Internet_EU | PPK SelectPro VDI3805 Internet_EU | PPK SelectPro VDI3805 Internet_EU | H7015Y4-S2/SV24A-TPC |  | 3500 kPa | 1000 kPa
130376 | H7020X6P3-S2+SV230A-TPC | H7020X6P3-S2+SV230A-TPC | 26 | H7020X6P3-S2 | + | SV230A-TPC | Standard actuator | 0 | Scenario 2 |  | PPK¦SelectPro¦VDI3805¦Internet_EU | PPK SelectPro VDI3805 Internet_EU | PPK SelectPro VDI3805 Internet_EU | H7020X6P3-S2+SV230A-TPC |  | 2500 kPa | 1000 kPa
130377 | H7020X6P3-S2/SV230A-TPC | H7020X6P3-S2/SV230A-TPC | 26 | H7020X6P3-S2 | / | SV230A-TPC | Standard actuator | 0 | Scenario 2 |  | PPK¦SelectPro¦VDI3805¦Internet_EU | PPK SelectPro VDI3805 Internet_EU | PPK SelectPro VDI3805 Internet_EU | H7020X6P3-S2/SV230A-TPC |  | 2500 kPa | 1000 kPa
130378 | H7020X6P3-S2+SV24A-TPC | H7020X6P3-S2+SV24A-TPC | 26 | H7020X6P3-S2 | + | SV24A-TPC | Standard actuator | 0 | Scenario 2 |  | PPK¦SelectPro¦VDI3805¦Internet_EU | PPK SelectPro VDI3805 Internet_EU | PPK SelectPro VDI3805 Internet_EU | H7020X6P3-S2+SV24A-TPC |  | 2500 kPa | 1000 kPa
130379 | H7020X6P3-S2/SV24A-TPC | H7020X6P3-S2/SV24A-TPC | 26 | H7020X6P3-S2 | / | SV24A-TPC | Standard actuator | 0 | Scenario 2 |  | PPK¦SelectPro¦VDI3805¦Internet_EU | PPK SelectPro VDI3805 Internet_EU | PPK SelectPro VDI3805 Internet_EU | H7020X6P3-S2/SV24A-TPC |  | 2500 kPa | 1000 kPa
130380 | H7020Y6P3-S2+SV230A-TPC | H7020Y6P3-S2+SV230A-TPC | 26 | H7020Y6P3-S2 | + | SV230A-TPC | Standard actuator | 0 | Scenario 2 |  | PPK¦SelectPro¦VDI3805¦Internet_EU | PPK SelectPro VDI3805 Internet_EU | PPK SelectPro VDI3805 Internet_EU | H7020Y6P3-S2+SV230A-TPC |  | 2500 kPa | 1000 kPa
130381 | H7020Y6P3-S2/SV230A-TPC | H7020Y6P3-S2/SV230A-TPC | 26 | H7020Y6P3-S2 | / | SV230A-TPC | Standard actuator | 0 | Scenario 2 |  | PPK¦SelectPro¦VDI3805¦Internet_EU | PPK SelectPro VDI3805 Internet_EU | PPK SelectPro VDI3805 Internet_EU | H7020Y6P3-S2/SV230A-TPC |  | 2500 kPa | 1000 kPa
130382 | H7020Y6P3-S2+SV24A-TPC | H7020Y6P3-S2+SV24A-TPC | 26 | H7020Y6P3-S2 | + | SV24A-TPC | Standard actuator | 0 | Scenario 2 |  | PPK¦SelectPro¦VDI3805¦Internet_EU | PPK SelectPro VDI3805 Internet_EU | PPK SelectPro VDI3805 Internet_EU | H7020Y6P3-S2+SV24A-TPC |  | 2500 kPa | 1000 kPa
130383 | H7020Y6P3-S2/SV24A-TPC | H7020Y6P3-S2/SV24A-TPC | 26 | H7020Y6P3-S2 | / | SV24A-TPC | Standard actuator | 0 | Scenario 2 |  | PPK¦SelectPro¦VDI3805¦Internet_EU | PPK SelectPro VDI3805 Internet_EU | PPK SelectPro VDI3805 Internet_EU | H7020Y6P3-S2/SV24A-TPC |  | 2500 kPa | 1000 kPa
130384 | H7025X10-S2+SV230A-TPC | H7025X10-S2+SV230A-TPC | 26 | H7025X10-S2 | + | SV230A-TPC | Standard actuator | 0 | Scenario 2 |  | PPK¦SelectPro¦VDI3805¦Internet_EU | PPK SelectPro VDI3805 Internet_EU | PPK SelectPro VDI3805 Internet_EU | H7025X10-S2+SV230A-TPC |  | 2100 kPa | 1000 kPa
130385 | H7025X10-S2/SV230A-TPC | H7025X10-S2/SV230A-TPC | 26 | H7025X10-S2 | / | SV230A-TPC | Standard actuator | 0 | Scenario 2 |  | PPK¦SelectPro¦VDI3805¦Internet_EU | PPK SelectPro VDI3805 Internet_EU | PPK SelectPro VDI3805 Internet_EU | H7025X10-S2/SV230A-TPC |  | 2100 kPa | 1000 kPa
130386 | H7025X10-S2+SV24A-TPC | H7025X10-S2+SV24A-TPC | 26 | H7025X10-S2 | + | SV24A-TPC | Standard actuator | 0 | Scenario 2 |  | PPK¦SelectPro¦VDI3805¦Internet_EU | PPK SelectPro VDI3805 Internet_EU | PPK SelectPro VDI3805 Internet_EU | H7025X10-S2+SV24A-TPC |  | 2100 kPa | 1000 kPa
130387 | H7025X10-S2/SV24A-TPC | H7025X10-S2/SV24A-TPC | 26 | H7025X10-S2 | / | SV24A-TPC | Standard actuator | 0 | Scenario 2 |  | PPK¦SelectPro¦VDI3805¦Internet_EU | PPK SelectPro VDI3805 Internet_EU | PPK SelectPro VDI3805 Internet_EU | H7025X10-S2/SV24A-TPC |  | 2100 kPa | 1000 kPa
130388 | H7025Y10-S2+SV230A-TPC | H7025Y10-S2+SV230A-TPC | 26 | H7025Y10-S2 | + | SV230A-TPC | Standard actuator | 0 | Scenario 2 |  | PPK¦SelectPro¦VDI3805¦Internet_EU | PPK SelectPro VDI3805 Internet_EU | PPK SelectPro VDI3805 Internet_EU | H7025Y10-S2+SV230A-TPC |  | 2100 kPa | 1000 kPa
130389 | H7025Y10-S2/SV230A-TPC | H7025Y10-S2/SV230A-TPC | 26 | H7025Y10-S2 | / | SV230A-TPC | Standard actuator | 0 | Scenario 2 |  | PPK¦SelectPro¦VDI3805¦Internet_EU | PPK SelectPro VDI3805 Internet_EU | PPK SelectPro VDI3805 Internet_EU | H7025Y10-S2/SV230A-TPC |  | 2100 kPa | 1000 kPa
130390 | H7025Y10-S2+SV24A-TPC | H7025Y10-S2+SV24A-TPC | 26 | H7025Y10-S2 | + | SV24A-TPC | Standard actuator | 0 | Scenario 2 |  | PPK¦SelectPro¦VDI3805¦Internet_EU | PPK SelectPro VDI3805 Internet_EU | PPK SelectPro VDI3805 Internet_EU | H7025Y10-S2+SV24A-TPC |  | 2100 kPa | 1000 kPa
130391 | H7025Y10-S2/SV24A-TPC | H7025Y10-S2/SV24A-TPC | 26 | H7025Y10-S2 | / | SV24A-TPC | Standard actuator | 0 | Scenario 2 |  | PPK¦SelectPro¦VDI3805¦Internet_EU | PPK SelectPro VDI3805 Internet_EU | PPK SelectPro VDI3805 Internet_EU | H7025Y10-S2/SV24A-TPC |  | 2100 kPa | 1000 kPa
130392 | H7032X16-S2+SV230A-TPC | H7032X16-S2+SV230A-TPC | 26 | H7032X16-S2 | + | SV230A-TPC | Standard actuator | 1 | Scenario 2 |  | PPK¦SelectPro¦VDI3805¦Internet_EU | PPK SelectPro VDI3805 Internet_EU | PPK SelectPro VDI3805 Internet_EU | H7032X16-S2+SV230A-TPC |  | 1500 kPa | 1000 kPa
130393 | H7032X16-S2/SV230A-TPC | H7032X16-S2/SV230A-TPC | 26 | H7032X16-S2 | / | SV230A-TPC | Standard actuator | 1 | Scenario 2 |  | PPK¦SelectPro¦VDI3805¦Internet_EU | PPK SelectPro VDI3805 Internet_EU | PPK SelectPro VDI3805 Internet_EU | H7032X16-S2/SV230A-TPC |  | 1500 kPa | 1000 kPa
130394 | H7032X16-S2+SV24A-TPC | H7032X16-S2+SV24A-TPC | 26 | H7032X16-S2 | + | SV24A-TPC | Standard actuator | 1 | Scenario 2 |  | PPK¦SelectPro¦VDI3805¦Internet_EU | PPK SelectPro VDI3805 Internet_EU | PPK SelectPro VDI3805 Internet_EU | H7032X16-S2+SV24A-TPC |  | 1500 kPa | 1000 kPa
130395 | H7032X16-S2/SV24A-TPC | H7032X16-S2/SV24A-TPC | 26 | H7032X16-S2 | / | SV24A-TPC | Standard actuator | 1 | Scenario 2 |  | PPK¦SelectPro¦VDI3805¦Internet_EU | PPK SelectPro VDI3805 Internet_EU | PPK SelectPro VDI3805 Internet_EU | H7032X16-S2/SV24A-TPC |  | 1500 kPa | 1000 kPa
130396 | H7032Y16-S2+SV230A-TPC | H7032Y16-S2+SV230A-TPC | 26 | H7032Y16-S2 | + | SV230A-TPC | Standard actuator | 1 | Scenario 2 |  | PPK¦SelectPro¦VDI3805¦Internet_EU | PPK SelectPro VDI3805 Internet_EU | PPK SelectPro VDI3805 Internet_EU | H7032Y16-S2+SV230A-TPC |  | 1500 kPa | 1000 kPa
130397 | H7032Y16-S2/SV230A-TPC | H7032Y16-S2/SV230A-TPC | 26 | H7032Y16-S2 | / | SV230A-TPC | Standard actuator | 1 | Scenario 2 |  | PPK¦SelectPro¦VDI3805¦Internet_EU | PPK SelectPro VDI3805 Internet_EU | PPK SelectPro VDI3805 Internet_EU | H7032Y16-S2/SV230A-TPC |  | 1500 kPa | 1000 kPa
130398 | H7032Y16-S2+SV24A-TPC | H7032Y16-S2+SV24A-TPC | 26 | H7032Y16-S2 | + | SV24A-TPC | Standard actuator | 1 | Scenario 2 |  | PPK¦SelectPro¦VDI3805¦Internet_EU | PPK SelectPro VDI3805 Internet_EU | PPK SelectPro VDI3805 Internet_EU | H7032Y16-S2+SV24A-TPC |  | 1500 kPa | 1000 kPa
130399 | H7032Y16-S2/SV24A-TPC | H7032Y16-S2/SV24A-TPC | 26 | H7032Y16-S2 | / | SV24A-TPC | Standard actuator | 1 | Scenario 2 |  | PPK¦SelectPro¦VDI3805¦Internet_EU | PPK SelectPro VDI3805 Internet_EU | PPK SelectPro VDI3805 Internet_EU | H7032Y16-S2/SV24A-TPC |  | 1500 kPa | 1000 kPa
130400 | H7040X25-S2+SV230A-TPC | H7040X25-S2+SV230A-TPC | 26 | H7040X25-S2 | + | SV230A-TPC | Standard actuator | 1 | Scenario 2 |  | PPK¦SelectPro¦VDI3805¦Internet_EU | PPK SelectPro VDI3805 Internet_EU | PPK SelectPro VDI3805 Internet_EU | H7040X25-S2+SV230A-TPC |  | 850 kPa | 850 kPa
130401 | H7040X25-S2/SV230A-TPC | H7040X25-S2/SV230A-TPC | 26 | H7040X25-S2 | / | SV230A-TPC | Standard actuator | 1 | Scenario 2 |  | PPK¦SelectPro¦VDI3805¦Internet_EU | PPK SelectPro VDI3805 Internet_EU | PPK SelectPro VDI3805 Internet_EU | H7040X25-S2/SV230A-TPC |  | 850 kPa | 850 kPa
130402 | H7040X25-S2+SV24A-TPC | H7040X25-S2+SV24A-TPC | 26 | H7040X25-S2 | + | SV24A-TPC | Standard actuator | 1 | Scenario 2 |  | PPK¦SelectPro¦VDI3805¦Internet_EU | PPK SelectPro VDI3805 Internet_EU | PPK SelectPro VDI3805 Internet_EU | H7040X25-S2+SV24A-TPC |  | 850 kPa | 850 kPa
130403 | H7040X25-S2/SV24A-TPC | H7040X25-S2/SV24A-TPC | 26 | H7040X25-S2 | / | SV24A-TPC | Standard actuator | 1 | Scenario 2 |  | PPK¦SelectPro¦VDI3805¦Internet_EU | PPK SelectPro VDI3805 Internet_EU | PPK SelectPro VDI3805 Internet_EU | H7040X25-S2/SV24A-TPC |  | 850 kPa | 850 kPa
130404 | H7040Y25-S2+SV230A-TPC | H7040Y25-S2+SV230A-TPC | 26 | H7040Y25-S2 | + | SV230A-TPC | Standard actuator | 1 | Scenario 2 |  | PPK¦SelectPro¦VDI3805¦Internet_EU | PPK SelectPro VDI3805 Internet_EU | PPK SelectPro VDI3805 Internet_EU | H7040Y25-S2+SV230A-TPC |  | 850 kPa | 850 kPa
130405 | H7040Y25-S2/SV230A-TPC | H7040Y25-S2/SV230A-TPC | 26 | H7040Y25-S2 | / | SV230A-TPC | Standard actuator | 1 | Scenario 2 |  | PPK¦SelectPro¦VDI3805¦Internet_EU | PPK SelectPro VDI3805 Internet_EU | PPK SelectPro VDI3805 Internet_EU | H7040Y25-S2/SV230A-TPC |  | 850 kPa | 850 kPa
130406 | H7040Y25-S2+SV24A-TPC | H7040Y25-S2+SV24A-TPC | 26 | H7040Y25-S2 | + | SV24A-TPC | Standard actuator | 1 | Scenario 2 |  | PPK¦SelectPro¦VDI3805¦Internet_EU | PPK SelectPro VDI3805 Internet_EU | PPK SelectPro VDI3805 Internet_EU | H7040Y25-S2+SV24A-TPC |  | 850 kPa | 850 kPa
130407 | H7040Y25-S2/SV24A-TPC | H7040Y25-S2/SV24A-TPC | 26 | H7040Y25-S2 | / | SV24A-TPC | Standard actuator | 1 | Scenario 2 |  | PPK¦SelectPro¦VDI3805¦Internet_EU | PPK SelectPro VDI3805 Internet_EU | PPK SelectPro VDI3805 Internet_EU | H7040Y25-S2/SV24A-TPC |  | 850 kPa | 850 kPa
130408 | H7050X40-S2+SV230A-TPC | H7050X40-S2+SV230A-TPC | 26 | H7050X40-S2 | + | SV230A-TPC | Standard actuator | 1 | Scenario 2 |  | PPK¦SelectPro¦VDI3805¦Internet_EU | PPK SelectPro VDI3805 Internet_EU | PPK SelectPro VDI3805 Internet_EU | H7050X40-S2+SV230A-TPC |  | 500 kPa | 500 kPa
130409 | H7050X40-S2/SV230A-TPC | H7050X40-S2/SV230A-TPC | 26 | H7050X40-S2 | / | SV230A-TPC | Standard actuator | 1 | Scenario 2 |  | PPK¦SelectPro¦VDI3805¦Internet_EU | PPK SelectPro VDI3805 Internet_EU | PPK SelectPro VDI3805 Internet_EU | H7050X40-S2/SV230A-TPC |  | 500 kPa | 500 kPa
130410 | H7050X40-S2+SV24A-TPC | H7050X40-S2+SV24A-TPC | 26 | H7050X40-S2 | + | SV24A-TPC | Standard actuator | 1 | Scenario 2 |  | PPK¦SelectPro¦VDI3805¦Internet_EU | PPK SelectPro VDI3805 Internet_EU | PPK SelectPro VDI3805 Internet_EU | H7050X40-S2+SV24A-TPC |  | 500 kPa | 500 kPa
130411 | H7050X40-S2/SV24A-TPC | H7050X40-S2/SV24A-TPC | 26 | H7050X40-S2 | / | SV24A-TPC | Standard actuator | 1 | Scenario 2 |  | PPK¦SelectPro¦VDI3805¦Internet_EU | PPK SelectPro VDI3805 Internet_EU | PPK SelectPro VDI3805 Internet_EU | H7050X40-S2/SV24A-TPC |  | 500 kPa | 500 kPa
130412 | H6100N/EV230A-TPC | H6100N/EV230A-TPC | 26 | H6100N | / | EV230A-TPC | Standard actuator | 0 | Scenario 2 |  | PPK¦SelectPro¦VDI3805¦Internet_EU | PPK SelectPro VDI3805 Internet_EU | PPK SelectPro VDI3805 Internet_EU | H6100N/EV230A-TPC |  | 200 kPa | 200 kPa
130413 | H6100R/EV230A-TPC | H6100R/EV230A-TPC | 26 | H6100R | / | EV230A-TPC | Standard actuator | 0 | Scenario 2 |  | PPK¦SelectPro¦VDI3805¦Internet_EU | PPK SelectPro VDI3805 Internet_EU | PPK SelectPro VDI3805 Internet_EU | H6100R/EV230A-TPC |  | 200 kPa | 200 kPa
130414 | H6100S/EV230A-TPC | H6100S/EV230A-TPC | 26 | H6100S | / | EV230A-TPC | Standard actuator | 0 | Scenario 2 |  | PPK¦SelectPro¦VDI3805¦Internet_EU | PPK SelectPro VDI3805 Internet_EU | PPK SelectPro VDI3805 Internet_EU | H6100S/EV230A-TPC |  | 200 kPa | 200 kPa
130415 | H6100SP/EV230A-TPC | H6100SP/EV230A-TPC | 26 | H6100SP | / | EV230A-TPC | Standard actuator | 1 | Scenario 2 |  | PPK¦SelectPro¦VDI3805¦Internet_EU | PPK SelectPro VDI3805 Internet_EU | PPK SelectPro VDI3805 Internet_EU | H6100SP/EV230A-TPC |  | 600 kPa | 600 kPa
130417 | H6125S/EV230A-TPC | H6125S/EV230A-TPC | 26 | H6125S | / | EV230A-TPC | Standard actuator | 0 | Scenario 2 |  | PPK¦SelectPro¦VDI3805¦Internet_EU | PPK SelectPro VDI3805 Internet_EU | PPK SelectPro VDI3805 Internet_EU | H6125S/EV230A-TPC |  | 110 kPa | 110 kPa
130418 | H6125SP/EV230A-TPC | H6125SP/EV230A-TPC | 26 | H6125SP | / | EV230A-TPC | Standard actuator | 1 | Scenario 2 |  | PPK¦SelectPro¦VDI3805¦Internet_EU | PPK SelectPro VDI3805 Internet_EU | PPK SelectPro VDI3805 Internet_EU | H6125SP/EV230A-TPC |  | 600 kPa | 600 kPa
130420 | H6150S/EV230A-TPC | H6150S/EV230A-TPC | 26 | H6150S | / | EV230A-TPC | Standard actuator | 0 | Scenario 2 |  | PPK¦SelectPro¦VDI3805¦Internet_EU | PPK SelectPro VDI3805 Internet_EU | PPK SelectPro VDI3805 Internet_EU | H6150S/EV230A-TPC |  | 70 kPa | 70 kPa
130421 | H6150SP/EV230A-TPC | H6150SP/EV230A-TPC | 26 | H6150SP | / | EV230A-TPC | Standard actuator | 1 | Scenario 2 |  | PPK¦SelectPro¦VDI3805¦Internet_EU | PPK SelectPro VDI3805 Internet_EU | PPK SelectPro VDI3805 Internet_EU | H6150SP/EV230A-TPC |  | 600 kPa | 600 kPa
130422 | H665N/EV230A-TPC | H665N/EV230A-TPC | 26 | H665N | / | EV230A-TPC | Standard actuator | 1 | Scenario 2 |  | PPK¦SelectPro¦VDI3805¦Internet_EU | PPK SelectPro VDI3805 Internet_EU | PPK SelectPro VDI3805 Internet_EU | H665N/EV230A-TPC |  | 550 kPa | 400 kPa
130423 | H665S/EV230A-TPC | H665S/EV230A-TPC | 26 | H665S | / | EV230A-TPC | Standard actuator | 0 | Scenario 2 |  | PPK¦SelectPro¦VDI3805¦Internet_EU | PPK SelectPro VDI3805 Internet_EU | PPK SelectPro VDI3805 Internet_EU | H665S/EV230A-TPC |  | 550 kPa | 550 kPa
130424 | H680N/EV230A-TPC | H680N/EV230A-TPC | 26 | H680N | / | EV230A-TPC | Standard actuator | 0 | Scenario 2 |  | PPK¦SelectPro¦VDI3805¦Internet_EU | PPK SelectPro VDI3805 Internet_EU | PPK SelectPro VDI3805 Internet_EU | H680N/EV230A-TPC |  | 350 kPa | 350 kPa
130425 | H680S/EV230A-TPC | H680S/EV230A-TPC | 26 | H680S | / | EV230A-TPC | Standard actuator | 0 | Scenario 2 |  | PPK¦SelectPro¦VDI3805¦Internet_EU | PPK SelectPro VDI3805 Internet_EU | PPK SelectPro VDI3805 Internet_EU | H680S/EV230A-TPC |  | 350 kPa | 350 kPa
130426 | H7065X63-S4/EV230A-TPC | H7065X63-S4/EV230A-TPC | 26 | H7065X63-S4 | / | EV230A-TPC | Standard actuator | 0 | Scenario 2 |  | PPK¦SelectPro¦VDI3805¦Internet_EU | PPK SelectPro VDI3805 Internet_EU | PPK SelectPro VDI3805 Internet_EU | H7065X63-S4/EV230A-TPC |  | 550 kPa | 550 kPa
130427 | H7065Y63-S4/EV230A-TPC | H7065Y63-S4/EV230A-TPC | 26 | H7065Y63-S4 | / | EV230A-TPC | Standard actuator | 0 | Scenario 2 |  | PPK¦SelectPro¦VDI3805¦Internet_EU | PPK SelectPro VDI3805 Internet_EU | PPK SelectPro VDI3805 Internet_EU | H7065Y63-S4/EV230A-TPC |  | 550 kPa | 550 kPa
130428 | H7080X100-S4/EV230A-TPC | H7080X100-S4/EV230A-TPC | 26 | H7080X100-S4 | / | EV230A-TPC | Standard actuator | 0 | Scenario 2 |  | PPK¦SelectPro¦VDI3805¦Internet_EU | PPK SelectPro VDI3805 Internet_EU | PPK SelectPro VDI3805 Internet_EU | H7080X100-S4/EV230A-TPC |  | 350 kPa | 350 kPa
130429 | H7080Y100-S4/EV230A-TPC | H7080Y100-S4/EV230A-TPC | 26 | H7080Y100-S4 | / | EV230A-TPC | Standard actuator | 0 | Scenario 2 |  | PPK¦SelectPro¦VDI3805¦Internet_EU | PPK SelectPro VDI3805 Internet_EU | PPK SelectPro VDI3805 Internet_EU | H7080Y100-S4/EV230A-TPC |  | 350 kPa | 350 kPa
130430 | H7100N/EV230A-TPC | H7100N/EV230A-TPC | 26 | H7100N | / | EV230A-TPC | Standard actuator | 0 | Scenario 2 |  | PPK¦SelectPro¦VDI3805¦Internet_EU | PPK SelectPro VDI3805 Internet_EU | PPK SelectPro VDI3805 Internet_EU | H7100N/EV230A-TPC |  | 200 kPa | 200 kPa
130431 | H7100R/EV230A-TPC | H7100R/EV230A-TPC | 26 | H7100R | / | EV230A-TPC | Standard actuator | 0 | Scenario 2 |  | PPK¦SelectPro¦VDI3805¦Internet_EU | PPK SelectPro VDI3805 Internet_EU | PPK SelectPro VDI3805 Internet_EU | H7100R/EV230A-TPC |  | 200 kPa | 200 kPa
130432 | H7100X160-S4/EV230A-TPC | H7100X160-S4/EV230A-TPC | 26 | H7100X160-S4 | / | EV230A-TPC | Standard actuator | 0 | Scenario 2 |  | PPK¦SelectPro¦VDI3805¦Internet_EU | PPK SelectPro VDI3805 Internet_EU | PPK SelectPro VDI3805 Internet_EU | H7100X160-S4/EV230A-TPC |  | 200 kPa | 200 kPa
130433 | H7100Y160-S4/EV230A-TPC | H7100Y160-S4/EV230A-TPC | 26 | H7100Y160-S4 | / | EV230A-TPC | Standard actuator | 0 | Scenario 2 |  | PPK¦SelectPro¦VDI3805¦Internet_EU | PPK SelectPro VDI3805 Internet_EU | PPK SelectPro VDI3805 Internet_EU | H7100Y160-S4/EV230A-TPC |  | 200 kPa | 200 kPa
130434 | H7125N/EV230A-TPC | H7125N/EV230A-TPC | 26 | H7125N | / | EV230A-TPC | Standard actuator | 0 | Scenario 2 |  | PPK¦SelectPro¦VDI3805¦Internet_EU | PPK SelectPro VDI3805 Internet_EU | PPK SelectPro VDI3805 Internet_EU | H7125N/EV230A-TPC |  | 130 kPa | 130 kPa
130435 | H7150N/EV230A-TPC | H7150N/EV230A-TPC | 26 | H7150N | / | EV230A-TPC | Standard actuator | 0 | Scenario 2 |  | PPK¦SelectPro¦VDI3805¦Internet_EU | PPK SelectPro VDI3805 Internet_EU | PPK SelectPro VDI3805 Internet_EU | H7150N/EV230A-TPC |  | 80 kPa | 80 kPa
130436 | H765N/EV230A-TPC | H765N/EV230A-TPC | 26 | H765N | / | EV230A-TPC | Standard actuator | 1 | Scenario 2 |  | PPK¦SelectPro¦VDI3805¦Internet_EU | PPK SelectPro VDI3805 Internet_EU | PPK SelectPro VDI3805 Internet_EU | H765N/EV230A-TPC |  | 550 kPa | 400 kPa
130437 | H780N/EV230A-TPC | H780N/EV230A-TPC | 26 | H780N | / | EV230A-TPC | Standard actuator | 0 | Scenario 2 |  | PPK¦SelectPro¦VDI3805¦Internet_EU | PPK SelectPro VDI3805 Internet_EU | PPK SelectPro VDI3805 Internet_EU | H780N/EV230A-TPC |  | 350 kPa | 350 kPa
130580 | H7050Y40-S2+SV230A-TPC | H7050Y40-S2+SV230A-TPC | 26 | H7050Y40-S2 | + | SV230A-TPC | Standard actuator | 1 | Scenario 2 |  | PPK¦SelectPro¦VDI3805¦Internet_EU | PPK SelectPro VDI3805 Internet_EU | PPK SelectPro VDI3805 Internet_EU | H7050Y40-S2+SV230A-TPC |  | 500 kPa | 500 kPa
130581 | H7050Y40-S2/SV230A-TPC | H7050Y40-S2/SV230A-TPC | 26 | H7050Y40-S2 | / | SV230A-TPC | Standard actuator | 1 | Scenario 2 |  | PPK¦SelectPro¦VDI3805¦Internet_EU | PPK SelectPro VDI3805 Internet_EU | PPK SelectPro VDI3805 Internet_EU | H7050Y40-S2/SV230A-TPC |  | 500 kPa | 500 kPa
130582 | H7050Y40-S2+SV24A-TPC | H7050Y40-S2+SV24A-TPC | 26 | H7050Y40-S2 | + | SV24A-TPC | Standard actuator | 1 | Scenario 2 |  | PPK¦SelectPro¦VDI3805¦Internet_EU | PPK SelectPro VDI3805 Internet_EU | PPK SelectPro VDI3805 Internet_EU | H7050Y40-S2+SV24A-TPC |  | 500 kPa | 500 kPa
130583 | H7050Y40-S2/SV24A-TPC | H7050Y40-S2/SV24A-TPC | 26 | H7050Y40-S2 | / | SV24A-TPC | Standard actuator | 1 | Scenario 2 |  | PPK¦SelectPro¦VDI3805¦Internet_EU | PPK SelectPro VDI3805 Internet_EU | PPK SelectPro VDI3805 Internet_EU | H7050Y40-S2/SV24A-TPC |  | 500 kPa | 500 kPa
130584 | H711N+SV230A-TPC | H711N+SV230A-TPC | 26 | H711N | + | SV230A-TPC | Standard actuator | 0 | Scenario 2 |  | PPK¦SelectPro¦VDI3805¦Internet_EU | PPK SelectPro VDI3805 Internet_EU | PPK SelectPro VDI3805 Internet_EU | H711N+SV230A-TPC |  | 1600 kPa | 400 kPa
130585 | H711N/SV230A-TPC | H711N/SV230A-TPC | 26 | H711N | / | SV230A-TPC | Standard actuator | 0 | Scenario 2 |  | PPK¦SelectPro¦VDI3805¦Internet_EU | PPK SelectPro VDI3805 Internet_EU | PPK SelectPro VDI3805 Internet_EU | H711N/SV230A-TPC |  | 1600 kPa | 400 kPa
130586 | H711N+SV24A-TPC | H711N+SV24A-TPC | 26 | H711N | + | SV24A-TPC | Standard actuator | 0 | Scenario 2 |  | PPK¦SelectPro¦VDI3805¦Internet_EU | PPK SelectPro VDI3805 Internet_EU | PPK SelectPro VDI3805 Internet_EU | H711N+SV24A-TPC |  | 1600 kPa | 400 kPa
130587 | H711N/SV24A-TPC | H711N/SV24A-TPC | 26 | H711N | / | SV24A-TPC | Standard actuator | 0 | Scenario 2 |  | PPK¦SelectPro¦VDI3805¦Internet_EU | PPK SelectPro VDI3805 Internet_EU | PPK SelectPro VDI3805 Internet_EU | H711N/SV24A-TPC |  | 1600 kPa | 400 kPa
130588 | H711R+SV230A-TPC | H711R+SV230A-TPC | 26 | H711R | + | SV230A-TPC | Standard actuator | 0 | Scenario 2 |  | PPK¦SelectPro¦VDI3805¦Internet_EU | PPK SelectPro VDI3805 Internet_EU | PPK SelectPro VDI3805 Internet_EU | H711R+SV230A-TPC |  | 600 kPa | 400 kPa
130589 | H711R/SV230A-TPC | H711R/SV230A-TPC | 26 | H711R | / | SV230A-TPC | Standard actuator | 0 | Scenario 2 |  | PPK¦SelectPro¦VDI3805¦Internet_EU | PPK SelectPro VDI3805 Internet_EU | PPK SelectPro VDI3805 Internet_EU | H711R/SV230A-TPC |  | 600 kPa | 400 kPa
130590 | H711R+SV24A-TPC | H711R+SV24A-TPC | 26 | H711R | + | SV24A-TPC | Standard actuator | 0 | Scenario 2 |  | PPK¦SelectPro¦VDI3805¦Internet_EU | PPK SelectPro VDI3805 Internet_EU | PPK SelectPro VDI3805 Internet_EU | H711R+SV24A-TPC |  | 600 kPa | 400 kPa
130591 | H711R/SV24A-TPC | H711R/SV24A-TPC | 26 | H711R | / | SV24A-TPC | Standard actuator | 0 | Scenario 2 |  | PPK¦SelectPro¦VDI3805¦Internet_EU | PPK SelectPro VDI3805 Internet_EU | PPK SelectPro VDI3805 Internet_EU | H711R/SV24A-TPC |  | 600 kPa | 400 kPa
130592 | H712N+SV230A-TPC | H712N+SV230A-TPC | 26 | H712N | + | SV230A-TPC | Standard actuator | 0 | Scenario 2 |  | PPK¦SelectPro¦VDI3805¦Internet_EU | PPK SelectPro VDI3805 Internet_EU | PPK SelectPro VDI3805 Internet_EU | H712N+SV230A-TPC |  | 1600 kPa | 400 kPa
130593 | H712N/SV230A-TPC | H712N/SV230A-TPC | 26 | H712N | / | SV230A-TPC | Standard actuator | 0 | Scenario 2 |  | PPK¦SelectPro¦VDI3805¦Internet_EU | PPK SelectPro VDI3805 Internet_EU | PPK SelectPro VDI3805 Internet_EU | H712N/SV230A-TPC |  | 1600 kPa | 400 kPa
130594 | H712N+SV24A-TPC | H712N+SV24A-TPC | 26 | H712N | + | SV24A-TPC | Standard actuator | 0 | Scenario 2 |  | PPK¦SelectPro¦VDI3805¦Internet_EU | PPK SelectPro VDI3805 Internet_EU | PPK SelectPro VDI3805 Internet_EU | H712N+SV24A-TPC |  | 1600 kPa | 400 kPa
130595 | H712N/SV24A-TPC | H712N/SV24A-TPC | 26 | H712N | / | SV24A-TPC | Standard actuator | 0 | Scenario 2 |  | PPK¦SelectPro¦VDI3805¦Internet_EU | PPK SelectPro VDI3805 Internet_EU | PPK SelectPro VDI3805 Internet_EU | H712N/SV24A-TPC |  | 1600 kPa | 400 kPa
130596 | H712R+SV230A-TPC | H712R+SV230A-TPC | 26 | H712R | + | SV230A-TPC | Standard actuator | 0 | Scenario 2 |  | PPK¦SelectPro¦VDI3805¦Internet_EU | PPK SelectPro VDI3805 Internet_EU | PPK SelectPro VDI3805 Internet_EU | H712R+SV230A-TPC |  | 600 kPa | 400 kPa
130597 | H712R/SV230A-TPC | H712R/SV230A-TPC | 26 | H712R | / | SV230A-TPC | Standard actuator | 0 | Scenario 2 |  | PPK¦SelectPro¦VDI3805¦Internet_EU | PPK SelectPro VDI3805 Internet_EU | PPK SelectPro VDI3805 Internet_EU | H712R/SV230A-TPC |  | 600 kPa | 400 kPa
130598 | H712R+SV24A-TPC | H712R+SV24A-TPC | 26 | H712R | + | SV24A-TPC | Standard actuator | 0 | Scenario 2 |  | PPK¦SelectPro¦VDI3805¦Internet_EU | PPK SelectPro VDI3805 Internet_EU | PPK SelectPro VDI3805 Internet_EU | H712R+SV24A-TPC |  | 600 kPa | 400 kPa
130599 | H712R/SV24A-TPC | H712R/SV24A-TPC | 26 | H712R | / | SV24A-TPC | Standard actuator | 0 | Scenario 2 |  | PPK¦SelectPro¦VDI3805¦Internet_EU | PPK SelectPro VDI3805 Internet_EU | PPK SelectPro VDI3805 Internet_EU | H712R/SV24A-TPC |  | 600 kPa | 400 kPa
130600 | H713N+SV230A-TPC | H713N+SV230A-TPC | 26 | H713N | + | SV230A-TPC | Standard actuator | 0 | Scenario 2 |  | PPK¦SelectPro¦VDI3805¦Internet_EU | PPK SelectPro VDI3805 Internet_EU | PPK SelectPro VDI3805 Internet_EU | H713N+SV230A-TPC |  | 1600 kPa | 400 kPa
130601 | H713N/SV230A-TPC | H713N/SV230A-TPC | 26 | H713N | / | SV230A-TPC | Standard actuator | 0 | Scenario 2 |  | PPK¦SelectPro¦VDI3805¦Internet_EU | PPK SelectPro VDI3805 Internet_EU | PPK SelectPro VDI3805 Internet_EU | H713N/SV230A-TPC |  | 1600 kPa | 400 kPa
130602 | H713N+SV24A-TPC | H713N+SV24A-TPC | 26 | H713N | + | SV24A-TPC | Standard actuator | 0 | Scenario 2 |  | PPK¦SelectPro¦VDI3805¦Internet_EU | PPK SelectPro VDI3805 Internet_EU | PPK SelectPro VDI3805 Internet_EU | H713N+SV24A-TPC |  | 1600 kPa | 400 kPa
130603 | H713N/SV24A-TPC | H713N/SV24A-TPC | 26 | H713N | / | SV24A-TPC | Standard actuator | 0 | Scenario 2 |  | PPK¦SelectPro¦VDI3805¦Internet_EU | PPK SelectPro VDI3805 Internet_EU | PPK SelectPro VDI3805 Internet_EU | H713N/SV24A-TPC |  | 1600 kPa | 400 kPa
130604 | H713R+SV230A-TPC | H713R+SV230A-TPC | 26 | H713R | + | SV230A-TPC | Standard actuator | 0 | Scenario 2 |  | PPK¦SelectPro¦VDI3805¦Internet_EU | PPK SelectPro VDI3805 Internet_EU | PPK SelectPro VDI3805 Internet_EU | H713R+SV230A-TPC |  | 600 kPa | 400 kPa
130605 | H713R/SV230A-TPC | H713R/SV230A-TPC | 26 | H713R | / | SV230A-TPC | Standard actuator | 0 | Scenario 2 |  | PPK¦SelectPro¦VDI3805¦Internet_EU | PPK SelectPro VDI3805 Internet_EU | PPK SelectPro VDI3805 Internet_EU | H713R/SV230A-TPC |  | 600 kPa | 400 kPa
130606 | H713R+SV24A-TPC | H713R+SV24A-TPC | 26 | H713R | + | SV24A-TPC | Standard actuator | 0 | Scenario 2 |  | PPK¦SelectPro¦VDI3805¦Internet_EU | PPK SelectPro VDI3805 Internet_EU | PPK SelectPro VDI3805 Internet_EU | H713R+SV24A-TPC |  | 600 kPa | 400 kPa
130607 | H713R/SV24A-TPC | H713R/SV24A-TPC | 26 | H713R | / | SV24A-TPC | Standard actuator | 0 | Scenario 2 |  | PPK¦SelectPro¦VDI3805¦Internet_EU | PPK SelectPro VDI3805 Internet_EU | PPK SelectPro VDI3805 Internet_EU | H713R/SV24A-TPC |  | 600 kPa | 400 kPa
130608 | H714N+SV230A-TPC | H714N+SV230A-TPC | 26 | H714N | + | SV230A-TPC | Standard actuator | 0 | Scenario 2 |  | PPK¦SelectPro¦VDI3805¦Internet_EU | PPK SelectPro VDI3805 Internet_EU | PPK SelectPro VDI3805 Internet_EU | H714N+SV230A-TPC |  | 1600 kPa | 400 kPa
130609 | H714N/SV230A-TPC | H714N/SV230A-TPC | 26 | H714N | / | SV230A-TPC | Standard actuator | 0 | Scenario 2 |  | PPK¦SelectPro¦VDI3805¦Internet_EU | PPK SelectPro VDI3805 Internet_EU | PPK SelectPro VDI3805 Internet_EU | H714N/SV230A-TPC |  | 1600 kPa | 400 kPa
130610 | H714N+SV24A-TPC | H714N+SV24A-TPC | 26 | H714N | + | SV24A-TPC | Standard actuator | 0 | Scenario 2 |  | PPK¦SelectPro¦VDI3805¦Internet_EU | PPK SelectPro VDI3805 Internet_EU | PPK SelectPro VDI3805 Internet_EU | H714N+SV24A-TPC |  | 1600 kPa | 400 kPa
130611 | H714N/SV24A-TPC | H714N/SV24A-TPC | 26 | H714N | / | SV24A-TPC | Standard actuator | 0 | Scenario 2 |  | PPK¦SelectPro¦VDI3805¦Internet_EU | PPK SelectPro VDI3805 Internet_EU | PPK SelectPro VDI3805 Internet_EU | H714N/SV24A-TPC |  | 1600 kPa | 400 kPa
130612 | H714R+SV230A-TPC | H714R+SV230A-TPC | 26 | H714R | + | SV230A-TPC | Standard actuator | 0 | Scenario 2 |  | PPK¦SelectPro¦VDI3805¦Internet_EU | PPK SelectPro VDI3805 Internet_EU | PPK SelectPro VDI3805 Internet_EU | H714R+SV230A-TPC |  | 600 kPa | 400 kPa
130613 | H714R/SV230A-TPC | H714R/SV230A-TPC | 26 | H714R | / | SV230A-TPC | Standard actuator | 0 | Scenario 2 |  | PPK¦SelectPro¦VDI3805¦Internet_EU | PPK SelectPro VDI3805 Internet_EU | PPK SelectPro VDI3805 Internet_EU | H714R/SV230A-TPC |  | 600 kPa | 400 kPa
130614 | H714R+SV24A-TPC | H714R+SV24A-TPC | 26 | H714R | + | SV24A-TPC | Standard actuator | 0 | Scenario 2 |  | PPK¦SelectPro¦VDI3805¦Internet_EU | PPK SelectPro VDI3805 Internet_EU | PPK SelectPro VDI3805 Internet_EU | H714R+SV24A-TPC |  | 600 kPa | 400 kPa
130615 | H714R/SV24A-TPC | H714R/SV24A-TPC | 26 | H714R | / | SV24A-TPC | Standard actuator | 0 | Scenario 2 |  | PPK¦SelectPro¦VDI3805¦Internet_EU | PPK SelectPro VDI3805 Internet_EU | PPK SelectPro VDI3805 Internet_EU | H714R/SV24A-TPC |  | 600 kPa | 400 kPa
130616 | H715N+SV230A-TPC | H715N+SV230A-TPC | 26 | H715N | + | SV230A-TPC | Standard actuator | 0 | Scenario 2 |  | PPK¦SelectPro¦VDI3805¦Internet_EU | PPK SelectPro VDI3805 Internet_EU | PPK SelectPro VDI3805 Internet_EU | H715N+SV230A-TPC |  | 1600 kPa | 400 kPa
130617 | H715N/SV230A-TPC | H715N/SV230A-TPC | 26 | H715N | / | SV230A-TPC | Standard actuator | 0 | Scenario 2 |  | PPK¦SelectPro¦VDI3805¦Internet_EU | PPK SelectPro VDI3805 Internet_EU | PPK SelectPro VDI3805 Internet_EU | H715N/SV230A-TPC |  | 1600 kPa | 400 kPa
130618 | H715N+SV24A-TPC | H715N+SV24A-TPC | 26 | H715N | + | SV24A-TPC | Standard actuator | 0 | Scenario 2 |  | PPK¦SelectPro¦VDI3805¦Internet_EU | PPK SelectPro VDI3805 Internet_EU | PPK SelectPro VDI3805 Internet_EU | H715N+SV24A-TPC |  | 1600 kPa | 400 kPa
130619 | H715N/SV24A-TPC | H715N/SV24A-TPC | 26 | H715N | / | SV24A-TPC | Standard actuator | 0 | Scenario 2 |  | PPK¦SelectPro¦VDI3805¦Internet_EU | PPK SelectPro VDI3805 Internet_EU | PPK SelectPro VDI3805 Internet_EU | H715N/SV24A-TPC |  | 1600 kPa | 400 kPa
130620 | H715R+SV230A-TPC | H715R+SV230A-TPC | 26 | H715R | + | SV230A-TPC | Standard actuator | 0 | Scenario 2 |  | PPK¦SelectPro¦VDI3805¦Internet_EU | PPK SelectPro VDI3805 Internet_EU | PPK SelectPro VDI3805 Internet_EU | H715R+SV230A-TPC |  | 600 kPa | 400 kPa
130621 | H715R/SV230A-TPC | H715R/SV230A-TPC | 26 | H715R | / | SV230A-TPC | Standard actuator | 0 | Scenario 2 |  | PPK¦SelectPro¦VDI3805¦Internet_EU | PPK SelectPro VDI3805 Internet_EU | PPK SelectPro VDI3805 Internet_EU | H715R/SV230A-TPC |  | 600 kPa | 400 kPa
130622 | H715R+SV24A-TPC | H715R+SV24A-TPC | 26 | H715R | + | SV24A-TPC | Standard actuator | 0 | Scenario 2 |  | PPK¦SelectPro¦VDI3805¦Internet_EU | PPK SelectPro VDI3805 Internet_EU | PPK SelectPro VDI3805 Internet_EU | H715R+SV24A-TPC |  | 600 kPa | 400 kPa
130623 | H715R/SV24A-TPC | H715R/SV24A-TPC | 26 | H715R | / | SV24A-TPC | Standard actuator | 0 | Scenario 2 |  | PPK¦SelectPro¦VDI3805¦Internet_EU | PPK SelectPro VDI3805 Internet_EU | PPK SelectPro VDI3805 Internet_EU | H715R/SV24A-TPC |  | 600 kPa | 400 kPa
130624 | H720N+SV230A-TPC | H720N+SV230A-TPC | 26 | H720N | + | SV230A-TPC | Standard actuator | 0 | Scenario 2 |  | PPK¦SelectPro¦VDI3805¦Internet_EU | PPK SelectPro VDI3805 Internet_EU | PPK SelectPro VDI3805 Internet_EU | H720N+SV230A-TPC |  | 1600 kPa | 400 kPa
130625 | H720N/SV230A-TPC | H720N/SV230A-TPC | 26 | H720N | / | SV230A-TPC | Standard actuator | 0 | Scenario 2 |  | PPK¦SelectPro¦VDI3805¦Internet_EU | PPK SelectPro VDI3805 Internet_EU | PPK SelectPro VDI3805 Internet_EU | H720N/SV230A-TPC |  | 1600 kPa | 400 kPa
130626 | H720N+SV24A-TPC | H720N+SV24A-TPC | 26 | H720N | + | SV24A-TPC | Standard actuator | 0 | Scenario 2 |  | PPK¦SelectPro¦VDI3805¦Internet_EU | PPK SelectPro VDI3805 Internet_EU | PPK SelectPro VDI3805 Internet_EU | H720N+SV24A-TPC |  | 1600 kPa | 400 kPa
130627 | H720N/SV24A-TPC | H720N/SV24A-TPC | 26 | H720N | / | SV24A-TPC | Standard actuator | 0 | Scenario 2 |  | PPK¦SelectPro¦VDI3805¦Internet_EU | PPK SelectPro VDI3805 Internet_EU | PPK SelectPro VDI3805 Internet_EU | H720N/SV24A-TPC |  | 1600 kPa | 400 kPa
130628 | H720R+SV230A-TPC | H720R+SV230A-TPC | 26 | H720R | + | SV230A-TPC | Standard actuator | 0 | Scenario 2 |  | PPK¦SelectPro¦VDI3805¦Internet_EU | PPK SelectPro VDI3805 Internet_EU | PPK SelectPro VDI3805 Internet_EU | H720R+SV230A-TPC |  | 600 kPa | 400 kPa
130629 | H720R/SV230A-TPC | H720R/SV230A-TPC | 26 | H720R | / | SV230A-TPC | Standard actuator | 0 | Scenario 2 |  | PPK¦SelectPro¦VDI3805¦Internet_EU | PPK SelectPro VDI3805 Internet_EU | PPK SelectPro VDI3805 Internet_EU | H720R/SV230A-TPC |  | 600 kPa | 400 kPa
130630 | H720R+SV24A-TPC | H720R+SV24A-TPC | 26 | H720R | + | SV24A-TPC | Standard actuator | 0 | Scenario 2 |  | PPK¦SelectPro¦VDI3805¦Internet_EU | PPK SelectPro VDI3805 Internet_EU | PPK SelectPro VDI3805 Internet_EU | H720R+SV24A-TPC |  | 600 kPa | 400 kPa
130631 | H720R/SV24A-TPC | H720R/SV24A-TPC | 26 | H720R | / | SV24A-TPC | Standard actuator | 0 | Scenario 2 |  | PPK¦SelectPro¦VDI3805¦Internet_EU | PPK SelectPro VDI3805 Internet_EU | PPK SelectPro VDI3805 Internet_EU | H720R/SV24A-TPC |  | 600 kPa | 400 kPa
130632 | H725N+SV230A-TPC | H725N+SV230A-TPC | 26 | H725N | + | SV230A-TPC | Standard actuator | 0 | Scenario 2 |  | PPK¦SelectPro¦VDI3805¦Internet_EU | PPK SelectPro VDI3805 Internet_EU | PPK SelectPro VDI3805 Internet_EU | H725N+SV230A-TPC |  | 1600 kPa | 400 kPa
130633 | H725N/SV230A-TPC | H725N/SV230A-TPC | 26 | H725N | / | SV230A-TPC | Standard actuator | 0 | Scenario 2 |  | PPK¦SelectPro¦VDI3805¦Internet_EU | PPK SelectPro VDI3805 Internet_EU | PPK SelectPro VDI3805 Internet_EU | H725N/SV230A-TPC |  | 1600 kPa | 400 kPa
130634 | H725N+SV24A-TPC | H725N+SV24A-TPC | 26 | H725N | + | SV24A-TPC | Standard actuator | 0 | Scenario 2 |  | PPK¦SelectPro¦VDI3805¦Internet_EU | PPK SelectPro VDI3805 Internet_EU | PPK SelectPro VDI3805 Internet_EU | H725N+SV24A-TPC |  | 1600 kPa | 400 kPa
130635 | H725N/SV24A-TPC | H725N/SV24A-TPC | 26 | H725N | / | SV24A-TPC | Standard actuator | 0 | Scenario 2 |  | PPK¦SelectPro¦VDI3805¦Internet_EU | PPK SelectPro VDI3805 Internet_EU | PPK SelectPro VDI3805 Internet_EU | H725N/SV24A-TPC |  | 1600 kPa | 400 kPa
130636 | H725R+SV230A-TPC | H725R+SV230A-TPC | 26 | H725R | + | SV230A-TPC | Standard actuator | 0 | Scenario 2 |  | PPK¦SelectPro¦VDI3805¦Internet_EU | PPK SelectPro VDI3805 Internet_EU | PPK SelectPro VDI3805 Internet_EU | H725R+SV230A-TPC |  | 600 kPa | 400 kPa
130637 | H725R/SV230A-TPC | H725R/SV230A-TPC | 26 | H725R | / | SV230A-TPC | Standard actuator | 0 | Scenario 2 |  | PPK¦SelectPro¦VDI3805¦Internet_EU | PPK SelectPro VDI3805 Internet_EU | PPK SelectPro VDI3805 Internet_EU | H725R/SV230A-TPC |  | 600 kPa | 400 kPa
130638 | H725R+SV24A-TPC | H725R+SV24A-TPC | 26 | H725R | + | SV24A-TPC | Standard actuator | 0 | Scenario 2 |  | PPK¦SelectPro¦VDI3805¦Internet_EU | PPK SelectPro VDI3805 Internet_EU | PPK SelectPro VDI3805 Internet_EU | H725R+SV24A-TPC |  | 600 kPa | 400 kPa
130639 | H725R/SV24A-TPC | H725R/SV24A-TPC | 26 | H725R | / | SV24A-TPC | Standard actuator | 0 | Scenario 2 |  | PPK¦SelectPro¦VDI3805¦Internet_EU | PPK SelectPro VDI3805 Internet_EU | PPK SelectPro VDI3805 Internet_EU | H725R/SV24A-TPC |  | 600 kPa | 400 kPa
130640 | H732N+SV230A-TPC | H732N+SV230A-TPC | 26 | H732N | + | SV230A-TPC | Standard actuator | 0 | Scenario 2 |  | PPK¦SelectPro¦VDI3805¦Internet_EU | PPK SelectPro VDI3805 Internet_EU | PPK SelectPro VDI3805 Internet_EU | H732N+SV230A-TPC |  | 1600 kPa | 400 kPa
130641 | H732N/SV230A-TPC | H732N/SV230A-TPC | 26 | H732N | / | SV230A-TPC | Standard actuator | 0 | Scenario 2 |  | PPK¦SelectPro¦VDI3805¦Internet_EU | PPK SelectPro VDI3805 Internet_EU | PPK SelectPro VDI3805 Internet_EU | H732N/SV230A-TPC |  | 1600 kPa | 400 kPa
130642 | H732N+SV24A-TPC | H732N+SV24A-TPC | 26 | H732N | + | SV24A-TPC | Standard actuator | 0 | Scenario 2 |  | PPK¦SelectPro¦VDI3805¦Internet_EU | PPK SelectPro VDI3805 Internet_EU | PPK SelectPro VDI3805 Internet_EU | H732N+SV24A-TPC |  | 1600 kPa | 400 kPa
130643 | H732N/SV24A-TPC | H732N/SV24A-TPC | 26 | H732N | / | SV24A-TPC | Standard actuator | 0 | Scenario 2 |  | PPK¦SelectPro¦VDI3805¦Internet_EU | PPK SelectPro VDI3805 Internet_EU | PPK SelectPro VDI3805 Internet_EU | H732N/SV24A-TPC |  | 1600 kPa | 400 kPa
130644 | H732R+SV230A-TPC | H732R+SV230A-TPC | 26 | H732R | + | SV230A-TPC | Standard actuator | 0 | Scenario 2 |  | PPK¦SelectPro¦VDI3805¦Internet_EU | PPK SelectPro VDI3805 Internet_EU | PPK SelectPro VDI3805 Internet_EU | H732R+SV230A-TPC |  | 600 kPa | 400 kPa
130645 | H732R/SV230A-TPC | H732R/SV230A-TPC | 26 | H732R | / | SV230A-TPC | Standard actuator | 0 | Scenario 2 |  | PPK¦SelectPro¦VDI3805¦Internet_EU | PPK SelectPro VDI3805 Internet_EU | PPK SelectPro VDI3805 Internet_EU | H732R/SV230A-TPC |  | 600 kPa | 400 kPa
130646 | H732R+SV24A-TPC | H732R+SV24A-TPC | 26 | H732R | + | SV24A-TPC | Standard actuator | 0 | Scenario 2 |  | PPK¦SelectPro¦VDI3805¦Internet_EU | PPK SelectPro VDI3805 Internet_EU | PPK SelectPro VDI3805 Internet_EU | H732R+SV24A-TPC |  | 600 kPa | 400 kPa
130647 | H732R/SV24A-TPC | H732R/SV24A-TPC | 26 | H732R | / | SV24A-TPC | Standard actuator | 0 | Scenario 2 |  | PPK¦SelectPro¦VDI3805¦Internet_EU | PPK SelectPro VDI3805 Internet_EU | PPK SelectPro VDI3805 Internet_EU | H732R/SV24A-TPC |  | 600 kPa | 400 kPa
130648 | H740N+SV230A-TPC | H740N+SV230A-TPC | 26 | H740N | + | SV230A-TPC | Standard actuator | 0 | Scenario 2 |  | PPK¦SelectPro¦VDI3805¦Internet_EU | PPK SelectPro VDI3805 Internet_EU | PPK SelectPro VDI3805 Internet_EU | H740N+SV230A-TPC |  | 900 kPa | 400 kPa
130649 | H740N/SV230A-TPC | H740N/SV230A-TPC | 26 | H740N | / | SV230A-TPC | Standard actuator | 0 | Scenario 2 |  | PPK¦SelectPro¦VDI3805¦Internet_EU | PPK SelectPro VDI3805 Internet_EU | PPK SelectPro VDI3805 Internet_EU | H740N/SV230A-TPC |  | 900 kPa | 400 kPa
130650 | H740N+SV24A-TPC | H740N+SV24A-TPC | 26 | H740N | + | SV24A-TPC | Standard actuator | 0 | Scenario 2 |  | PPK¦SelectPro¦VDI3805¦Internet_EU | PPK SelectPro VDI3805 Internet_EU | PPK SelectPro VDI3805 Internet_EU | H740N+SV24A-TPC |  | 900 kPa | 400 kPa
130651 | H740N/SV24A-TPC | H740N/SV24A-TPC | 26 | H740N | / | SV24A-TPC | Standard actuator | 0 | Scenario 2 |  | PPK¦SelectPro¦VDI3805¦Internet_EU | PPK SelectPro VDI3805 Internet_EU | PPK SelectPro VDI3805 Internet_EU | H740N/SV24A-TPC |  | 900 kPa | 400 kPa
130652 | H740R+SV230A-TPC | H740R+SV230A-TPC | 26 | H740R | + | SV230A-TPC | Standard actuator | 0 | Scenario 2 |  | PPK¦SelectPro¦VDI3805¦Internet_EU | PPK SelectPro VDI3805 Internet_EU | PPK SelectPro VDI3805 Internet_EU | H740R+SV230A-TPC |  | 600 kPa | 400 kPa
130653 | H740R/SV230A-TPC | H740R/SV230A-TPC | 26 | H740R | / | SV230A-TPC | Standard actuator | 0 | Scenario 2 |  | PPK¦SelectPro¦VDI3805¦Internet_EU | PPK SelectPro VDI3805 Internet_EU | PPK SelectPro VDI3805 Internet_EU | H740R/SV230A-TPC |  | 600 kPa | 400 kPa
130654 | H740R+SV24A-TPC | H740R+SV24A-TPC | 26 | H740R | + | SV24A-TPC | Standard actuator | 0 | Scenario 2 |  | PPK¦SelectPro¦VDI3805¦Internet_EU | PPK SelectPro VDI3805 Internet_EU | PPK SelectPro VDI3805 Internet_EU | H740R+SV24A-TPC |  | 600 kPa | 400 kPa
130655 | H740R/SV24A-TPC | H740R/SV24A-TPC | 26 | H740R | / | SV24A-TPC | Standard actuator | 0 | Scenario 2 |  | PPK¦SelectPro¦VDI3805¦Internet_EU | PPK SelectPro VDI3805 Internet_EU | PPK SelectPro VDI3805 Internet_EU | H740R/SV24A-TPC |  | 600 kPa | 400 kPa
130656 | H750N+SV230A-TPC | H750N+SV230A-TPC | 26 | H750N | + | SV230A-TPC | Standard actuator | 1 | Scenario 2 |  | PPK¦SelectPro¦VDI3805¦Internet_EU | PPK SelectPro VDI3805 Internet_EU | PPK SelectPro VDI3805 Internet_EU | H750N+SV230A-TPC |  | 550 kPa | 400 kPa
130657 | H750N/SV230A-TPC | H750N/SV230A-TPC | 26 | H750N | / | SV230A-TPC | Standard actuator | 1 | Scenario 2 |  | PPK¦SelectPro¦VDI3805¦Internet_EU | PPK SelectPro VDI3805 Internet_EU | PPK SelectPro VDI3805 Internet_EU | H750N/SV230A-TPC |  | 550 kPa | 400 kPa
130658 | H750N+SV24A-TPC | H750N+SV24A-TPC | 26 | H750N | + | SV24A-TPC | Standard actuator | 1 | Scenario 2 |  | PPK¦SelectPro¦VDI3805¦Internet_EU | PPK SelectPro VDI3805 Internet_EU | PPK SelectPro VDI3805 Internet_EU | H750N+SV24A-TPC |  | 550 kPa | 400 kPa
130659 | H750N/SV24A-TPC | H750N/SV24A-TPC | 26 | H750N | / | SV24A-TPC | Standard actuator | 1 | Scenario 2 |  | PPK¦SelectPro¦VDI3805¦Internet_EU | PPK SelectPro VDI3805 Internet_EU | PPK SelectPro VDI3805 Internet_EU | H750N/SV24A-TPC |  | 550 kPa | 400 kPa
130660 | H750R+SV230A-TPC | H750R+SV230A-TPC | 26 | H750R | + | SV230A-TPC | Standard actuator | 1 | Scenario 2 |  | PPK¦SelectPro¦VDI3805¦Internet_EU | PPK SelectPro VDI3805 Internet_EU | PPK SelectPro VDI3805 Internet_EU | H750R+SV230A-TPC |  | 550 kPa | 400 kPa
130661 | H750R/SV230A-TPC | H750R/SV230A-TPC | 26 | H750R | / | SV230A-TPC | Standard actuator | 1 | Scenario 2 |  | PPK¦SelectPro¦VDI3805¦Internet_EU | PPK SelectPro VDI3805 Internet_EU | PPK SelectPro VDI3805 Internet_EU | H750R/SV230A-TPC |  | 550 kPa | 400 kPa
130662 | H750R+SV24A-TPC | H750R+SV24A-TPC | 26 | H750R | + | SV24A-TPC | Standard actuator | 1 | Scenario 2 |  | PPK¦SelectPro¦VDI3805¦Internet_EU | PPK SelectPro VDI3805 Internet_EU | PPK SelectPro VDI3805 Internet_EU | H750R+SV24A-TPC |  | 550 kPa | 400 kPa
130663 | H750R/SV24A-TPC | H750R/SV24A-TPC | 26 | H750R | / | SV24A-TPC | Standard actuator | 1 | Scenario 2 |  | PPK¦SelectPro¦VDI3805¦Internet_EU | PPK SelectPro VDI3805 Internet_EU | PPK SelectPro VDI3805 Internet_EU | H750R/SV24A-TPC |  | 550 kPa | 400 kPa
130664 | H764N+SV230A-TPC | H764N+SV230A-TPC | 26 | H764N | + | SV230A-TPC | Standard actuator | 1 | Scenario 2 |  | PPK¦SelectPro¦VDI3805¦Internet_EU | PPK SelectPro VDI3805 Internet_EU | PPK SelectPro VDI3805 Internet_EU | H764N+SV230A-TPC |  | 280 kPa | 280 kPa
130665 | H764N/SV230A-TPC | H764N/SV230A-TPC | 26 | H764N | / | SV230A-TPC | Standard actuator | 1 | Scenario 2 |  | PPK¦SelectPro¦VDI3805¦Internet_EU | PPK SelectPro VDI3805 Internet_EU | PPK SelectPro VDI3805 Internet_EU | H764N/SV230A-TPC |  | 280 kPa | 280 kPa
130666 | H764N+SV24A-TPC | H764N+SV24A-TPC | 26 | H764N | + | SV24A-TPC | Standard actuator | 1 | Scenario 2 |  | PPK¦SelectPro¦VDI3805¦Internet_EU | PPK SelectPro VDI3805 Internet_EU | PPK SelectPro VDI3805 Internet_EU | H764N+SV24A-TPC |  | 280 kPa | 280 kPa
130667 | H764N/SV24A-TPC | H764N/SV24A-TPC | 26 | H764N | / | SV24A-TPC | Standard actuator | 1 | Scenario 2 |  | PPK¦SelectPro¦VDI3805¦Internet_EU | PPK SelectPro VDI3805 Internet_EU | PPK SelectPro VDI3805 Internet_EU | H764N/SV24A-TPC |  | 280 kPa | 280 kPa
130668 | H764R+SV230A-TPC | H764R+SV230A-TPC | 26 | H764R | + | SV230A-TPC | Standard actuator | 1 | Scenario 2 |  | PPK¦SelectPro¦VDI3805¦Internet_EU | PPK SelectPro VDI3805 Internet_EU | PPK SelectPro VDI3805 Internet_EU | H764R+SV230A-TPC |  | 280 kPa | 280 kPa
130669 | H764R/SV230A-TPC | H764R/SV230A-TPC | 26 | H764R | / | SV230A-TPC | Standard actuator | 1 | Scenario 2 |  | PPK¦SelectPro¦VDI3805¦Internet_EU | PPK SelectPro VDI3805 Internet_EU | PPK SelectPro VDI3805 Internet_EU | H764R/SV230A-TPC |  | 280 kPa | 280 kPa
130670 | H764R+SV24A-TPC | H764R+SV24A-TPC | 26 | H764R | + | SV24A-TPC | Standard actuator | 1 | Scenario 2 |  | PPK¦SelectPro¦VDI3805¦Internet_EU | PPK SelectPro VDI3805 Internet_EU | PPK SelectPro VDI3805 Internet_EU | H764R+SV24A-TPC |  | 280 kPa | 280 kPa
130671 | H764R/SV24A-TPC | H764R/SV24A-TPC | 26 | H764R | / | SV24A-TPC | Standard actuator | 1 | Scenario 2 |  | PPK¦SelectPro¦VDI3805¦Internet_EU | PPK SelectPro VDI3805 Internet_EU | PPK SelectPro VDI3805 Internet_EU | H764R/SV24A-TPC |  | 280 kPa | 280 kPa
130672 | H779N+SV230A-TPC | H779N+SV230A-TPC | 26 | H779N | + | SV230A-TPC | Standard actuator | 1 | Scenario 2 |  | PPK¦SelectPro¦VDI3805¦Internet_EU | PPK SelectPro VDI3805 Internet_EU | PPK SelectPro VDI3805 Internet_EU | H779N+SV230A-TPC |  | 160 kPa | 160 kPa
130673 | H779N/SV230A-TPC | H779N/SV230A-TPC | 26 | H779N | / | SV230A-TPC | Standard actuator | 1 | Scenario 2 |  | PPK¦SelectPro¦VDI3805¦Internet_EU | PPK SelectPro VDI3805 Internet_EU | PPK SelectPro VDI3805 Internet_EU | H779N/SV230A-TPC |  | 160 kPa | 160 kPa
130674 | H779N+SV24A-TPC | H779N+SV24A-TPC | 26 | H779N | + | SV24A-TPC | Standard actuator | 1 | Scenario 2 |  | PPK¦SelectPro¦VDI3805¦Internet_EU | PPK SelectPro VDI3805 Internet_EU | PPK SelectPro VDI3805 Internet_EU | H779N+SV24A-TPC |  | 160 kPa | 160 kPa
130675 | H779N/SV24A-TPC | H779N/SV24A-TPC | 26 | H779N | / | SV24A-TPC | Standard actuator | 1 | Scenario 2 |  | PPK¦SelectPro¦VDI3805¦Internet_EU | PPK SelectPro VDI3805 Internet_EU | PPK SelectPro VDI3805 Internet_EU | H779N/SV24A-TPC |  | 160 kPa | 160 kPa
130968 | H412B+NV230A-TPC | H412B+NV230A-TPC | 26 | H412B | + | NV230A-TPC | Standard actuator | 0 | Scenario 2 |  | PPK¦SelectPro¦VDI3805¦Internet_EU | PPK SelectPro VDI3805 Internet_EU | PPK SelectPro VDI3805 Internet_EU | H412B+NV230A-TPC |  | 1600 kPa | 400 kPa
130969 | H412B/NV230A-TPC | H412B/NV230A-TPC | 26 | H412B | / | NV230A-TPC | Standard actuator | 0 | Scenario 2 |  | PPK¦SelectPro¦VDI3805¦Internet_EU | PPK SelectPro VDI3805 Internet_EU | PPK SelectPro VDI3805 Internet_EU | H412B/NV230A-TPC |  | 1600 kPa | 400 kPa
130980 | H413B+NV230A-TPC | H413B+NV230A-TPC | 26 | H413B | + | NV230A-TPC | Standard actuator | 0 | Scenario 2 |  | PPK¦SelectPro¦VDI3805¦Internet_EU | PPK SelectPro VDI3805 Internet_EU | PPK SelectPro VDI3805 Internet_EU | H413B+NV230A-TPC |  | 1600 kPa | 400 kPa
130981 | H413B/NV230A-TPC | H413B/NV230A-TPC | 26 | H413B | / | NV230A-TPC | Standard actuator | 0 | Scenario 2 |  | PPK¦SelectPro¦VDI3805¦Internet_EU | PPK SelectPro VDI3805 Internet_EU | PPK SelectPro VDI3805 Internet_EU | H413B/NV230A-TPC |  | 1600 kPa | 400 kPa
130992 | H414B+NV230A-TPC | H414B+NV230A-TPC | 26 | H414B | + | NV230A-TPC | Standard actuator | 0 | Scenario 2 |  | PPK¦SelectPro¦VDI3805¦Internet_EU | PPK SelectPro VDI3805 Internet_EU | PPK SelectPro VDI3805 Internet_EU | H414B+NV230A-TPC |  | 1600 kPa | 400 kPa
130993 | H414B/NV230A-TPC | H414B/NV230A-TPC | 26 | H414B | / | NV230A-TPC | Standard actuator | 0 | Scenario 2 |  | PPK¦SelectPro¦VDI3805¦Internet_EU | PPK SelectPro VDI3805 Internet_EU | PPK SelectPro VDI3805 Internet_EU | H414B/NV230A-TPC |  | 1600 kPa | 400 kPa
131004 | H415B+NV230A-TPC | H415B+NV230A-TPC | 26 | H415B | + | NV230A-TPC | Standard actuator | 0 | Scenario 2 |  | PPK¦SelectPro¦VDI3805¦Internet_EU | PPK SelectPro VDI3805 Internet_EU | PPK SelectPro VDI3805 Internet_EU | H415B+NV230A-TPC |  | 1600 kPa | 400 kPa
131005 | H415B/NV230A-TPC | H415B/NV230A-TPC | 26 | H415B | / | NV230A-TPC | Standard actuator | 0 | Scenario 2 |  | PPK¦SelectPro¦VDI3805¦Internet_EU | PPK SelectPro VDI3805 Internet_EU | PPK SelectPro VDI3805 Internet_EU | H415B/NV230A-TPC |  | 1600 kPa | 400 kPa
131016 | H420B+NV230A-TPC | H420B+NV230A-TPC | 26 | H420B | + | NV230A-TPC | Standard actuator | 0 | Scenario 2 |  | PPK¦SelectPro¦VDI3805¦Internet_EU | PPK SelectPro VDI3805 Internet_EU | PPK SelectPro VDI3805 Internet_EU | H420B+NV230A-TPC |  | 1600 kPa | 400 kPa
131017 | H420B/NV230A-TPC | H420B/NV230A-TPC | 26 | H420B | / | NV230A-TPC | Standard actuator | 0 | Scenario 2 |  | PPK¦SelectPro¦VDI3805¦Internet_EU | PPK SelectPro VDI3805 Internet_EU | PPK SelectPro VDI3805 Internet_EU | H420B/NV230A-TPC |  | 1600 kPa | 400 kPa
131028 | H425B+NV230A-TPC | H425B+NV230A-TPC | 26 | H425B | + | NV230A-TPC | Standard actuator | 0 | Scenario 2 |  | PPK¦SelectPro¦VDI3805¦Internet_EU | PPK SelectPro VDI3805 Internet_EU | PPK SelectPro VDI3805 Internet_EU | H425B+NV230A-TPC |  | 1300 kPa | 400 kPa
131029 | H425B/NV230A-TPC | H425B/NV230A-TPC | 26 | H425B | / | NV230A-TPC | Standard actuator | 0 | Scenario 2 |  | PPK¦SelectPro¦VDI3805¦Internet_EU | PPK SelectPro VDI3805 Internet_EU | PPK SelectPro VDI3805 Internet_EU | H425B/NV230A-TPC |  | 1300 kPa | 400 kPa
131040 | H432B+NV230A-TPC | H432B+NV230A-TPC | 26 | H432B | + | NV230A-TPC | Standard actuator | 1 | Scenario 2 |  | PPK¦SelectPro¦VDI3805¦Internet_EU | PPK SelectPro VDI3805 Internet_EU | PPK SelectPro VDI3805 Internet_EU | H432B+NV230A-TPC |  | 1000 kPa | 400 kPa
131041 | H432B/NV230A-TPC | H432B/NV230A-TPC | 26 | H432B | / | NV230A-TPC | Standard actuator | 1 | Scenario 2 |  | PPK¦SelectPro¦VDI3805¦Internet_EU | PPK SelectPro VDI3805 Internet_EU | PPK SelectPro VDI3805 Internet_EU | H432B/NV230A-TPC |  | 1000 kPa | 400 kPa
131052 | H440B+NV230A-TPC | H440B+NV230A-TPC | 26 | H440B | + | NV230A-TPC | Standard actuator | 1 | Scenario 2 |  | PPK¦SelectPro¦VDI3805¦Internet_EU | PPK SelectPro VDI3805 Internet_EU | PPK SelectPro VDI3805 Internet_EU | H440B+NV230A-TPC |  | 500 kPa | 400 kPa
131053 | H440B/NV230A-TPC | H440B/NV230A-TPC | 26 | H440B | / | NV230A-TPC | Standard actuator | 1 | Scenario 2 |  | PPK¦SelectPro¦VDI3805¦Internet_EU | PPK SelectPro VDI3805 Internet_EU | PPK SelectPro VDI3805 Internet_EU | H440B/NV230A-TPC |  | 500 kPa | 400 kPa
131064 | H450B+NV230A-TPC | H450B+NV230A-TPC | 26 | H450B | + | NV230A-TPC | Standard actuator | 0 | Scenario 2 |  | PPK¦SelectPro¦VDI3805¦Internet_EU | PPK SelectPro VDI3805 Internet_EU | PPK SelectPro VDI3805 Internet_EU | H450B+NV230A-TPC |  | 300 kPa | 300 kPa
131065 | H450B/NV230A-TPC | H450B/NV230A-TPC | 26 | H450B | / | NV230A-TPC | Standard actuator | 0 | Scenario 2 |  | PPK¦SelectPro¦VDI3805¦Internet_EU | PPK SelectPro VDI3805 Internet_EU | PPK SelectPro VDI3805 Internet_EU | H450B/NV230A-TPC |  | 300 kPa | 300 kPa
131076 | H511B+NV230A-TPC | H511B+NV230A-TPC | 26 | H511B | + | NV230A-TPC | Standard actuator | 0 | Scenario 2 |  | PPK¦SelectPro¦VDI3805¦Internet_EU | PPK SelectPro VDI3805 Internet_EU | PPK SelectPro VDI3805 Internet_EU | H511B+NV230A-TPC |  | 1600 kPa | 400 kPa
131077 | H511B/NV230A-TPC | H511B/NV230A-TPC | 26 | H511B | / | NV230A-TPC | Standard actuator | 0 | Scenario 2 |  | PPK¦SelectPro¦VDI3805¦Internet_EU | PPK SelectPro VDI3805 Internet_EU | PPK SelectPro VDI3805 Internet_EU | H511B/NV230A-TPC |  | 1600 kPa | 400 kPa
131088 | H512B+NV230A-TPC | H512B+NV230A-TPC | 26 | H512B | + | NV230A-TPC | Standard actuator | 0 | Scenario 2 |  | PPK¦SelectPro¦VDI3805¦Internet_EU | PPK SelectPro VDI3805 Internet_EU | PPK SelectPro VDI3805 Internet_EU | H512B+NV230A-TPC |  | 1600 kPa | 400 kPa
131089 | H512B/NV230A-TPC | H512B/NV230A-TPC | 26 | H512B | / | NV230A-TPC | Standard actuator | 0 | Scenario 2 |  | PPK¦SelectPro¦VDI3805¦Internet_EU | PPK SelectPro VDI3805 Internet_EU | PPK SelectPro VDI3805 Internet_EU | H512B/NV230A-TPC |  | 1600 kPa | 400 kPa
131100 | H513B+NV230A-TPC | H513B+NV230A-TPC | 26 | H513B | + | NV230A-TPC | Standard actuator | 0 | Scenario 2 |  | PPK¦SelectPro¦VDI3805¦Internet_EU | PPK SelectPro VDI3805 Internet_EU | PPK SelectPro VDI3805 Internet_EU | H513B+NV230A-TPC |  | 1600 kPa | 400 kPa
131101 | H513B/NV230A-TPC | H513B/NV230A-TPC | 26 | H513B | / | NV230A-TPC | Standard actuator | 0 | Scenario 2 |  | PPK¦SelectPro¦VDI3805¦Internet_EU | PPK SelectPro VDI3805 Internet_EU | PPK SelectPro VDI3805 Internet_EU | H513B/NV230A-TPC |  | 1600 kPa | 400 kPa
131112 | H514B+NV230A-TPC | H514B+NV230A-TPC | 26 | H514B | + | NV230A-TPC | Standard actuator | 0 | Scenario 2 |  | PPK¦SelectPro¦VDI3805¦Internet_EU | PPK SelectPro VDI3805 Internet_EU | PPK SelectPro VDI3805 Internet_EU | H514B+NV230A-TPC |  | 1600 kPa | 400 kPa
131113 | H514B/NV230A-TPC | H514B/NV230A-TPC | 26 | H514B | / | NV230A-TPC | Standard actuator | 0 | Scenario 2 |  | PPK¦SelectPro¦VDI3805¦Internet_EU | PPK SelectPro VDI3805 Internet_EU | PPK SelectPro VDI3805 Internet_EU | H514B/NV230A-TPC |  | 1600 kPa | 400 kPa
131124 | H515B+NV230A-TPC | H515B+NV230A-TPC | 26 | H515B | + | NV230A-TPC | Standard actuator | 0 | Scenario 2 |  | PPK¦SelectPro¦VDI3805¦Internet_EU | PPK SelectPro VDI3805 Internet_EU | PPK SelectPro VDI3805 Internet_EU | H515B+NV230A-TPC |  | 1600 kPa | 400 kPa
131125 | H515B/NV230A-TPC | H515B/NV230A-TPC | 26 | H515B | / | NV230A-TPC | Standard actuator | 0 | Scenario 2 |  | PPK¦SelectPro¦VDI3805¦Internet_EU | PPK SelectPro VDI3805 Internet_EU | PPK SelectPro VDI3805 Internet_EU | H515B/NV230A-TPC |  | 1600 kPa | 400 kPa
131136 | H520B+NV230A-TPC | H520B+NV230A-TPC | 26 | H520B | + | NV230A-TPC | Standard actuator | 0 | Scenario 2 |  | PPK¦SelectPro¦VDI3805¦Internet_EU | PPK SelectPro VDI3805 Internet_EU | PPK SelectPro VDI3805 Internet_EU | H520B+NV230A-TPC |  | 1600 kPa | 400 kPa
131137 | H520B/NV230A-TPC | H520B/NV230A-TPC | 26 | H520B | / | NV230A-TPC | Standard actuator | 0 | Scenario 2 |  | PPK¦SelectPro¦VDI3805¦Internet_EU | PPK SelectPro VDI3805 Internet_EU | PPK SelectPro VDI3805 Internet_EU | H520B/NV230A-TPC |  | 1600 kPa | 400 kPa
131148 | H525B+NV230A-TPC | H525B+NV230A-TPC | 26 | H525B | + | NV230A-TPC | Standard actuator | 0 | Scenario 2 |  | PPK¦SelectPro¦VDI3805¦Internet_EU | PPK SelectPro VDI3805 Internet_EU | PPK SelectPro VDI3805 Internet_EU | H525B+NV230A-TPC |  | 1300 kPa | 400 kPa
131149 | H525B/NV230A-TPC | H525B/NV230A-TPC | 26 | H525B | / | NV230A-TPC | Standard actuator | 0 | Scenario 2 |  | PPK¦SelectPro¦VDI3805¦Internet_EU | PPK SelectPro VDI3805 Internet_EU | PPK SelectPro VDI3805 Internet_EU | H525B/NV230A-TPC |  | 1300 kPa | 400 kPa
131160 | H532B+NV230A-TPC | H532B+NV230A-TPC | 26 | H532B | + | NV230A-TPC | Standard actuator | 1 | Scenario 2 |  | PPK¦SelectPro¦VDI3805¦Internet_EU | PPK SelectPro VDI3805 Internet_EU | PPK SelectPro VDI3805 Internet_EU | H532B+NV230A-TPC |  | 1000 kPa | 400 kPa
131161 | H532B/NV230A-TPC | H532B/NV230A-TPC | 26 | H532B | / | NV230A-TPC | Standard actuator | 1 | Scenario 2 |  | PPK¦SelectPro¦VDI3805¦Internet_EU | PPK SelectPro VDI3805 Internet_EU | PPK SelectPro VDI3805 Internet_EU | H532B/NV230A-TPC |  | 1000 kPa | 400 kPa
131172 | H540B+NV230A-TPC | H540B+NV230A-TPC | 26 | H540B | + | NV230A-TPC | Standard actuator | 1 | Scenario 2 |  | PPK¦SelectPro¦VDI3805¦Internet_EU | PPK SelectPro VDI3805 Internet_EU | PPK SelectPro VDI3805 Internet_EU | H540B+NV230A-TPC |  | 500 kPa | 400 kPa
131173 | H540B/NV230A-TPC | H540B/NV230A-TPC | 26 | H540B | / | NV230A-TPC | Standard actuator | 1 | Scenario 2 |  | PPK¦SelectPro¦VDI3805¦Internet_EU | PPK SelectPro VDI3805 Internet_EU | PPK SelectPro VDI3805 Internet_EU | H540B/NV230A-TPC |  | 500 kPa | 400 kPa
131184 | H550B+NV230A-TPC | H550B+NV230A-TPC | 26 | H550B | + | NV230A-TPC | Standard actuator | 0 | Scenario 2 |  | PPK¦SelectPro¦VDI3805¦Internet_EU | PPK SelectPro VDI3805 Internet_EU | PPK SelectPro VDI3805 Internet_EU | H550B+NV230A-TPC |  | 300 kPa | 300 kPa
131185 | H550B/NV230A-TPC | H550B/NV230A-TPC | 26 | H550B | / | NV230A-TPC | Standard actuator | 0 | Scenario 2 |  | PPK¦SelectPro¦VDI3805¦Internet_EU | PPK SelectPro VDI3805 Internet_EU | PPK SelectPro VDI3805 Internet_EU | H550B/NV230A-TPC |  | 300 kPa | 300 kPa
131196 | H6015X1-S2+NV230A-TPC | H6015X1-S2+NV230A-TPC | 26 | H6015X1-S2 | + | NV230A-TPC | Standard actuator | 1 | Scenario 2 |  | PPK¦SelectPro¦VDI3805¦Internet_EU | PPK SelectPro VDI3805 Internet_EU | PPK SelectPro VDI3805 Internet_EU | H6015X1-S2+NV230A-TPC |  | 2200 kPa | 1000 kPa
131197 | H6015X1-S2/NV230A-TPC | H6015X1-S2/NV230A-TPC | 26 | H6015X1-S2 | / | NV230A-TPC | Standard actuator | 1 | Scenario 2 |  | PPK¦SelectPro¦VDI3805¦Internet_EU | PPK SelectPro VDI3805 Internet_EU | PPK SelectPro VDI3805 Internet_EU | H6015X1-S2/NV230A-TPC |  | 2200 kPa | 1000 kPa
131208 | H6015X1P6-S2+NV230A-TPC | H6015X1P6-S2+NV230A-TPC | 26 | H6015X1P6-S2 | + | NV230A-TPC | Standard actuator | 1 | Scenario 2 |  | PPK¦SelectPro¦VDI3805¦Internet_EU | PPK SelectPro VDI3805 Internet_EU | PPK SelectPro VDI3805 Internet_EU | H6015X1P6-S2+NV230A-TPC |  | 2200 kPa | 1000 kPa
131209 | H6015X1P6-S2/NV230A-TPC | H6015X1P6-S2/NV230A-TPC | 26 | H6015X1P6-S2 | / | NV230A-TPC | Standard actuator | 1 | Scenario 2 |  | PPK¦SelectPro¦VDI3805¦Internet_EU | PPK SelectPro VDI3805 Internet_EU | PPK SelectPro VDI3805 Internet_EU | H6015X1P6-S2/NV230A-TPC |  | 2200 kPa | 1000 kPa
131220 | H411B+NV230A-TPC | H411B+NV230A-TPC | 26 | H411B | + | NV230A-TPC | Standard actuator | 0 | Scenario 2 |  | PPK¦SelectPro¦VDI3805¦Internet_EU | PPK SelectPro VDI3805 Internet_EU | PPK SelectPro VDI3805 Internet_EU | H411B+NV230A-TPC |  | 1600 kPa | 400 kPa
131221 | H411B/NV230A-TPC | H411B/NV230A-TPC | 26 | H411B | / | NV230A-TPC | Standard actuator | 0 | Scenario 2 |  | PPK¦SelectPro¦VDI3805¦Internet_EU | PPK SelectPro VDI3805 Internet_EU | PPK SelectPro VDI3805 Internet_EU | H411B/NV230A-TPC |  | 1600 kPa | 400 kPa
131222 | H6015X2P5-S2+NV230A-TPC | H6015X2P5-S2+NV230A-TPC | 26 | H6015X2P5-S2 | + | NV230A-TPC | Standard actuator | 1 | Scenario 2 |  | PPK¦SelectPro¦VDI3805¦Internet_EU | PPK SelectPro VDI3805 Internet_EU | PPK SelectPro VDI3805 Internet_EU | H6015X2P5-S2+NV230A-TPC |  | 2200 kPa | 1000 kPa
131223 | H6015X2P5-S2/NV230A-TPC | H6015X2P5-S2/NV230A-TPC | 26 | H6015X2P5-S2 | / | NV230A-TPC | Standard actuator | 1 | Scenario 2 |  | PPK¦SelectPro¦VDI3805¦Internet_EU | PPK SelectPro VDI3805 Internet_EU | PPK SelectPro VDI3805 Internet_EU | H6015X2P5-S2/NV230A-TPC |  | 2200 kPa | 1000 kPa
131236 | H411B+NV24A-TPC | H411B+NV24A-TPC | 26 | H411B | + | NV24A-TPC | Standard actuator | 0 | Scenario 2 |  | PPK¦SelectPro¦VDI3805¦Internet_EU | PPK SelectPro VDI3805 Internet_EU | PPK SelectPro VDI3805 Internet_EU | H411B+NV24A-TPC |  | 1600 kPa | 400 kPa
131237 | H411B/NV24A-TPC | H411B/NV24A-TPC | 26 | H411B | / | NV24A-TPC | Standard actuator | 0 | Scenario 2 |  | PPK¦SelectPro¦VDI3805¦Internet_EU | PPK SelectPro VDI3805 Internet_EU | PPK SelectPro VDI3805 Internet_EU | H411B/NV24A-TPC |  | 1600 kPa | 400 kPa
131248 | H412B+NV24A-TPC | H412B+NV24A-TPC | 26 | H412B | + | NV24A-TPC | Standard actuator | 0 | Scenario 2 |  | PPK¦SelectPro¦VDI3805¦Internet_EU | PPK SelectPro VDI3805 Internet_EU | PPK SelectPro VDI3805 Internet_EU | H412B+NV24A-TPC |  | 1600 kPa | 400 kPa
131249 | H412B/NV24A-TPC | H412B/NV24A-TPC | 26 | H412B | / | NV24A-TPC | Standard actuator | 0 | Scenario 2 |  | PPK¦SelectPro¦VDI3805¦Internet_EU | PPK SelectPro VDI3805 Internet_EU | PPK SelectPro VDI3805 Internet_EU | H412B/NV24A-TPC |  | 1600 kPa | 400 kPa
131260 | H413B+NV24A-TPC | H413B+NV24A-TPC | 26 | H413B | + | NV24A-TPC | Standard actuator | 0 | Scenario 2 |  | PPK¦SelectPro¦VDI3805¦Internet_EU | PPK SelectPro VDI3805 Internet_EU | PPK SelectPro VDI3805 Internet_EU | H413B+NV24A-TPC |  | 1600 kPa | 400 kPa
131261 | H413B/NV24A-TPC | H413B/NV24A-TPC | 26 | H413B | / | NV24A-TPC | Standard actuator | 0 | Scenario 2 |  | PPK¦SelectPro¦VDI3805¦Internet_EU | PPK SelectPro VDI3805 Internet_EU | PPK SelectPro VDI3805 Internet_EU | H413B/NV24A-TPC |  | 1600 kPa | 400 kPa
131272 | H414B+NV24A-TPC | H414B+NV24A-TPC | 26 | H414B | + | NV24A-TPC | Standard actuator | 0 | Scenario 2 |  | PPK¦SelectPro¦VDI3805¦Internet_EU | PPK SelectPro VDI3805 Internet_EU | PPK SelectPro VDI3805 Internet_EU | H414B+NV24A-TPC |  | 1600 kPa | 400 kPa
131273 | H414B/NV24A-TPC | H414B/NV24A-TPC | 26 | H414B | / | NV24A-TPC | Standard actuator | 0 | Scenario 2 |  | PPK¦SelectPro¦VDI3805¦Internet_EU | PPK SelectPro VDI3805 Internet_EU | PPK SelectPro VDI3805 Internet_EU | H414B/NV24A-TPC |  | 1600 kPa | 400 kPa
131284 | H415B+NV24A-TPC | H415B+NV24A-TPC | 26 | H415B | + | NV24A-TPC | Standard actuator | 0 | Scenario 2 |  | PPK¦SelectPro¦VDI3805¦Internet_EU | PPK SelectPro VDI3805 Internet_EU | PPK SelectPro VDI3805 Internet_EU | H415B+NV24A-TPC |  | 1600 kPa | 400 kPa
131285 | H415B/NV24A-TPC | H415B/NV24A-TPC | 26 | H415B | / | NV24A-TPC | Standard actuator | 0 | Scenario 2 |  | PPK¦SelectPro¦VDI3805¦Internet_EU | PPK SelectPro VDI3805 Internet_EU | PPK SelectPro VDI3805 Internet_EU | H415B/NV24A-TPC |  | 1600 kPa | 400 kPa
131296 | H420B+NV24A-TPC | H420B+NV24A-TPC | 26 | H420B | + | NV24A-TPC | Standard actuator | 0 | Scenario 2 |  | PPK¦SelectPro¦VDI3805¦Internet_EU | PPK SelectPro VDI3805 Internet_EU | PPK SelectPro VDI3805 Internet_EU | H420B+NV24A-TPC |  | 1600 kPa | 400 kPa
131297 | H420B/NV24A-TPC | H420B/NV24A-TPC | 26 | H420B | / | NV24A-TPC | Standard actuator | 0 | Scenario 2 |  | PPK¦SelectPro¦VDI3805¦Internet_EU | PPK SelectPro VDI3805 Internet_EU | PPK SelectPro VDI3805 Internet_EU | H420B/NV24A-TPC |  | 1600 kPa | 400 kPa
131308 | H425B+NV24A-TPC | H425B+NV24A-TPC | 26 | H425B | + | NV24A-TPC | Standard actuator | 0 | Scenario 2 |  | PPK¦SelectPro¦VDI3805¦Internet_EU | PPK SelectPro VDI3805 Internet_EU | PPK SelectPro VDI3805 Internet_EU | H425B+NV24A-TPC |  | 1300 kPa | 400 kPa
131309 | H425B/NV24A-TPC | H425B/NV24A-TPC | 26 | H425B | / | NV24A-TPC | Standard actuator | 0 | Scenario 2 |  | PPK¦SelectPro¦VDI3805¦Internet_EU | PPK SelectPro VDI3805 Internet_EU | PPK SelectPro VDI3805 Internet_EU | H425B/NV24A-TPC |  | 1300 kPa | 400 kPa
131320 | H432B+NV24A-TPC | H432B+NV24A-TPC | 26 | H432B | + | NV24A-TPC | Standard actuator | 1 | Scenario 2 |  | PPK¦SelectPro¦VDI3805¦Internet_EU | PPK SelectPro VDI3805 Internet_EU | PPK SelectPro VDI3805 Internet_EU | H432B+NV24A-TPC |  | 1000 kPa | 400 kPa
131321 | H432B/NV24A-TPC | H432B/NV24A-TPC | 26 | H432B | / | NV24A-TPC | Standard actuator | 1 | Scenario 2 |  | PPK¦SelectPro¦VDI3805¦Internet_EU | PPK SelectPro VDI3805 Internet_EU | PPK SelectPro VDI3805 Internet_EU | H432B/NV24A-TPC |  | 1000 kPa | 400 kPa
131332 | H440B+NV24A-TPC | H440B+NV24A-TPC | 26 | H440B | + | NV24A-TPC | Standard actuator | 1 | Scenario 2 |  | PPK¦SelectPro¦VDI3805¦Internet_EU | PPK SelectPro VDI3805 Internet_EU | PPK SelectPro VDI3805 Internet_EU | H440B+NV24A-TPC |  | 500 kPa | 400 kPa
131333 | H440B/NV24A-TPC | H440B/NV24A-TPC | 26 | H440B | / | NV24A-TPC | Standard actuator | 1 | Scenario 2 |  | PPK¦SelectPro¦VDI3805¦Internet_EU | PPK SelectPro VDI3805 Internet_EU | PPK SelectPro VDI3805 Internet_EU | H440B/NV24A-TPC |  | 500 kPa | 400 kPa
131344 | H450B+NV24A-TPC | H450B+NV24A-TPC | 26 | H450B | + | NV24A-TPC | Standard actuator | 0 | Scenario 2 |  | PPK¦SelectPro¦VDI3805¦Internet_EU | PPK SelectPro VDI3805 Internet_EU | PPK SelectPro VDI3805 Internet_EU | H450B+NV24A-TPC |  | 300 kPa | 300 kPa
131345 | H450B/NV24A-TPC | H450B/NV24A-TPC | 26 | H450B | / | NV24A-TPC | Standard actuator | 0 | Scenario 2 |  | PPK¦SelectPro¦VDI3805¦Internet_EU | PPK SelectPro VDI3805 Internet_EU | PPK SelectPro VDI3805 Internet_EU | H450B/NV24A-TPC |  | 300 kPa | 300 kPa
131356 | H511B+NV24A-TPC | H511B+NV24A-TPC | 26 | H511B | + | NV24A-TPC | Standard actuator | 0 | Scenario 2 |  | PPK¦SelectPro¦VDI3805¦Internet_EU | PPK SelectPro VDI3805 Internet_EU | PPK SelectPro VDI3805 Internet_EU | H511B+NV24A-TPC |  | 1600 kPa | 400 kPa
131357 | H511B/NV24A-TPC | H511B/NV24A-TPC | 26 | H511B | / | NV24A-TPC | Standard actuator | 0 | Scenario 2 |  | PPK¦SelectPro¦VDI3805¦Internet_EU | PPK SelectPro VDI3805 Internet_EU | PPK SelectPro VDI3805 Internet_EU | H511B/NV24A-TPC |  | 1600 kPa | 400 kPa
131368 | H512B+NV24A-TPC | H512B+NV24A-TPC | 26 | H512B | + | NV24A-TPC | Standard actuator | 0 | Scenario 2 |  | PPK¦SelectPro¦VDI3805¦Internet_EU | PPK SelectPro VDI3805 Internet_EU | PPK SelectPro VDI3805 Internet_EU | H512B+NV24A-TPC |  | 1600 kPa | 400 kPa
131369 | H512B/NV24A-TPC | H512B/NV24A-TPC | 26 | H512B | / | NV24A-TPC | Standard actuator | 0 | Scenario 2 |  | PPK¦SelectPro¦VDI3805¦Internet_EU | PPK SelectPro VDI3805 Internet_EU | PPK SelectPro VDI3805 Internet_EU | H512B/NV24A-TPC |  | 1600 kPa | 400 kPa
131380 | H513B+NV24A-TPC | H513B+NV24A-TPC | 26 | H513B | + | NV24A-TPC | Standard actuator | 0 | Scenario 2 |  | PPK¦SelectPro¦VDI3805¦Internet_EU | PPK SelectPro VDI3805 Internet_EU | PPK SelectPro VDI3805 Internet_EU | H513B+NV24A-TPC |  | 1600 kPa | 400 kPa
131381 | H513B/NV24A-TPC | H513B/NV24A-TPC | 26 | H513B | / | NV24A-TPC | Standard actuator | 0 | Scenario 2 |  | PPK¦SelectPro¦VDI3805¦Internet_EU | PPK SelectPro VDI3805 Internet_EU | PPK SelectPro VDI3805 Internet_EU | H513B/NV24A-TPC |  | 1600 kPa | 400 kPa
131392 | H514B+NV24A-TPC | H514B+NV24A-TPC | 26 | H514B | + | NV24A-TPC | Standard actuator | 0 | Scenario 2 |  | PPK¦SelectPro¦VDI3805¦Internet_EU | PPK SelectPro VDI3805 Internet_EU | PPK SelectPro VDI3805 Internet_EU | H514B+NV24A-TPC |  | 1600 kPa | 400 kPa
131393 | H514B/NV24A-TPC | H514B/NV24A-TPC | 26 | H514B | / | NV24A-TPC | Standard actuator | 0 | Scenario 2 |  | PPK¦SelectPro¦VDI3805¦Internet_EU | PPK SelectPro VDI3805 Internet_EU | PPK SelectPro VDI3805 Internet_EU | H514B/NV24A-TPC |  | 1600 kPa | 400 kPa
131404 | H515B+NV24A-TPC | H515B+NV24A-TPC | 26 | H515B | + | NV24A-TPC | Standard actuator | 0 | Scenario 2 |  | PPK¦SelectPro¦VDI3805¦Internet_EU | PPK SelectPro VDI3805 Internet_EU | PPK SelectPro VDI3805 Internet_EU | H515B+NV24A-TPC |  | 1600 kPa | 400 kPa
131405 | H515B/NV24A-TPC | H515B/NV24A-TPC | 26 | H515B | / | NV24A-TPC | Standard actuator | 0 | Scenario 2 |  | PPK¦SelectPro¦VDI3805¦Internet_EU | PPK SelectPro VDI3805 Internet_EU | PPK SelectPro VDI3805 Internet_EU | H515B/NV24A-TPC |  | 1600 kPa | 400 kPa
131416 | H520B+NV24A-TPC | H520B+NV24A-TPC | 26 | H520B | + | NV24A-TPC | Standard actuator | 0 | Scenario 2 |  | PPK¦SelectPro¦VDI3805¦Internet_EU | PPK SelectPro VDI3805 Internet_EU | PPK SelectPro VDI3805 Internet_EU | H520B+NV24A-TPC |  | 1600 kPa | 400 kPa
131417 | H520B/NV24A-TPC | H520B/NV24A-TPC | 26 | H520B | / | NV24A-TPC | Standard actuator | 0 | Scenario 2 |  | PPK¦SelectPro¦VDI3805¦Internet_EU | PPK SelectPro VDI3805 Internet_EU | PPK SelectPro VDI3805 Internet_EU | H520B/NV24A-TPC |  | 1600 kPa | 400 kPa
131428 | H525B+NV24A-TPC | H525B+NV24A-TPC | 26 | H525B | + | NV24A-TPC | Standard actuator | 0 | Scenario 2 |  | PPK¦SelectPro¦VDI3805¦Internet_EU | PPK SelectPro VDI3805 Internet_EU | PPK SelectPro VDI3805 Internet_EU | H525B+NV24A-TPC |  | 1300 kPa | 400 kPa
131429 | H525B/NV24A-TPC | H525B/NV24A-TPC | 26 | H525B | / | NV24A-TPC | Standard actuator | 0 | Scenario 2 |  | PPK¦SelectPro¦VDI3805¦Internet_EU | PPK SelectPro VDI3805 Internet_EU | PPK SelectPro VDI3805 Internet_EU | H525B/NV24A-TPC |  | 1300 kPa | 400 kPa
131440 | H532B+NV24A-TPC | H532B+NV24A-TPC | 26 | H532B | + | NV24A-TPC | Standard actuator | 1 | Scenario 2 |  | PPK¦SelectPro¦VDI3805¦Internet_EU | PPK SelectPro VDI3805 Internet_EU | PPK SelectPro VDI3805 Internet_EU | H532B+NV24A-TPC |  | 1000 kPa | 400 kPa
131441 | H532B/NV24A-TPC | H532B/NV24A-TPC | 26 | H532B | / | NV24A-TPC | Standard actuator | 1 | Scenario 2 |  | PPK¦SelectPro¦VDI3805¦Internet_EU | PPK SelectPro VDI3805 Internet_EU | PPK SelectPro VDI3805 Internet_EU | H532B/NV24A-TPC |  | 1000 kPa | 400 kPa
131452 | H540B+NV24A-TPC | H540B+NV24A-TPC | 26 | H540B | + | NV24A-TPC | Standard actuator | 1 | Scenario 2 |  | PPK¦SelectPro¦VDI3805¦Internet_EU | PPK SelectPro VDI3805 Internet_EU | PPK SelectPro VDI3805 Internet_EU | H540B+NV24A-TPC |  | 500 kPa | 400 kPa
131453 | H540B/NV24A-TPC | H540B/NV24A-TPC | 26 | H540B | / | NV24A-TPC | Standard actuator | 1 | Scenario 2 |  | PPK¦SelectPro¦VDI3805¦Internet_EU | PPK SelectPro VDI3805 Internet_EU | PPK SelectPro VDI3805 Internet_EU | H540B/NV24A-TPC |  | 500 kPa | 400 kPa
131464 | H550B+NV24A-TPC | H550B+NV24A-TPC | 26 | H550B | + | NV24A-TPC | Standard actuator | 0 | Scenario 2 |  | PPK¦SelectPro¦VDI3805¦Internet_EU | PPK SelectPro VDI3805 Internet_EU | PPK SelectPro VDI3805 Internet_EU | H550B+NV24A-TPC |  | 300 kPa | 300 kPa
131465 | H550B/NV24A-TPC | H550B/NV24A-TPC | 26 | H550B | / | NV24A-TPC | Standard actuator | 0 | Scenario 2 |  | PPK¦SelectPro¦VDI3805¦Internet_EU | PPK SelectPro VDI3805 Internet_EU | PPK SelectPro VDI3805 Internet_EU | H550B/NV24A-TPC |  | 300 kPa | 300 kPa
131476 | H6015X1-S2+NV24A-TPC | H6015X1-S2+NV24A-TPC | 26 | H6015X1-S2 | + | NV24A-TPC | Standard actuator | 1 | Scenario 2 |  | PPK¦SelectPro¦VDI3805¦Internet_EU | PPK SelectPro VDI3805 Internet_EU | PPK SelectPro VDI3805 Internet_EU | H6015X1-S2+NV24A-TPC |  | 2200 kPa | 1000 kPa
131477 | H6015X1-S2/NV24A-TPC | H6015X1-S2/NV24A-TPC | 26 | H6015X1-S2 | / | NV24A-TPC | Standard actuator | 1 | Scenario 2 |  | PPK¦SelectPro¦VDI3805¦Internet_EU | PPK SelectPro VDI3805 Internet_EU | PPK SelectPro VDI3805 Internet_EU | H6015X1-S2/NV24A-TPC |  | 2200 kPa | 1000 kPa
131488 | H6015X1P6-S2+NV24A-TPC | H6015X1P6-S2+NV24A-TPC | 26 | H6015X1P6-S2 | + | NV24A-TPC | Standard actuator | 1 | Scenario 2 |  | PPK¦SelectPro¦VDI3805¦Internet_EU | PPK SelectPro VDI3805 Internet_EU | PPK SelectPro VDI3805 Internet_EU | H6015X1P6-S2+NV24A-TPC |  | 2200 kPa | 1000 kPa
131489 | H6015X1P6-S2/NV24A-TPC | H6015X1P6-S2/NV24A-TPC | 26 | H6015X1P6-S2 | / | NV24A-TPC | Standard actuator | 1 | Scenario 2 |  | PPK¦SelectPro¦VDI3805¦Internet_EU | PPK SelectPro VDI3805 Internet_EU | PPK SelectPro VDI3805 Internet_EU | H6015X1P6-S2/NV24A-TPC |  | 2200 kPa | 1000 kPa
131500 | H6015X2P5-S2+NV24A-TPC | H6015X2P5-S2+NV24A-TPC | 26 | H6015X2P5-S2 | + | NV24A-TPC | Standard actuator | 1 | Scenario 2 |  | PPK¦SelectPro¦VDI3805¦Internet_EU | PPK SelectPro VDI3805 Internet_EU | PPK SelectPro VDI3805 Internet_EU | H6015X2P5-S2+NV24A-TPC |  | 2200 kPa | 1000 kPa
131501 | H6015X2P5-S2/NV24A-TPC | H6015X2P5-S2/NV24A-TPC | 26 | H6015X2P5-S2 | / | NV24A-TPC | Standard actuator | 1 | Scenario 2 |  | PPK¦SelectPro¦VDI3805¦Internet_EU | PPK SelectPro VDI3805 Internet_EU | PPK SelectPro VDI3805 Internet_EU | H6015X2P5-S2/NV24A-TPC |  | 2200 kPa | 1000 kPa
131512 | H6015X4-S2+NV24A-TPC | H6015X4-S2+NV24A-TPC | 26 | H6015X4-S2 | + | NV24A-TPC | Standard actuator | 1 | Scenario 2 |  | PPK¦SelectPro¦VDI3805¦Internet_EU | PPK SelectPro VDI3805 Internet_EU | PPK SelectPro VDI3805 Internet_EU | H6015X4-S2+NV24A-TPC |  | 2200 kPa | 1000 kPa
131513 | H6015X4-S2/NV24A-TPC | H6015X4-S2/NV24A-TPC | 26 | H6015X4-S2 | / | NV24A-TPC | Standard actuator | 1 | Scenario 2 |  | PPK¦SelectPro¦VDI3805¦Internet_EU | PPK SelectPro VDI3805 Internet_EU | PPK SelectPro VDI3805 Internet_EU | H6015X4-S2/NV24A-TPC |  | 2200 kPa | 1000 kPa
131560 | H6015X4-S2+NV230A-TPC | H6015X4-S2+NV230A-TPC | 26 | H6015X4-S2 | + | NV230A-TPC | Standard actuator | 1 | Scenario 2 |  | PPK¦SelectPro¦VDI3805¦Internet_EU | PPK SelectPro VDI3805 Internet_EU | PPK SelectPro VDI3805 Internet_EU | H6015X4-S2+NV230A-TPC |  | 2200 kPa | 1000 kPa
131561 | H6015X4-S2/NV230A-TPC | H6015X4-S2/NV230A-TPC | 26 | H6015X4-S2 | / | NV230A-TPC | Standard actuator | 1 | Scenario 2 |  | PPK¦SelectPro¦VDI3805¦Internet_EU | PPK SelectPro VDI3805 Internet_EU | PPK SelectPro VDI3805 Internet_EU | H6015X4-S2/NV230A-TPC |  | 2200 kPa | 1000 kPa
131572 | H6015XP4-S2+NV230A-TPC | H6015XP4-S2+NV230A-TPC | 26 | H6015XP4-S2 | + | NV230A-TPC | Standard actuator | 1 | Scenario 2 |  | PPK¦SelectPro¦VDI3805¦Internet_EU | PPK SelectPro VDI3805 Internet_EU | PPK SelectPro VDI3805 Internet_EU | H6015XP4-S2+NV230A-TPC |  | 2500 kPa | 1000 kPa
131573 | H6015XP4-S2/NV230A-TPC | H6015XP4-S2/NV230A-TPC | 26 | H6015XP4-S2 | / | NV230A-TPC | Standard actuator | 1 | Scenario 2 |  | PPK¦SelectPro¦VDI3805¦Internet_EU | PPK SelectPro VDI3805 Internet_EU | PPK SelectPro VDI3805 Internet_EU | H6015XP4-S2/NV230A-TPC |  | 2500 kPa | 1000 kPa
131584 | H6015XP63-S2+NV230A-TPC | H6015XP63-S2+NV230A-TPC | 26 | H6015XP63-S2 | + | NV230A-TPC | Standard actuator | 1 | Scenario 2 |  | PPK¦SelectPro¦VDI3805¦Internet_EU | PPK SelectPro VDI3805 Internet_EU | PPK SelectPro VDI3805 Internet_EU | H6015XP63-S2+NV230A-TPC |  | 2500 kPa | 1000 kPa
131585 | H6015XP63-S2/NV230A-TPC | H6015XP63-S2/NV230A-TPC | 26 | H6015XP63-S2 | / | NV230A-TPC | Standard actuator | 1 | Scenario 2 |  | PPK¦SelectPro¦VDI3805¦Internet_EU | PPK SelectPro VDI3805 Internet_EU | PPK SelectPro VDI3805 Internet_EU | H6015XP63-S2/NV230A-TPC |  | 2500 kPa | 1000 kPa
131596 | H6020X4-S2+NV230A-TPC | H6020X4-S2+NV230A-TPC | 26 | H6020X4-S2 | + | NV230A-TPC | Standard actuator | 1 | Scenario 2 |  | PPK¦SelectPro¦VDI3805¦Internet_EU | PPK SelectPro VDI3805 Internet_EU | PPK SelectPro VDI3805 Internet_EU | H6020X4-S2+NV230A-TPC |  | 2200 kPa | 1000 kPa
131597 | H6020X4-S2/NV230A-TPC | H6020X4-S2/NV230A-TPC | 26 | H6020X4-S2 | / | NV230A-TPC | Standard actuator | 1 | Scenario 2 |  | PPK¦SelectPro¦VDI3805¦Internet_EU | PPK SelectPro VDI3805 Internet_EU | PPK SelectPro VDI3805 Internet_EU | H6020X4-S2/NV230A-TPC |  | 2200 kPa | 1000 kPa
131608 | H6020X6P3-S2+NV230A-TPC | H6020X6P3-S2+NV230A-TPC | 26 | H6020X6P3-S2 | + | NV230A-TPC | Standard actuator | 1 | Scenario 2 |  | PPK¦SelectPro¦VDI3805¦Internet_EU | PPK SelectPro VDI3805 Internet_EU | PPK SelectPro VDI3805 Internet_EU | H6020X6P3-S2+NV230A-TPC |  | 1500 kPa | 1000 kPa
131609 | H6020X6P3-S2/NV230A-TPC | H6020X6P3-S2/NV230A-TPC | 26 | H6020X6P3-S2 | / | NV230A-TPC | Standard actuator | 1 | Scenario 2 |  | PPK¦SelectPro¦VDI3805¦Internet_EU | PPK SelectPro VDI3805 Internet_EU | PPK SelectPro VDI3805 Internet_EU | H6020X6P3-S2/NV230A-TPC |  | 1500 kPa | 1000 kPa
131620 | H6025X10-S2+NV230A-TPC | H6025X10-S2+NV230A-TPC | 26 | H6025X10-S2 | + | NV230A-TPC | Standard actuator | 1 | Scenario 2 |  | PPK¦SelectPro¦VDI3805¦Internet_EU | PPK SelectPro VDI3805 Internet_EU | PPK SelectPro VDI3805 Internet_EU | H6025X10-S2+NV230A-TPC |  | 1300 kPa | 1000 kPa
131621 | H6025X10-S2/NV230A-TPC | H6025X10-S2/NV230A-TPC | 26 | H6025X10-S2 | / | NV230A-TPC | Standard actuator | 1 | Scenario 2 |  | PPK¦SelectPro¦VDI3805¦Internet_EU | PPK SelectPro VDI3805 Internet_EU | PPK SelectPro VDI3805 Internet_EU | H6025X10-S2/NV230A-TPC |  | 1300 kPa | 1000 kPa
131632 | H6025X6P3-S2+NV230A-TPC | H6025X6P3-S2+NV230A-TPC | 26 | H6025X6P3-S2 | + | NV230A-TPC | Standard actuator | 1 | Scenario 2 |  | PPK¦SelectPro¦VDI3805¦Internet_EU | PPK SelectPro VDI3805 Internet_EU | PPK SelectPro VDI3805 Internet_EU | H6025X6P3-S2+NV230A-TPC |  | 1300 kPa | 1000 kPa
131633 | H6025X6P3-S2/NV230A-TPC | H6025X6P3-S2/NV230A-TPC | 26 | H6025X6P3-S2 | / | NV230A-TPC | Standard actuator | 1 | Scenario 2 |  | PPK¦SelectPro¦VDI3805¦Internet_EU | PPK SelectPro VDI3805 Internet_EU | PPK SelectPro VDI3805 Internet_EU | H6025X6P3-S2/NV230A-TPC |  | 1300 kPa | 1000 kPa
131644 | H6032X10-S2+NV230A-TPC | H6032X10-S2+NV230A-TPC | 26 | H6032X10-S2 | + | NV230A-TPC | Standard actuator | 0 | Scenario 2 |  | PPK¦SelectPro¦VDI3805¦Internet_EU | PPK SelectPro VDI3805 Internet_EU | PPK SelectPro VDI3805 Internet_EU | H6032X10-S2+NV230A-TPC |  | 900 kPa | 900 kPa
131645 | H6032X10-S2/NV230A-TPC | H6032X10-S2/NV230A-TPC | 26 | H6032X10-S2 | / | NV230A-TPC | Standard actuator | 0 | Scenario 2 |  | PPK¦SelectPro¦VDI3805¦Internet_EU | PPK SelectPro VDI3805 Internet_EU | PPK SelectPro VDI3805 Internet_EU | H6032X10-S2/NV230A-TPC |  | 900 kPa | 900 kPa
131656 | H6032X16-S2+NV230A-TPC | H6032X16-S2+NV230A-TPC | 26 | H6032X16-S2 | + | NV230A-TPC | Standard actuator | 0 | Scenario 2 |  | PPK¦SelectPro¦VDI3805¦Internet_EU | PPK SelectPro VDI3805 Internet_EU | PPK SelectPro VDI3805 Internet_EU | H6032X16-S2+NV230A-TPC |  | 900 kPa | 900 kPa
131657 | H6032X16-S2/NV230A-TPC | H6032X16-S2/NV230A-TPC | 26 | H6032X16-S2 | / | NV230A-TPC | Standard actuator | 0 | Scenario 2 |  | PPK¦SelectPro¦VDI3805¦Internet_EU | PPK SelectPro VDI3805 Internet_EU | PPK SelectPro VDI3805 Internet_EU | H6032X16-S2/NV230A-TPC |  | 900 kPa | 900 kPa
131668 | H6040X16-S2+NV230A-TPC | H6040X16-S2+NV230A-TPC | 26 | H6040X16-S2 | + | NV230A-TPC | Standard actuator | 0 | Scenario 2 |  | PPK¦SelectPro¦VDI3805¦Internet_EU | PPK SelectPro VDI3805 Internet_EU | PPK SelectPro VDI3805 Internet_EU | H6040X16-S2+NV230A-TPC |  | 500 kPa | 500 kPa
131669 | H6040X16-S2/NV230A-TPC | H6040X16-S2/NV230A-TPC | 26 | H6040X16-S2 | / | NV230A-TPC | Standard actuator | 0 | Scenario 2 |  | PPK¦SelectPro¦VDI3805¦Internet_EU | PPK SelectPro VDI3805 Internet_EU | PPK SelectPro VDI3805 Internet_EU | H6040X16-S2/NV230A-TPC |  | 500 kPa | 500 kPa
131680 | H6040X25-S2+NV230A-TPC | H6040X25-S2+NV230A-TPC | 26 | H6040X25-S2 | + | NV230A-TPC | Standard actuator | 0 | Scenario 2 |  | PPK¦SelectPro¦VDI3805¦Internet_EU | PPK SelectPro VDI3805 Internet_EU | PPK SelectPro VDI3805 Internet_EU | H6040X25-S2+NV230A-TPC |  | 500 kPa | 500 kPa
131681 | H6040X25-S2/NV230A-TPC | H6040X25-S2/NV230A-TPC | 26 | H6040X25-S2 | / | NV230A-TPC | Standard actuator | 0 | Scenario 2 |  | PPK¦SelectPro¦VDI3805¦Internet_EU | PPK SelectPro VDI3805 Internet_EU | PPK SelectPro VDI3805 Internet_EU | H6040X25-S2/NV230A-TPC |  | 500 kPa | 500 kPa
131692 | H6050X25-S2+NV230A-TPC | H6050X25-S2+NV230A-TPC | 26 | H6050X25-S2 | + | NV230A-TPC | Standard actuator | 0 | Scenario 2 |  | PPK¦SelectPro¦VDI3805¦Internet_EU | PPK SelectPro VDI3805 Internet_EU | PPK SelectPro VDI3805 Internet_EU | H6050X25-S2+NV230A-TPC |  | 300 kPa | 300 kPa
131693 | H6050X25-S2/NV230A-TPC | H6050X25-S2/NV230A-TPC | 26 | H6050X25-S2 | / | NV230A-TPC | Standard actuator | 0 | Scenario 2 |  | PPK¦SelectPro¦VDI3805¦Internet_EU | PPK SelectPro VDI3805 Internet_EU | PPK SelectPro VDI3805 Internet_EU | H6050X25-S2/NV230A-TPC |  | 300 kPa | 300 kPa
131704 | H6050X40-S2+NV230A-TPC | H6050X40-S2+NV230A-TPC | 26 | H6050X40-S2 | + | NV230A-TPC | Standard actuator | 0 | Scenario 2 |  | PPK¦SelectPro¦VDI3805¦Internet_EU | PPK SelectPro VDI3805 Internet_EU | PPK SelectPro VDI3805 Internet_EU | H6050X40-S2+NV230A-TPC |  | 300 kPa | 300 kPa
131705 | H6050X40-S2/NV230A-TPC | H6050X40-S2/NV230A-TPC | 26 | H6050X40-S2 | / | NV230A-TPC | Standard actuator | 0 | Scenario 2 |  | PPK¦SelectPro¦VDI3805¦Internet_EU | PPK SelectPro VDI3805 Internet_EU | PPK SelectPro VDI3805 Internet_EU | H6050X40-S2/NV230A-TPC |  | 300 kPa | 300 kPa
131716 | H6065X58-SP2+NV230A-TPC | H6065X58-SP2+NV230A-TPC | 26 | H6065X58-SP2 | + | NV230A-TPC | Standard actuator | 1 | Scenario 2 |  | PPK¦SelectPro¦VDI3805¦Internet_EU | PPK SelectPro VDI3805 Internet_EU | PPK SelectPro VDI3805 Internet_EU | H6065X58-SP2+NV230A-TPC |  | 2100 kPa | 1000 kPa
131717 | H6065X58-SP2/NV230A-TPC | H6065X58-SP2/NV230A-TPC | 26 | H6065X58-SP2 | / | NV230A-TPC | Standard actuator | 1 | Scenario 2 |  | PPK¦SelectPro¦VDI3805¦Internet_EU | PPK SelectPro VDI3805 Internet_EU | PPK SelectPro VDI3805 Internet_EU | H6065X58-SP2/NV230A-TPC |  | 2100 kPa | 1000 kPa
131728 | H6080X90-SP2+NV230A-TPC | H6080X90-SP2+NV230A-TPC | 26 | H6080X90-SP2 | + | NV230A-TPC | Standard actuator | 1 | Scenario 2 |  | PPK¦SelectPro¦VDI3805¦Internet_EU | PPK SelectPro VDI3805 Internet_EU | PPK SelectPro VDI3805 Internet_EU | H6080X90-SP2+NV230A-TPC |  | 1600 kPa | 1000 kPa
131729 | H6080X90-SP2/NV230A-TPC | H6080X90-SP2/NV230A-TPC | 26 | H6080X90-SP2 | / | NV230A-TPC | Standard actuator | 1 | Scenario 2 |  | PPK¦SelectPro¦VDI3805¦Internet_EU | PPK SelectPro VDI3805 Internet_EU | PPK SelectPro VDI3805 Internet_EU | H6080X90-SP2/NV230A-TPC |  | 1600 kPa | 1000 kPa
131740 | H6100X125-SP2+NV230A-TPC | H6100X125-SP2+NV230A-TPC | 26 | H6100X125-SP2 | + | NV230A-TPC | Standard actuator | 1 | Scenario 2 |  | PPK¦SelectPro¦VDI3805¦Internet_EU | PPK SelectPro VDI3805 Internet_EU | PPK SelectPro VDI3805 Internet_EU | H6100X125-SP2+NV230A-TPC |  | 1000 kPa | 1000 kPa
131741 | H6100X125-SP2/NV230A-TPC | H6100X125-SP2/NV230A-TPC | 26 | H6100X125-SP2 | / | NV230A-TPC | Standard actuator | 1 | Scenario 2 |  | PPK¦SelectPro¦VDI3805¦Internet_EU | PPK SelectPro VDI3805 Internet_EU | PPK SelectPro VDI3805 Internet_EU | H6100X125-SP2/NV230A-TPC |  | 1000 kPa | 1000 kPa
131752 | H610S+NV230A-TPC | H610S+NV230A-TPC | 26 | H610S | + | NV230A-TPC | Standard actuator | 1 | Scenario 2 |  | PPK¦SelectPro¦VDI3805¦Internet_EU | PPK SelectPro VDI3805 Internet_EU | PPK SelectPro VDI3805 Internet_EU | H610S+NV230A-TPC |  | 1600 kPa | 1000 kPa
131753 | H610S/NV230A-TPC | H610S/NV230A-TPC | 26 | H610S | / | NV230A-TPC | Standard actuator | 1 | Scenario 2 |  | PPK¦SelectPro¦VDI3805¦Internet_EU | PPK SelectPro VDI3805 Internet_EU | PPK SelectPro VDI3805 Internet_EU | H610S/NV230A-TPC |  | 1600 kPa | 1000 kPa
131764 | H611N+NV230A-TPC | H611N+NV230A-TPC | 26 | H611N | + | NV230A-TPC | Standard actuator | 0 | Scenario 2 |  | PPK¦SelectPro¦VDI3805¦Internet_EU | PPK SelectPro VDI3805 Internet_EU | PPK SelectPro VDI3805 Internet_EU | H611N+NV230A-TPC |  | 1600 kPa | 400 kPa
131765 | H611N/NV230A-TPC | H611N/NV230A-TPC | 26 | H611N | / | NV230A-TPC | Standard actuator | 0 | Scenario 2 |  | PPK¦SelectPro¦VDI3805¦Internet_EU | PPK SelectPro VDI3805 Internet_EU | PPK SelectPro VDI3805 Internet_EU | H611N/NV230A-TPC |  | 1600 kPa | 400 kPa
131776 | H611R+NV230A-TPC | H611R+NV230A-TPC | 26 | H611R | + | NV230A-TPC | Standard actuator | 0 | Scenario 2 |  | PPK¦SelectPro¦VDI3805¦Internet_EU | PPK SelectPro VDI3805 Internet_EU | PPK SelectPro VDI3805 Internet_EU | H611R+NV230A-TPC |  | 600 kPa | 400 kPa
131777 | H611R/NV230A-TPC | H611R/NV230A-TPC | 26 | H611R | / | NV230A-TPC | Standard actuator | 0 | Scenario 2 |  | PPK¦SelectPro¦VDI3805¦Internet_EU | PPK SelectPro VDI3805 Internet_EU | PPK SelectPro VDI3805 Internet_EU | H611R/NV230A-TPC |  | 600 kPa | 400 kPa
131788 | H611S+NV230A-TPC | H611S+NV230A-TPC | 26 | H611S | + | NV230A-TPC | Standard actuator | 1 | Scenario 2 |  | PPK¦SelectPro¦VDI3805¦Internet_EU | PPK SelectPro VDI3805 Internet_EU | PPK SelectPro VDI3805 Internet_EU | H611S+NV230A-TPC |  | 1600 kPa | 1000 kPa
131789 | H611S/NV230A-TPC | H611S/NV230A-TPC | 26 | H611S | / | NV230A-TPC | Standard actuator | 1 | Scenario 2 |  | PPK¦SelectPro¦VDI3805¦Internet_EU | PPK SelectPro VDI3805 Internet_EU | PPK SelectPro VDI3805 Internet_EU | H611S/NV230A-TPC |  | 1600 kPa | 1000 kPa
131812 | H6015XP4-S2+NV24A-TPC | H6015XP4-S2+NV24A-TPC | 26 | H6015XP4-S2 | + | NV24A-TPC | Standard actuator | 1 | Scenario 2 |  | PPK¦SelectPro¦VDI3805¦Internet_EU | PPK SelectPro VDI3805 Internet_EU | PPK SelectPro VDI3805 Internet_EU | H6015XP4-S2+NV24A-TPC |  | 2500 kPa | 1000 kPa
131813 | H6015XP4-S2/NV24A-TPC | H6015XP4-S2/NV24A-TPC | 26 | H6015XP4-S2 | / | NV24A-TPC | Standard actuator | 1 | Scenario 2 |  | PPK¦SelectPro¦VDI3805¦Internet_EU | PPK SelectPro VDI3805 Internet_EU | PPK SelectPro VDI3805 Internet_EU | H6015XP4-S2/NV24A-TPC |  | 2500 kPa | 1000 kPa
131824 | H6015XP63-S2+NV24A-TPC | H6015XP63-S2+NV24A-TPC | 26 | H6015XP63-S2 | + | NV24A-TPC | Standard actuator | 1 | Scenario 2 |  | PPK¦SelectPro¦VDI3805¦Internet_EU | PPK SelectPro VDI3805 Internet_EU | PPK SelectPro VDI3805 Internet_EU | H6015XP63-S2+NV24A-TPC |  | 2500 kPa | 1000 kPa
131825 | H6015XP63-S2/NV24A-TPC | H6015XP63-S2/NV24A-TPC | 26 | H6015XP63-S2 | / | NV24A-TPC | Standard actuator | 1 | Scenario 2 |  | PPK¦SelectPro¦VDI3805¦Internet_EU | PPK SelectPro VDI3805 Internet_EU | PPK SelectPro VDI3805 Internet_EU | H6015XP63-S2/NV24A-TPC |  | 2500 kPa | 1000 kPa
131836 | H6020X4-S2+NV24A-TPC | H6020X4-S2+NV24A-TPC | 26 | H6020X4-S2 | + | NV24A-TPC | Standard actuator | 1 | Scenario 2 |  | PPK¦SelectPro¦VDI3805¦Internet_EU | PPK SelectPro VDI3805 Internet_EU | PPK SelectPro VDI3805 Internet_EU | H6020X4-S2+NV24A-TPC |  | 2200 kPa | 1000 kPa
131837 | H6020X4-S2/NV24A-TPC | H6020X4-S2/NV24A-TPC | 26 | H6020X4-S2 | / | NV24A-TPC | Standard actuator | 1 | Scenario 2 |  | PPK¦SelectPro¦VDI3805¦Internet_EU | PPK SelectPro VDI3805 Internet_EU | PPK SelectPro VDI3805 Internet_EU | H6020X4-S2/NV24A-TPC |  | 2200 kPa | 1000 kPa
131848 | H6020X6P3-S2+NV24A-TPC | H6020X6P3-S2+NV24A-TPC | 26 | H6020X6P3-S2 | + | NV24A-TPC | Standard actuator | 1 | Scenario 2 |  | PPK¦SelectPro¦VDI3805¦Internet_EU | PPK SelectPro VDI3805 Internet_EU | PPK SelectPro VDI3805 Internet_EU | H6020X6P3-S2+NV24A-TPC |  | 1500 kPa | 1000 kPa
131849 | H6020X6P3-S2/NV24A-TPC | H6020X6P3-S2/NV24A-TPC | 26 | H6020X6P3-S2 | / | NV24A-TPC | Standard actuator | 1 | Scenario 2 |  | PPK¦SelectPro¦VDI3805¦Internet_EU | PPK SelectPro VDI3805 Internet_EU | PPK SelectPro VDI3805 Internet_EU | H6020X6P3-S2/NV24A-TPC |  | 1500 kPa | 1000 kPa
131860 | H6025X10-S2+NV24A-TPC | H6025X10-S2+NV24A-TPC | 26 | H6025X10-S2 | + | NV24A-TPC | Standard actuator | 1 | Scenario 2 |  | PPK¦SelectPro¦VDI3805¦Internet_EU | PPK SelectPro VDI3805 Internet_EU | PPK SelectPro VDI3805 Internet_EU | H6025X10-S2+NV24A-TPC |  | 1300 kPa | 1000 kPa
131861 | H6025X10-S2/NV24A-TPC | H6025X10-S2/NV24A-TPC | 26 | H6025X10-S2 | / | NV24A-TPC | Standard actuator | 1 | Scenario 2 |  | PPK¦SelectPro¦VDI3805¦Internet_EU | PPK SelectPro VDI3805 Internet_EU | PPK SelectPro VDI3805 Internet_EU | H6025X10-S2/NV24A-TPC |  | 1300 kPa | 1000 kPa
131872 | H6025X6P3-S2+NV24A-TPC | H6025X6P3-S2+NV24A-TPC | 26 | H6025X6P3-S2 | + | NV24A-TPC | Standard actuator | 1 | Scenario 2 |  | PPK¦SelectPro¦VDI3805¦Internet_EU | PPK SelectPro VDI3805 Internet_EU | PPK SelectPro VDI3805 Internet_EU | H6025X6P3-S2+NV24A-TPC |  | 1300 kPa | 1000 kPa
131873 | H6025X6P3-S2/NV24A-TPC | H6025X6P3-S2/NV24A-TPC | 26 | H6025X6P3-S2 | / | NV24A-TPC | Standard actuator | 1 | Scenario 2 |  | PPK¦SelectPro¦VDI3805¦Internet_EU | PPK SelectPro VDI3805 Internet_EU | PPK SelectPro VDI3805 Internet_EU | H6025X6P3-S2/NV24A-TPC |  | 1300 kPa | 1000 kPa
131884 | H6032X10-S2+NV24A-TPC | H6032X10-S2+NV24A-TPC | 26 | H6032X10-S2 | + | NV24A-TPC | Standard actuator | 0 | Scenario 2 |  | PPK¦SelectPro¦VDI3805¦Internet_EU | PPK SelectPro VDI3805 Internet_EU | PPK SelectPro VDI3805 Internet_EU | H6032X10-S2+NV24A-TPC |  | 900 kPa | 900 kPa
131885 | H6032X10-S2/NV24A-TPC | H6032X10-S2/NV24A-TPC | 26 | H6032X10-S2 | / | NV24A-TPC | Standard actuator | 0 | Scenario 2 |  | PPK¦SelectPro¦VDI3805¦Internet_EU | PPK SelectPro VDI3805 Internet_EU | PPK SelectPro VDI3805 Internet_EU | H6032X10-S2/NV24A-TPC |  | 900 kPa | 900 kPa
131896 | H6032X16-S2+NV24A-TPC | H6032X16-S2+NV24A-TPC | 26 | H6032X16-S2 | + | NV24A-TPC | Standard actuator | 0 | Scenario 2 |  | PPK¦SelectPro¦VDI3805¦Internet_EU | PPK SelectPro VDI3805 Internet_EU | PPK SelectPro VDI3805 Internet_EU | H6032X16-S2+NV24A-TPC |  | 900 kPa | 900 kPa
131897 | H6032X16-S2/NV24A-TPC | H6032X16-S2/NV24A-TPC | 26 | H6032X16-S2 | / | NV24A-TPC | Standard actuator | 0 | Scenario 2 |  | PPK¦SelectPro¦VDI3805¦Internet_EU | PPK SelectPro VDI3805 Internet_EU | PPK SelectPro VDI3805 Internet_EU | H6032X16-S2/NV24A-TPC |  | 900 kPa | 900 kPa
131908 | H6040X16-S2+NV24A-TPC | H6040X16-S2+NV24A-TPC | 26 | H6040X16-S2 | + | NV24A-TPC | Standard actuator | 0 | Scenario 2 |  | PPK¦SelectPro¦VDI3805¦Internet_EU | PPK SelectPro VDI3805 Internet_EU | PPK SelectPro VDI3805 Internet_EU | H6040X16-S2+NV24A-TPC |  | 500 kPa | 500 kPa
131909 | H6040X16-S2/NV24A-TPC | H6040X16-S2/NV24A-TPC | 26 | H6040X16-S2 | / | NV24A-TPC | Standard actuator | 0 | Scenario 2 |  | PPK¦SelectPro¦VDI3805¦Internet_EU | PPK SelectPro VDI3805 Internet_EU | PPK SelectPro VDI3805 Internet_EU | H6040X16-S2/NV24A-TPC |  | 500 kPa | 500 kPa
131920 | H6040X25-S2+NV24A-TPC | H6040X25-S2+NV24A-TPC | 26 | H6040X25-S2 | + | NV24A-TPC | Standard actuator | 0 | Scenario 2 |  | PPK¦SelectPro¦VDI3805¦Internet_EU | PPK SelectPro VDI3805 Internet_EU | PPK SelectPro VDI3805 Internet_EU | H6040X25-S2+NV24A-TPC |  | 500 kPa | 500 kPa
131921 | H6040X25-S2/NV24A-TPC | H6040X25-S2/NV24A-TPC | 26 | H6040X25-S2 | / | NV24A-TPC | Standard actuator | 0 | Scenario 2 |  | PPK¦SelectPro¦VDI3805¦Internet_EU | PPK SelectPro VDI3805 Internet_EU | PPK SelectPro VDI3805 Internet_EU | H6040X25-S2/NV24A-TPC |  | 500 kPa | 500 kPa
131932 | H6050X25-S2+NV24A-TPC | H6050X25-S2+NV24A-TPC | 26 | H6050X25-S2 | + | NV24A-TPC | Standard actuator | 0 | Scenario 2 |  | PPK¦SelectPro¦VDI3805¦Internet_EU | PPK SelectPro VDI3805 Internet_EU | PPK SelectPro VDI3805 Internet_EU | H6050X25-S2+NV24A-TPC |  | 300 kPa | 300 kPa
131933 | H6050X25-S2/NV24A-TPC | H6050X25-S2/NV24A-TPC | 26 | H6050X25-S2 | / | NV24A-TPC | Standard actuator | 0 | Scenario 2 |  | PPK¦SelectPro¦VDI3805¦Internet_EU | PPK SelectPro VDI3805 Internet_EU | PPK SelectPro VDI3805 Internet_EU | H6050X25-S2/NV24A-TPC |  | 300 kPa | 300 kPa
131944 | H6050X40-S2+NV24A-TPC | H6050X40-S2+NV24A-TPC | 26 | H6050X40-S2 | + | NV24A-TPC | Standard actuator | 0 | Scenario 2 |  | PPK¦SelectPro¦VDI3805¦Internet_EU | PPK SelectPro VDI3805 Internet_EU | PPK SelectPro VDI3805 Internet_EU | H6050X40-S2+NV24A-TPC |  | 300 kPa | 300 kPa
131945 | H6050X40-S2/NV24A-TPC | H6050X40-S2/NV24A-TPC | 26 | H6050X40-S2 | / | NV24A-TPC | Standard actuator | 0 | Scenario 2 |  | PPK¦SelectPro¦VDI3805¦Internet_EU | PPK SelectPro VDI3805 Internet_EU | PPK SelectPro VDI3805 Internet_EU | H6050X40-S2/NV24A-TPC |  | 300 kPa | 300 kPa
131956 | H6065X58-SP2+NV24A-TPC | H6065X58-SP2+NV24A-TPC | 26 | H6065X58-SP2 | + | NV24A-TPC | Standard actuator | 1 | Scenario 2 |  | PPK¦SelectPro¦VDI3805¦Internet_EU | PPK SelectPro VDI3805 Internet_EU | PPK SelectPro VDI3805 Internet_EU | H6065X58-SP2+NV24A-TPC |  | 2100 kPa | 1000 kPa
131957 | H6065X58-SP2/NV24A-TPC | H6065X58-SP2/NV24A-TPC | 26 | H6065X58-SP2 | / | NV24A-TPC | Standard actuator | 1 | Scenario 2 |  | PPK¦SelectPro¦VDI3805¦Internet_EU | PPK SelectPro VDI3805 Internet_EU | PPK SelectPro VDI3805 Internet_EU | H6065X58-SP2/NV24A-TPC |  | 2100 kPa | 1000 kPa
131968 | H6080X90-SP2+NV24A-TPC | H6080X90-SP2+NV24A-TPC | 26 | H6080X90-SP2 | + | NV24A-TPC | Standard actuator | 1 | Scenario 2 |  | PPK¦SelectPro¦VDI3805¦Internet_EU | PPK SelectPro VDI3805 Internet_EU | PPK SelectPro VDI3805 Internet_EU | H6080X90-SP2+NV24A-TPC |  | 1600 kPa | 1000 kPa
131969 | H6080X90-SP2/NV24A-TPC | H6080X90-SP2/NV24A-TPC | 26 | H6080X90-SP2 | / | NV24A-TPC | Standard actuator | 1 | Scenario 2 |  | PPK¦SelectPro¦VDI3805¦Internet_EU | PPK SelectPro VDI3805 Internet_EU | PPK SelectPro VDI3805 Internet_EU | H6080X90-SP2/NV24A-TPC |  | 1600 kPa | 1000 kPa
131980 | H6100X125-SP2+NV24A-TPC | H6100X125-SP2+NV24A-TPC | 26 | H6100X125-SP2 | + | NV24A-TPC | Standard actuator | 1 | Scenario 2 |  | PPK¦SelectPro¦VDI3805¦Internet_EU | PPK SelectPro VDI3805 Internet_EU | PPK SelectPro VDI3805 Internet_EU | H6100X125-SP2+NV24A-TPC |  | 1000 kPa | 1000 kPa
131981 | H6100X125-SP2/NV24A-TPC | H6100X125-SP2/NV24A-TPC | 26 | H6100X125-SP2 | / | NV24A-TPC | Standard actuator | 1 | Scenario 2 |  | PPK¦SelectPro¦VDI3805¦Internet_EU | PPK SelectPro VDI3805 Internet_EU | PPK SelectPro VDI3805 Internet_EU | H6100X125-SP2/NV24A-TPC |  | 1000 kPa | 1000 kPa
132030 | H612N+NV230A-TPC | H612N+NV230A-TPC | 26 | H612N | + | NV230A-TPC | Standard actuator | 0 | Scenario 2 |  | PPK¦SelectPro¦VDI3805¦Internet_EU | PPK SelectPro VDI3805 Internet_EU | PPK SelectPro VDI3805 Internet_EU | H612N+NV230A-TPC |  | 1600 kPa | 400 kPa
132031 | H612N/NV230A-TPC | H612N/NV230A-TPC | 26 | H612N | / | NV230A-TPC | Standard actuator | 0 | Scenario 2 |  | PPK¦SelectPro¦VDI3805¦Internet_EU | PPK SelectPro VDI3805 Internet_EU | PPK SelectPro VDI3805 Internet_EU | H612N/NV230A-TPC |  | 1600 kPa | 400 kPa
132048 | H612R+NV230A-TPC | H612R+NV230A-TPC | 26 | H612R | + | NV230A-TPC | Standard actuator | 0 | Scenario 2 |  | PPK¦SelectPro¦VDI3805¦Internet_EU | PPK SelectPro VDI3805 Internet_EU | PPK SelectPro VDI3805 Internet_EU | H612R+NV230A-TPC |  | 600 kPa | 400 kPa
132049 | H612R/NV230A-TPC | H612R/NV230A-TPC | 26 | H612R | / | NV230A-TPC | Standard actuator | 0 | Scenario 2 |  | PPK¦SelectPro¦VDI3805¦Internet_EU | PPK SelectPro VDI3805 Internet_EU | PPK SelectPro VDI3805 Internet_EU | H612R/NV230A-TPC |  | 600 kPa | 400 kPa
132052 | H615R+NV230A-TPC | H615R+NV230A-TPC | 26 | H615R | + | NV230A-TPC | Standard actuator | 0 | Scenario 2 |  | PPK¦SelectPro¦VDI3805¦Internet_EU | PPK SelectPro VDI3805 Internet_EU | PPK SelectPro VDI3805 Internet_EU | H615R+NV230A-TPC |  | 600 kPa | 400 kPa
132053 | H615R/NV230A-TPC | H615R/NV230A-TPC | 26 | H615R | / | NV230A-TPC | Standard actuator | 0 | Scenario 2 |  | PPK¦SelectPro¦VDI3805¦Internet_EU | PPK SelectPro VDI3805 Internet_EU | PPK SelectPro VDI3805 Internet_EU | H615R/NV230A-TPC |  | 600 kPa | 400 kPa
132066 | H612S+NV230A-TPC | H612S+NV230A-TPC | 26 | H612S | + | NV230A-TPC | Standard actuator | 1 | Scenario 2 |  | PPK¦SelectPro¦VDI3805¦Internet_EU | PPK SelectPro VDI3805 Internet_EU | PPK SelectPro VDI3805 Internet_EU | H612S+NV230A-TPC |  | 1600 kPa | 1000 kPa
132067 | H612S/NV230A-TPC | H612S/NV230A-TPC | 26 | H612S | / | NV230A-TPC | Standard actuator | 1 | Scenario 2 |  | PPK¦SelectPro¦VDI3805¦Internet_EU | PPK SelectPro VDI3805 Internet_EU | PPK SelectPro VDI3805 Internet_EU | H612S/NV230A-TPC |  | 1600 kPa | 1000 kPa
132084 | H613N+NV230A-TPC | H613N+NV230A-TPC | 26 | H613N | + | NV230A-TPC | Standard actuator | 0 | Scenario 2 |  | PPK¦SelectPro¦VDI3805¦Internet_EU | PPK SelectPro VDI3805 Internet_EU | PPK SelectPro VDI3805 Internet_EU | H613N+NV230A-TPC |  | 1600 kPa | 400 kPa
132085 | H613N/NV230A-TPC | H613N/NV230A-TPC | 26 | H613N | / | NV230A-TPC | Standard actuator | 0 | Scenario 2 |  | PPK¦SelectPro¦VDI3805¦Internet_EU | PPK SelectPro VDI3805 Internet_EU | PPK SelectPro VDI3805 Internet_EU | H613N/NV230A-TPC |  | 1600 kPa | 400 kPa
132088 | H615S+NV230A-TPC | H615S+NV230A-TPC | 26 | H615S | + | NV230A-TPC | Standard actuator | 1 | Scenario 2 |  | PPK¦SelectPro¦VDI3805¦Internet_EU | PPK SelectPro VDI3805 Internet_EU | PPK SelectPro VDI3805 Internet_EU | H615S+NV230A-TPC |  | 1600 kPa | 1000 kPa
132089 | H615S/NV230A-TPC | H615S/NV230A-TPC | 26 | H615S | / | NV230A-TPC | Standard actuator | 1 | Scenario 2 |  | PPK¦SelectPro¦VDI3805¦Internet_EU | PPK SelectPro VDI3805 Internet_EU | PPK SelectPro VDI3805 Internet_EU | H615S/NV230A-TPC |  | 1600 kPa | 1000 kPa
132102 | H613R+NV230A-TPC | H613R+NV230A-TPC | 26 | H613R | + | NV230A-TPC | Standard actuator | 0 | Scenario 2 |  | PPK¦SelectPro¦VDI3805¦Internet_EU | PPK SelectPro VDI3805 Internet_EU | PPK SelectPro VDI3805 Internet_EU | H613R+NV230A-TPC |  | 600 kPa | 400 kPa
132103 | H613R/NV230A-TPC | H613R/NV230A-TPC | 26 | H613R | / | NV230A-TPC | Standard actuator | 0 | Scenario 2 |  | PPK¦SelectPro¦VDI3805¦Internet_EU | PPK SelectPro VDI3805 Internet_EU | PPK SelectPro VDI3805 Internet_EU | H613R/NV230A-TPC |  | 600 kPa | 400 kPa
132120 | H613S+NV230A-TPC | H613S+NV230A-TPC | 26 | H613S | + | NV230A-TPC | Standard actuator | 1 | Scenario 2 |  | PPK¦SelectPro¦VDI3805¦Internet_EU | PPK SelectPro VDI3805 Internet_EU | PPK SelectPro VDI3805 Internet_EU | H613S+NV230A-TPC |  | 1600 kPa | 1000 kPa
132121 | H613S/NV230A-TPC | H613S/NV230A-TPC | 26 | H613S | / | NV230A-TPC | Standard actuator | 1 | Scenario 2 |  | PPK¦SelectPro¦VDI3805¦Internet_EU | PPK SelectPro VDI3805 Internet_EU | PPK SelectPro VDI3805 Internet_EU | H613S/NV230A-TPC |  | 1600 kPa | 1000 kPa
132124 | H619S+NV230A-TPC | H619S+NV230A-TPC | 26 | H619S | + | NV230A-TPC | Standard actuator | 1 | Scenario 2 |  | PPK¦SelectPro¦VDI3805¦Internet_EU | PPK SelectPro VDI3805 Internet_EU | PPK SelectPro VDI3805 Internet_EU | H619S+NV230A-TPC |  | 1600 kPa | 1000 kPa
132125 | H619S/NV230A-TPC | H619S/NV230A-TPC | 26 | H619S | / | NV230A-TPC | Standard actuator | 1 | Scenario 2 |  | PPK¦SelectPro¦VDI3805¦Internet_EU | PPK SelectPro VDI3805 Internet_EU | PPK SelectPro VDI3805 Internet_EU | H619S/NV230A-TPC |  | 1600 kPa | 1000 kPa
132138 | H614N+NV230A-TPC | H614N+NV230A-TPC | 26 | H614N | + | NV230A-TPC | Standard actuator | 0 | Scenario 2 |  | PPK¦SelectPro¦VDI3805¦Internet_EU | PPK SelectPro VDI3805 Internet_EU | PPK SelectPro VDI3805 Internet_EU | H614N+NV230A-TPC |  | 1600 kPa | 400 kPa
132139 | H614N/NV230A-TPC | H614N/NV230A-TPC | 26 | H614N | / | NV230A-TPC | Standard actuator | 0 | Scenario 2 |  | PPK¦SelectPro¦VDI3805¦Internet_EU | PPK SelectPro VDI3805 Internet_EU | PPK SelectPro VDI3805 Internet_EU | H614N/NV230A-TPC |  | 1600 kPa | 400 kPa
132156 | H614R+NV230A-TPC | H614R+NV230A-TPC | 26 | H614R | + | NV230A-TPC | Standard actuator | 0 | Scenario 2 |  | PPK¦SelectPro¦VDI3805¦Internet_EU | PPK SelectPro VDI3805 Internet_EU | PPK SelectPro VDI3805 Internet_EU | H614R+NV230A-TPC |  | 600 kPa | 400 kPa
132157 | H614R/NV230A-TPC | H614R/NV230A-TPC | 26 | H614R | / | NV230A-TPC | Standard actuator | 0 | Scenario 2 |  | PPK¦SelectPro¦VDI3805¦Internet_EU | PPK SelectPro VDI3805 Internet_EU | PPK SelectPro VDI3805 Internet_EU | H614R/NV230A-TPC |  | 600 kPa | 400 kPa
132160 | H620N+NV230A-TPC | H620N+NV230A-TPC | 26 | H620N | + | NV230A-TPC | Standard actuator | 0 | Scenario 2 |  | PPK¦SelectPro¦VDI3805¦Internet_EU | PPK SelectPro VDI3805 Internet_EU | PPK SelectPro VDI3805 Internet_EU | H620N+NV230A-TPC |  | 1600 kPa | 400 kPa
132161 | H620N/NV230A-TPC | H620N/NV230A-TPC | 26 | H620N | / | NV230A-TPC | Standard actuator | 0 | Scenario 2 |  | PPK¦SelectPro¦VDI3805¦Internet_EU | PPK SelectPro VDI3805 Internet_EU | PPK SelectPro VDI3805 Internet_EU | H620N/NV230A-TPC |  | 1600 kPa | 400 kPa
132170 | H614S+NV230A-TPC | H614S+NV230A-TPC | 26 | H614S | + | NV230A-TPC | Standard actuator | 1 | Scenario 2 |  | PPK¦SelectPro¦VDI3805¦Internet_EU | PPK SelectPro VDI3805 Internet_EU | PPK SelectPro VDI3805 Internet_EU | H614S+NV230A-TPC |  | 1600 kPa | 1000 kPa
132171 | H614S/NV230A-TPC | H614S/NV230A-TPC | 26 | H614S | / | NV230A-TPC | Standard actuator | 1 | Scenario 2 |  | PPK¦SelectPro¦VDI3805¦Internet_EU | PPK SelectPro VDI3805 Internet_EU | PPK SelectPro VDI3805 Internet_EU | H614S/NV230A-TPC |  | 1600 kPa | 1000 kPa
132182 | H779R+SV230A-TPC | H779R+SV230A-TPC | 26 | H779R | + | SV230A-TPC | Standard actuator | 1 | Scenario 2 |  | PPK¦SelectPro¦VDI3805¦Internet_EU | PPK SelectPro VDI3805 Internet_EU | PPK SelectPro VDI3805 Internet_EU | H779R+SV230A-TPC |  | 160 kPa | 160 kPa
132183 | H779R/SV230A-TPC | H779R/SV230A-TPC | 26 | H779R | / | SV230A-TPC | Standard actuator | 1 | Scenario 2 |  | PPK¦SelectPro¦VDI3805¦Internet_EU | PPK SelectPro VDI3805 Internet_EU | PPK SelectPro VDI3805 Internet_EU | H779R/SV230A-TPC |  | 160 kPa | 160 kPa
132184 | H779R+SV24A-TPC | H779R+SV24A-TPC | 26 | H779R | + | SV24A-TPC | Standard actuator | 1 | Scenario 2 |  | PPK¦SelectPro¦VDI3805¦Internet_EU | PPK SelectPro VDI3805 Internet_EU | PPK SelectPro VDI3805 Internet_EU | H779R+SV24A-TPC |  | 160 kPa | 160 kPa
132185 | H779R/SV24A-TPC | H779R/SV24A-TPC | 26 | H779R | / | SV24A-TPC | Standard actuator | 1 | Scenario 2 |  | PPK¦SelectPro¦VDI3805¦Internet_EU | PPK SelectPro VDI3805 Internet_EU | PPK SelectPro VDI3805 Internet_EU | H779R/SV24A-TPC |  | 160 kPa | 160 kPa
132250 | H615N+NV230A-TPC | H615N+NV230A-TPC | 26 | H615N | + | NV230A-TPC | Standard actuator | 0 | Scenario 2 |  | PPK¦SelectPro¦VDI3805¦Internet_EU | PPK SelectPro VDI3805 Internet_EU | PPK SelectPro VDI3805 Internet_EU | H615N+NV230A-TPC |  | 1600 kPa | 400 kPa
132251 | H615N/NV230A-TPC | H615N/NV230A-TPC | 26 | H615N | / | NV230A-TPC | Standard actuator | 0 | Scenario 2 |  | PPK¦SelectPro¦VDI3805¦Internet_EU | PPK SelectPro VDI3805 Internet_EU | PPK SelectPro VDI3805 Internet_EU | H615N/NV230A-TPC |  | 1600 kPa | 400 kPa
132266 | H610S+NV24A-TPC | H610S+NV24A-TPC | 26 | H610S | + | NV24A-TPC | Standard actuator | 1 | Scenario 2 |  | PPK¦SelectPro¦VDI3805¦Internet_EU | PPK SelectPro VDI3805 Internet_EU | PPK SelectPro VDI3805 Internet_EU | H610S+NV24A-TPC |  | 1600 kPa | 1000 kPa
132267 | H610S/NV24A-TPC | H610S/NV24A-TPC | 26 | H610S | / | NV24A-TPC | Standard actuator | 1 | Scenario 2 |  | PPK¦SelectPro¦VDI3805¦Internet_EU | PPK SelectPro VDI3805 Internet_EU | PPK SelectPro VDI3805 Internet_EU | H610S/NV24A-TPC |  | 1600 kPa | 1000 kPa
132278 | H611N+NV24A-TPC | H611N+NV24A-TPC | 26 | H611N | + | NV24A-TPC | Standard actuator | 0 | Scenario 2 |  | PPK¦SelectPro¦VDI3805¦Internet_EU | PPK SelectPro VDI3805 Internet_EU | PPK SelectPro VDI3805 Internet_EU | H611N+NV24A-TPC |  | 1600 kPa | 400 kPa
132279 | H611N/NV24A-TPC | H611N/NV24A-TPC | 26 | H611N | / | NV24A-TPC | Standard actuator | 0 | Scenario 2 |  | PPK¦SelectPro¦VDI3805¦Internet_EU | PPK SelectPro VDI3805 Internet_EU | PPK SelectPro VDI3805 Internet_EU | H611N/NV24A-TPC |  | 1600 kPa | 400 kPa
132290 | H611R+NV24A-TPC | H611R+NV24A-TPC | 26 | H611R | + | NV24A-TPC | Standard actuator | 0 | Scenario 2 |  | PPK¦SelectPro¦VDI3805¦Internet_EU | PPK SelectPro VDI3805 Internet_EU | PPK SelectPro VDI3805 Internet_EU | H611R+NV24A-TPC |  | 600 kPa | 400 kPa
132291 | H611R/NV24A-TPC | H611R/NV24A-TPC | 26 | H611R | / | NV24A-TPC | Standard actuator | 0 | Scenario 2 |  | PPK¦SelectPro¦VDI3805¦Internet_EU | PPK SelectPro VDI3805 Internet_EU | PPK SelectPro VDI3805 Internet_EU | H611R/NV24A-TPC |  | 600 kPa | 400 kPa
132302 | H611S+NV24A-TPC | H611S+NV24A-TPC | 26 | H611S | + | NV24A-TPC | Standard actuator | 1 | Scenario 2 |  | PPK¦SelectPro¦VDI3805¦Internet_EU | PPK SelectPro VDI3805 Internet_EU | PPK SelectPro VDI3805 Internet_EU | H611S+NV24A-TPC |  | 1600 kPa | 1000 kPa
132303 | H611S/NV24A-TPC | H611S/NV24A-TPC | 26 | H611S | / | NV24A-TPC | Standard actuator | 1 | Scenario 2 |  | PPK¦SelectPro¦VDI3805¦Internet_EU | PPK SelectPro VDI3805 Internet_EU | PPK SelectPro VDI3805 Internet_EU | H611S/NV24A-TPC |  | 1600 kPa | 1000 kPa
132314 | H612N+NV24A-TPC | H612N+NV24A-TPC | 26 | H612N | + | NV24A-TPC | Standard actuator | 0 | Scenario 2 |  | PPK¦SelectPro¦VDI3805¦Internet_EU | PPK SelectPro VDI3805 Internet_EU | PPK SelectPro VDI3805 Internet_EU | H612N+NV24A-TPC |  | 1600 kPa | 400 kPa
132315 | H612N/NV24A-TPC | H612N/NV24A-TPC | 26 | H612N | / | NV24A-TPC | Standard actuator | 0 | Scenario 2 |  | PPK¦SelectPro¦VDI3805¦Internet_EU | PPK SelectPro VDI3805 Internet_EU | PPK SelectPro VDI3805 Internet_EU | H612N/NV24A-TPC |  | 1600 kPa | 400 kPa
132326 | H612R+NV24A-TPC | H612R+NV24A-TPC | 26 | H612R | + | NV24A-TPC | Standard actuator | 0 | Scenario 2 |  | PPK¦SelectPro¦VDI3805¦Internet_EU | PPK SelectPro VDI3805 Internet_EU | PPK SelectPro VDI3805 Internet_EU | H612R+NV24A-TPC |  | 600 kPa | 400 kPa
132327 | H612R/NV24A-TPC | H612R/NV24A-TPC | 26 | H612R | / | NV24A-TPC | Standard actuator | 0 | Scenario 2 |  | PPK¦SelectPro¦VDI3805¦Internet_EU | PPK SelectPro VDI3805 Internet_EU | PPK SelectPro VDI3805 Internet_EU | H612R/NV24A-TPC |  | 600 kPa | 400 kPa
132338 | H612S+NV24A-TPC | H612S+NV24A-TPC | 26 | H612S | + | NV24A-TPC | Standard actuator | 1 | Scenario 2 |  | PPK¦SelectPro¦VDI3805¦Internet_EU | PPK SelectPro VDI3805 Internet_EU | PPK SelectPro VDI3805 Internet_EU | H612S+NV24A-TPC |  | 1600 kPa | 1000 kPa
132339 | H612S/NV24A-TPC | H612S/NV24A-TPC | 26 | H612S | / | NV24A-TPC | Standard actuator | 1 | Scenario 2 |  | PPK¦SelectPro¦VDI3805¦Internet_EU | PPK SelectPro VDI3805 Internet_EU | PPK SelectPro VDI3805 Internet_EU | H612S/NV24A-TPC |  | 1600 kPa | 1000 kPa
132350 | H613N+NV24A-TPC | H613N+NV24A-TPC | 26 | H613N | + | NV24A-TPC | Standard actuator | 0 | Scenario 2 |  | PPK¦SelectPro¦VDI3805¦Internet_EU | PPK SelectPro VDI3805 Internet_EU | PPK SelectPro VDI3805 Internet_EU | H613N+NV24A-TPC |  | 1600 kPa | 400 kPa
132351 | H613N/NV24A-TPC | H613N/NV24A-TPC | 26 | H613N | / | NV24A-TPC | Standard actuator | 0 | Scenario 2 |  | PPK¦SelectPro¦VDI3805¦Internet_EU | PPK SelectPro VDI3805 Internet_EU | PPK SelectPro VDI3805 Internet_EU | H613N/NV24A-TPC |  | 1600 kPa | 400 kPa
132362 | H613R+NV24A-TPC | H613R+NV24A-TPC | 26 | H613R | + | NV24A-TPC | Standard actuator | 0 | Scenario 2 |  | PPK¦SelectPro¦VDI3805¦Internet_EU | PPK SelectPro VDI3805 Internet_EU | PPK SelectPro VDI3805 Internet_EU | H613R+NV24A-TPC |  | 600 kPa | 400 kPa
132363 | H613R/NV24A-TPC | H613R/NV24A-TPC | 26 | H613R | / | NV24A-TPC | Standard actuator | 0 | Scenario 2 |  | PPK¦SelectPro¦VDI3805¦Internet_EU | PPK SelectPro VDI3805 Internet_EU | PPK SelectPro VDI3805 Internet_EU | H613R/NV24A-TPC |  | 600 kPa | 400 kPa
132374 | H613S+NV24A-TPC | H613S+NV24A-TPC | 26 | H613S | + | NV24A-TPC | Standard actuator | 1 | Scenario 2 |  | PPK¦SelectPro¦VDI3805¦Internet_EU | PPK SelectPro VDI3805 Internet_EU | PPK SelectPro VDI3805 Internet_EU | H613S+NV24A-TPC |  | 1600 kPa | 1000 kPa
132375 | H613S/NV24A-TPC | H613S/NV24A-TPC | 26 | H613S | / | NV24A-TPC | Standard actuator | 1 | Scenario 2 |  | PPK¦SelectPro¦VDI3805¦Internet_EU | PPK SelectPro VDI3805 Internet_EU | PPK SelectPro VDI3805 Internet_EU | H613S/NV24A-TPC |  | 1600 kPa | 1000 kPa
132386 | H614N+NV24A-TPC | H614N+NV24A-TPC | 26 | H614N | + | NV24A-TPC | Standard actuator | 0 | Scenario 2 |  | PPK¦SelectPro¦VDI3805¦Internet_EU | PPK SelectPro VDI3805 Internet_EU | PPK SelectPro VDI3805 Internet_EU | H614N+NV24A-TPC |  | 1600 kPa | 400 kPa
132387 | H614N/NV24A-TPC | H614N/NV24A-TPC | 26 | H614N | / | NV24A-TPC | Standard actuator | 0 | Scenario 2 |  | PPK¦SelectPro¦VDI3805¦Internet_EU | PPK SelectPro VDI3805 Internet_EU | PPK SelectPro VDI3805 Internet_EU | H614N/NV24A-TPC |  | 1600 kPa | 400 kPa
132398 | H614R+NV24A-TPC | H614R+NV24A-TPC | 26 | H614R | + | NV24A-TPC | Standard actuator | 0 | Scenario 2 |  | PPK¦SelectPro¦VDI3805¦Internet_EU | PPK SelectPro VDI3805 Internet_EU | PPK SelectPro VDI3805 Internet_EU | H614R+NV24A-TPC |  | 600 kPa | 400 kPa
132399 | H614R/NV24A-TPC | H614R/NV24A-TPC | 26 | H614R | / | NV24A-TPC | Standard actuator | 0 | Scenario 2 |  | PPK¦SelectPro¦VDI3805¦Internet_EU | PPK SelectPro VDI3805 Internet_EU | PPK SelectPro VDI3805 Internet_EU | H614R/NV24A-TPC |  | 600 kPa | 400 kPa
132410 | H614S+NV24A-TPC | H614S+NV24A-TPC | 26 | H614S | + | NV24A-TPC | Standard actuator | 1 | Scenario 2 |  | PPK¦SelectPro¦VDI3805¦Internet_EU | PPK SelectPro VDI3805 Internet_EU | PPK SelectPro VDI3805 Internet_EU | H614S+NV24A-TPC |  | 1600 kPa | 1000 kPa
132411 | H614S/NV24A-TPC | H614S/NV24A-TPC | 26 | H614S | / | NV24A-TPC | Standard actuator | 1 | Scenario 2 |  | PPK¦SelectPro¦VDI3805¦Internet_EU | PPK SelectPro VDI3805 Internet_EU | PPK SelectPro VDI3805 Internet_EU | H614S/NV24A-TPC |  | 1600 kPa | 1000 kPa
132422 | H615N+NV24A-TPC | H615N+NV24A-TPC | 26 | H615N | + | NV24A-TPC | Standard actuator | 0 | Scenario 2 |  | PPK¦SelectPro¦VDI3805¦Internet_EU | PPK SelectPro VDI3805 Internet_EU | PPK SelectPro VDI3805 Internet_EU | H615N+NV24A-TPC |  | 1600 kPa | 400 kPa
132423 | H615N/NV24A-TPC | H615N/NV24A-TPC | 26 | H615N | / | NV24A-TPC | Standard actuator | 0 | Scenario 2 |  | PPK¦SelectPro¦VDI3805¦Internet_EU | PPK SelectPro VDI3805 Internet_EU | PPK SelectPro VDI3805 Internet_EU | H615N/NV24A-TPC |  | 1600 kPa | 400 kPa
132434 | H615R+NV24A-TPC | H615R+NV24A-TPC | 26 | H615R | + | NV24A-TPC | Standard actuator | 0 | Scenario 2 |  | PPK¦SelectPro¦VDI3805¦Internet_EU | PPK SelectPro VDI3805 Internet_EU | PPK SelectPro VDI3805 Internet_EU | H615R+NV24A-TPC |  | 600 kPa | 400 kPa
132435 | H615R/NV24A-TPC | H615R/NV24A-TPC | 26 | H615R | / | NV24A-TPC | Standard actuator | 0 | Scenario 2 |  | PPK¦SelectPro¦VDI3805¦Internet_EU | PPK SelectPro VDI3805 Internet_EU | PPK SelectPro VDI3805 Internet_EU | H615R/NV24A-TPC |  | 600 kPa | 400 kPa
132446 | H615S+NV24A-TPC | H615S+NV24A-TPC | 26 | H615S | + | NV24A-TPC | Standard actuator | 1 | Scenario 2 |  | PPK¦SelectPro¦VDI3805¦Internet_EU | PPK SelectPro VDI3805 Internet_EU | PPK SelectPro VDI3805 Internet_EU | H615S+NV24A-TPC |  | 1600 kPa | 1000 kPa
132447 | H615S/NV24A-TPC | H615S/NV24A-TPC | 26 | H615S | / | NV24A-TPC | Standard actuator | 1 | Scenario 2 |  | PPK¦SelectPro¦VDI3805¦Internet_EU | PPK SelectPro VDI3805 Internet_EU | PPK SelectPro VDI3805 Internet_EU | H615S/NV24A-TPC |  | 1600 kPa | 1000 kPa
132458 | H619S+NV24A-TPC | H619S+NV24A-TPC | 26 | H619S | + | NV24A-TPC | Standard actuator | 1 | Scenario 2 |  | PPK¦SelectPro¦VDI3805¦Internet_EU | PPK SelectPro VDI3805 Internet_EU | PPK SelectPro VDI3805 Internet_EU | H619S+NV24A-TPC |  | 1600 kPa | 1000 kPa
132459 | H619S/NV24A-TPC | H619S/NV24A-TPC | 26 | H619S | / | NV24A-TPC | Standard actuator | 1 | Scenario 2 |  | PPK¦SelectPro¦VDI3805¦Internet_EU | PPK SelectPro VDI3805 Internet_EU | PPK SelectPro VDI3805 Internet_EU | H619S/NV24A-TPC |  | 1600 kPa | 1000 kPa
132470 | H620N+NV24A-TPC | H620N+NV24A-TPC | 26 | H620N | + | NV24A-TPC | Standard actuator | 0 | Scenario 2 |  | PPK¦SelectPro¦VDI3805¦Internet_EU | PPK SelectPro VDI3805 Internet_EU | PPK SelectPro VDI3805 Internet_EU | H620N+NV24A-TPC |  | 1600 kPa | 400 kPa
132471 | H620N/NV24A-TPC | H620N/NV24A-TPC | 26 | H620N | / | NV24A-TPC | Standard actuator | 0 | Scenario 2 |  | PPK¦SelectPro¦VDI3805¦Internet_EU | PPK SelectPro VDI3805 Internet_EU | PPK SelectPro VDI3805 Internet_EU | H620N/NV24A-TPC |  | 1600 kPa | 400 kPa
132482 | H620R+NV24A-TPC | H620R+NV24A-TPC | 26 | H620R | + | NV24A-TPC | Standard actuator | 0 | Scenario 2 |  | PPK¦SelectPro¦VDI3805¦Internet_EU | PPK SelectPro VDI3805 Internet_EU | PPK SelectPro VDI3805 Internet_EU | H620R+NV24A-TPC |  | 600 kPa | 400 kPa
132483 | H620R/NV24A-TPC | H620R/NV24A-TPC | 26 | H620R | / | NV24A-TPC | Standard actuator | 0 | Scenario 2 |  | PPK¦SelectPro¦VDI3805¦Internet_EU | PPK SelectPro VDI3805 Internet_EU | PPK SelectPro VDI3805 Internet_EU | H620R/NV24A-TPC |  | 600 kPa | 400 kPa
132494 | H620S+NV24A-TPC | H620S+NV24A-TPC | 26 | H620S | + | NV24A-TPC | Standard actuator | 1 | Scenario 2 |  | PPK¦SelectPro¦VDI3805¦Internet_EU | PPK SelectPro VDI3805 Internet_EU | PPK SelectPro VDI3805 Internet_EU | H620S+NV24A-TPC |  | 1600 kPa | 1000 kPa
132495 | H620S/NV24A-TPC | H620S/NV24A-TPC | 26 | H620S | / | NV24A-TPC | Standard actuator | 1 | Scenario 2 |  | PPK¦SelectPro¦VDI3805¦Internet_EU | PPK SelectPro VDI3805 Internet_EU | PPK SelectPro VDI3805 Internet_EU | H620S/NV24A-TPC |  | 1600 kPa | 1000 kPa
132506 | H624S+NV24A-TPC | H624S+NV24A-TPC | 26 | H624S | + | NV24A-TPC | Standard actuator | 1 | Scenario 2 |  | PPK¦SelectPro¦VDI3805¦Internet_EU | PPK SelectPro VDI3805 Internet_EU | PPK SelectPro VDI3805 Internet_EU | H624S+NV24A-TPC |  | 1300 kPa | 1000 kPa
132507 | H624S/NV24A-TPC | H624S/NV24A-TPC | 26 | H624S | / | NV24A-TPC | Standard actuator | 1 | Scenario 2 |  | PPK¦SelectPro¦VDI3805¦Internet_EU | PPK SelectPro VDI3805 Internet_EU | PPK SelectPro VDI3805 Internet_EU | H624S/NV24A-TPC |  | 1300 kPa | 1000 kPa
132518 | H625N+NV24A-TPC | H625N+NV24A-TPC | 26 | H625N | + | NV24A-TPC | Standard actuator | 0 | Scenario 2 |  | PPK¦SelectPro¦VDI3805¦Internet_EU | PPK SelectPro VDI3805 Internet_EU | PPK SelectPro VDI3805 Internet_EU | H625N+NV24A-TPC |  | 1300 kPa | 400 kPa
132519 | H625N/NV24A-TPC | H625N/NV24A-TPC | 26 | H625N | / | NV24A-TPC | Standard actuator | 0 | Scenario 2 |  | PPK¦SelectPro¦VDI3805¦Internet_EU | PPK SelectPro VDI3805 Internet_EU | PPK SelectPro VDI3805 Internet_EU | H625N/NV24A-TPC |  | 1300 kPa | 400 kPa
132530 | H625R+NV24A-TPC | H625R+NV24A-TPC | 26 | H625R | + | NV24A-TPC | Standard actuator | 0 | Scenario 2 |  | PPK¦SelectPro¦VDI3805¦Internet_EU | PPK SelectPro VDI3805 Internet_EU | PPK SelectPro VDI3805 Internet_EU | H625R+NV24A-TPC |  | 600 kPa | 400 kPa
132531 | H625R/NV24A-TPC | H625R/NV24A-TPC | 26 | H625R | / | NV24A-TPC | Standard actuator | 0 | Scenario 2 |  | PPK¦SelectPro¦VDI3805¦Internet_EU | PPK SelectPro VDI3805 Internet_EU | PPK SelectPro VDI3805 Internet_EU | H625R/NV24A-TPC |  | 600 kPa | 400 kPa
132542 | H625S+NV24A-TPC | H625S+NV24A-TPC | 26 | H625S | + | NV24A-TPC | Standard actuator | 1 | Scenario 2 |  | PPK¦SelectPro¦VDI3805¦Internet_EU | PPK SelectPro VDI3805 Internet_EU | PPK SelectPro VDI3805 Internet_EU | H625S+NV24A-TPC |  | 1300 kPa | 1000 kPa
132543 | H625S/NV24A-TPC | H625S/NV24A-TPC | 26 | H625S | / | NV24A-TPC | Standard actuator | 1 | Scenario 2 |  | PPK¦SelectPro¦VDI3805¦Internet_EU | PPK SelectPro VDI3805 Internet_EU | PPK SelectPro VDI3805 Internet_EU | H625S/NV24A-TPC |  | 1300 kPa | 1000 kPa
132627 | H7065X63-S4/AVK230A-3 | H7065X63-S4/AVK230A-3 | 26 | H7065X63-S4 | / | AVK230A-3 | Actuator with emergency control function | 1 | Scenario 2 |  | PPK¦SelectPro¦VDI3805¦Internet_EU | PPK SelectPro VDI3805 Internet_EU | PPK SelectPro VDI3805 Internet_EU | H7065X63-S4/AVK230A-3 |  | 400 kPa | 400 kPa
132628 | H7065X63-S4/AVK24A-3-TPC | H7065X63-S4/AVK24A-3-TPC | 26 | H7065X63-S4 | / | AVK24A-3-TPC | Actuator with emergency control function | 1 | Scenario 2 |  | PPK¦SelectPro¦VDI3805¦Internet_EU | PPK SelectPro VDI3805 Internet_EU | PPK SelectPro VDI3805 Internet_EU | H7065X63-S4/AVK24A-3-TPC |  | 400 kPa | 400 kPa
132632 | H7065Y63-S4/AVK230A-3 | H7065Y63-S4/AVK230A-3 | 26 | H7065Y63-S4 | / | AVK230A-3 | Actuator with emergency control function | 1 | Scenario 2 |  | PPK¦SelectPro¦VDI3805¦Internet_EU | PPK SelectPro VDI3805 Internet_EU | PPK SelectPro VDI3805 Internet_EU | H7065Y63-S4/AVK230A-3 |  | 400 kPa | 400 kPa
132633 | H7065Y63-S4/AVK24A-3-TPC | H7065Y63-S4/AVK24A-3-TPC | 26 | H7065Y63-S4 | / | AVK24A-3-TPC | Actuator with emergency control function | 1 | Scenario 2 |  | PPK¦SelectPro¦VDI3805¦Internet_EU | PPK SelectPro VDI3805 Internet_EU | PPK SelectPro VDI3805 Internet_EU | H7065Y63-S4/AVK24A-3-TPC |  | 400 kPa | 400 kPa
132637 | H7080X100-S4/AVK230A-3 | H7080X100-S4/AVK230A-3 | 26 | H7080X100-S4 | / | AVK230A-3 | Actuator with emergency control function | 1 | Scenario 2 |  | PPK¦SelectPro¦VDI3805¦Internet_EU | PPK SelectPro VDI3805 Internet_EU | PPK SelectPro VDI3805 Internet_EU | H7080X100-S4/AVK230A-3 |  | 250 kPa | 250 kPa
132638 | H7080X100-S4/AVK24A-3-TPC | H7080X100-S4/AVK24A-3-TPC | 26 | H7080X100-S4 | / | AVK24A-3-TPC | Actuator with emergency control function | 1 | Scenario 2 |  | PPK¦SelectPro¦VDI3805¦Internet_EU | PPK SelectPro VDI3805 Internet_EU | PPK SelectPro VDI3805 Internet_EU | H7080X100-S4/AVK24A-3-TPC |  | 250 kPa | 250 kPa
132642 | H7080Y100-S4/AVK230A-3 | H7080Y100-S4/AVK230A-3 | 26 | H7080Y100-S4 | / | AVK230A-3 | Actuator with emergency control function | 1 | Scenario 2 |  | PPK¦SelectPro¦VDI3805¦Internet_EU | PPK SelectPro VDI3805 Internet_EU | PPK SelectPro VDI3805 Internet_EU | H7080Y100-S4/AVK230A-3 |  | 250 kPa | 250 kPa
132643 | H7080Y100-S4/AVK24A-3-TPC | H7080Y100-S4/AVK24A-3-TPC | 26 | H7080Y100-S4 | / | AVK24A-3-TPC | Actuator with emergency control function | 1 | Scenario 2 |  | PPK¦SelectPro¦VDI3805¦Internet_EU | PPK SelectPro VDI3805 Internet_EU | PPK SelectPro VDI3805 Internet_EU | H7080Y100-S4/AVK24A-3-TPC |  | 250 kPa | 250 kPa
132647 | H7100N/AVK230A-3 | H7100N/AVK230A-3 | 26 | H7100N | / | AVK230A-3 | Actuator with emergency control function | 1 | Scenario 2 |  | PPK¦SelectPro¦VDI3805¦Internet_EU | PPK SelectPro VDI3805 Internet_EU | PPK SelectPro VDI3805 Internet_EU | H7100N/AVK230A-3 |  | 150 kPa | 150 kPa
132648 | H7100N/AVK24A-3-TPC | H7100N/AVK24A-3-TPC | 26 | H7100N | / | AVK24A-3-TPC | Actuator with emergency control function | 1 | Scenario 2 |  | PPK¦SelectPro¦VDI3805¦Internet_EU | PPK SelectPro VDI3805 Internet_EU | PPK SelectPro VDI3805 Internet_EU | H7100N/AVK24A-3-TPC |  | 150 kPa | 150 kPa
132652 | H7100R/AVK230A-3 | H7100R/AVK230A-3 | 26 | H7100R | / | AVK230A-3 | Actuator with emergency control function | 1 | Scenario 2 |  | PPK¦SelectPro¦VDI3805¦Internet_EU | PPK SelectPro VDI3805 Internet_EU | PPK SelectPro VDI3805 Internet_EU | H7100R/AVK230A-3 |  | 150 kPa | 150 kPa
132653 | H7100R/AVK24A-3-TPC | H7100R/AVK24A-3-TPC | 26 | H7100R | / | AVK24A-3-TPC | Actuator with emergency control function | 1 | Scenario 2 |  | PPK¦SelectPro¦VDI3805¦Internet_EU | PPK SelectPro VDI3805 Internet_EU | PPK SelectPro VDI3805 Internet_EU | H7100R/AVK24A-3-TPC |  | 150 kPa | 150 kPa
132657 | H7100X160-S4/AVK230A-3 | H7100X160-S4/AVK230A-3 | 26 | H7100X160-S4 | / | AVK230A-3 | Actuator with emergency control function | 1 | Scenario 2 |  | PPK¦SelectPro¦VDI3805¦Internet_EU | PPK SelectPro VDI3805 Internet_EU | PPK SelectPro VDI3805 Internet_EU | H7100X160-S4/AVK230A-3 |  | 150 kPa | 150 kPa
132658 | H7100X160-S4/AVK24A-3-TPC | H7100X160-S4/AVK24A-3-TPC | 26 | H7100X160-S4 | / | AVK24A-3-TPC | Actuator with emergency control function | 1 | Scenario 2 |  | PPK¦SelectPro¦VDI3805¦Internet_EU | PPK SelectPro VDI3805 Internet_EU | PPK SelectPro VDI3805 Internet_EU | H7100X160-S4/AVK24A-3-TPC |  | 150 kPa | 150 kPa
132662 | H7100Y160-S4/AVK230A-3 | H7100Y160-S4/AVK230A-3 | 26 | H7100Y160-S4 | / | AVK230A-3 | Actuator with emergency control function | 1 | Scenario 2 |  | PPK¦SelectPro¦VDI3805¦Internet_EU | PPK SelectPro VDI3805 Internet_EU | PPK SelectPro VDI3805 Internet_EU | H7100Y160-S4/AVK230A-3 |  | 150 kPa | 150 kPa
132663 | H7100Y160-S4/AVK24A-3-TPC | H7100Y160-S4/AVK24A-3-TPC | 26 | H7100Y160-S4 | / | AVK24A-3-TPC | Actuator with emergency control function | 1 | Scenario 2 |  | PPK¦SelectPro¦VDI3805¦Internet_EU | PPK SelectPro VDI3805 Internet_EU | PPK SelectPro VDI3805 Internet_EU | H7100Y160-S4/AVK24A-3-TPC |  | 150 kPa | 150 kPa
132667 | H765N/AVK230A-3 | H765N/AVK230A-3 | 26 | H765N | / | AVK230A-3 | Actuator with emergency control function | 1 | Scenario 2 |  | PPK¦SelectPro¦VDI3805¦Internet_EU | PPK SelectPro VDI3805 Internet_EU | PPK SelectPro VDI3805 Internet_EU | H765N/AVK230A-3 |  | 400 kPa | 400 kPa
132668 | H765N/AVK24A-3-TPC | H765N/AVK24A-3-TPC | 26 | H765N | / | AVK24A-3-TPC | Actuator with emergency control function | 1 | Scenario 2 |  | PPK¦SelectPro¦VDI3805¦Internet_EU | PPK SelectPro VDI3805 Internet_EU | PPK SelectPro VDI3805 Internet_EU | H765N/AVK24A-3-TPC |  | 400 kPa | 400 kPa
132672 | H780N/AVK230A-3 | H780N/AVK230A-3 | 26 | H780N | / | AVK230A-3 | Actuator with emergency control function | 1 | Scenario 2 |  | PPK¦SelectPro¦VDI3805¦Internet_EU | PPK SelectPro VDI3805 Internet_EU | PPK SelectPro VDI3805 Internet_EU | H780N/AVK230A-3 |  | 250 kPa | 250 kPa
132673 | H780N/AVK24A-3-TPC | H780N/AVK24A-3-TPC | 26 | H780N | / | AVK24A-3-TPC | Actuator with emergency control function | 1 | Scenario 2 |  | PPK¦SelectPro¦VDI3805¦Internet_EU | PPK SelectPro VDI3805 Internet_EU | PPK SelectPro VDI3805 Internet_EU | H780N/AVK24A-3-TPC |  | 250 kPa | 250 kPa
132679 | H6100N/EV24A-TPC | H6100N/EV24A-TPC | 26 | H6100N | / | EV24A-TPC | Standard actuator | 0 | Scenario 2 |  | PPK¦SelectPro¦VDI3805¦Internet_EU | PPK SelectPro VDI3805 Internet_EU | PPK SelectPro VDI3805 Internet_EU | H6100N/EV24A-TPC |  | 200 kPa | 200 kPa
132684 | H6100R/EV24A-TPC | H6100R/EV24A-TPC | 26 | H6100R | / | EV24A-TPC | Standard actuator | 0 | Scenario 2 |  | PPK¦SelectPro¦VDI3805¦Internet_EU | PPK SelectPro VDI3805 Internet_EU | PPK SelectPro VDI3805 Internet_EU | H6100R/EV24A-TPC |  | 200 kPa | 200 kPa
132689 | H6100S/EV24A-TPC | H6100S/EV24A-TPC | 26 | H6100S | / | EV24A-TPC | Standard actuator | 0 | Scenario 2 |  | PPK¦SelectPro¦VDI3805¦Internet_EU | PPK SelectPro VDI3805 Internet_EU | PPK SelectPro VDI3805 Internet_EU | H6100S/EV24A-TPC |  | 200 kPa | 200 kPa
132694 | H6100SP/EV24A-TPC | H6100SP/EV24A-TPC | 26 | H6100SP | / | EV24A-TPC | Standard actuator | 1 | Scenario 2 |  | PPK¦SelectPro¦VDI3805¦Internet_EU | PPK SelectPro VDI3805 Internet_EU | PPK SelectPro VDI3805 Internet_EU | H6100SP/EV24A-TPC |  | 600 kPa | 600 kPa
132704 | H6125S/EV24A-TPC | H6125S/EV24A-TPC | 26 | H6125S | / | EV24A-TPC | Standard actuator | 0 | Scenario 2 |  | PPK¦SelectPro¦VDI3805¦Internet_EU | PPK SelectPro VDI3805 Internet_EU | PPK SelectPro VDI3805 Internet_EU | H6125S/EV24A-TPC |  | 110 kPa | 110 kPa
132709 | H6125SP/EV24A-TPC | H6125SP/EV24A-TPC | 26 | H6125SP | / | EV24A-TPC | Standard actuator | 1 | Scenario 2 |  | PPK¦SelectPro¦VDI3805¦Internet_EU | PPK SelectPro VDI3805 Internet_EU | PPK SelectPro VDI3805 Internet_EU | H6125SP/EV24A-TPC |  | 600 kPa | 600 kPa
132719 | H6150S/EV24A-TPC | H6150S/EV24A-TPC | 26 | H6150S | / | EV24A-TPC | Standard actuator | 0 | Scenario 2 |  | PPK¦SelectPro¦VDI3805¦Internet_EU | PPK SelectPro VDI3805 Internet_EU | PPK SelectPro VDI3805 Internet_EU | H6150S/EV24A-TPC |  | 70 kPa | 70 kPa
132724 | H6150SP/EV24A-TPC | H6150SP/EV24A-TPC | 26 | H6150SP | / | EV24A-TPC | Standard actuator | 1 | Scenario 2 |  | PPK¦SelectPro¦VDI3805¦Internet_EU | PPK SelectPro VDI3805 Internet_EU | PPK SelectPro VDI3805 Internet_EU | H6150SP/EV24A-TPC |  | 600 kPa | 600 kPa
132729 | H665N/EV24A-TPC | H665N/EV24A-TPC | 26 | H665N | / | EV24A-TPC | Standard actuator | 1 | Scenario 2 |  | PPK¦SelectPro¦VDI3805¦Internet_EU | PPK SelectPro VDI3805 Internet_EU | PPK SelectPro VDI3805 Internet_EU | H665N/EV24A-TPC |  | 550 kPa | 400 kPa
132734 | H665S/EV24A-TPC | H665S/EV24A-TPC | 26 | H665S | / | EV24A-TPC | Standard actuator | 0 | Scenario 2 |  | PPK¦SelectPro¦VDI3805¦Internet_EU | PPK SelectPro VDI3805 Internet_EU | PPK SelectPro VDI3805 Internet_EU | H665S/EV24A-TPC |  | 550 kPa | 550 kPa
132739 | H680N/EV24A-TPC | H680N/EV24A-TPC | 26 | H680N | / | EV24A-TPC | Standard actuator | 0 | Scenario 2 |  | PPK¦SelectPro¦VDI3805¦Internet_EU | PPK SelectPro VDI3805 Internet_EU | PPK SelectPro VDI3805 Internet_EU | H680N/EV24A-TPC |  | 350 kPa | 350 kPa
133052 | H680S/EV24A-TPC | H680S/EV24A-TPC | 26 | H680S | / | EV24A-TPC | Standard actuator | 0 | Scenario 2 |  | PPK¦SelectPro¦VDI3805¦Internet_EU | PPK SelectPro VDI3805 Internet_EU | PPK SelectPro VDI3805 Internet_EU | H680S/EV24A-TPC |  | 350 kPa | 350 kPa
133057 | H7065X63-S4/EV24A-TPC | H7065X63-S4/EV24A-TPC | 26 | H7065X63-S4 | / | EV24A-TPC | Standard actuator | 0 | Scenario 2 |  | PPK¦SelectPro¦VDI3805¦Internet_EU | PPK SelectPro VDI3805 Internet_EU | PPK SelectPro VDI3805 Internet_EU | H7065X63-S4/EV24A-TPC |  | 550 kPa | 550 kPa
133062 | H7065Y63-S4/EV24A-TPC | H7065Y63-S4/EV24A-TPC | 26 | H7065Y63-S4 | / | EV24A-TPC | Standard actuator | 0 | Scenario 2 |  | PPK¦SelectPro¦VDI3805¦Internet_EU | PPK SelectPro VDI3805 Internet_EU | PPK SelectPro VDI3805 Internet_EU | H7065Y63-S4/EV24A-TPC |  | 550 kPa | 550 kPa
133067 | H7080X100-S4/EV24A-TPC | H7080X100-S4/EV24A-TPC | 26 | H7080X100-S4 | / | EV24A-TPC | Standard actuator | 0 | Scenario 2 |  | PPK¦SelectPro¦VDI3805¦Internet_EU | PPK SelectPro VDI3805 Internet_EU | PPK SelectPro VDI3805 Internet_EU | H7080X100-S4/EV24A-TPC |  | 350 kPa | 350 kPa
133072 | H7080Y100-S4/EV24A-TPC | H7080Y100-S4/EV24A-TPC | 26 | H7080Y100-S4 | / | EV24A-TPC | Standard actuator | 0 | Scenario 2 |  | PPK¦SelectPro¦VDI3805¦Internet_EU | PPK SelectPro VDI3805 Internet_EU | PPK SelectPro VDI3805 Internet_EU | H7080Y100-S4/EV24A-TPC |  | 350 kPa | 350 kPa
133077 | H7100N/EV24A-TPC | H7100N/EV24A-TPC | 26 | H7100N | / | EV24A-TPC | Standard actuator | 0 | Scenario 2 |  | PPK¦SelectPro¦VDI3805¦Internet_EU | PPK SelectPro VDI3805 Internet_EU | PPK SelectPro VDI3805 Internet_EU | H7100N/EV24A-TPC |  | 200 kPa | 200 kPa
133082 | H7100R/EV24A-TPC | H7100R/EV24A-TPC | 26 | H7100R | / | EV24A-TPC | Standard actuator | 0 | Scenario 2 |  | PPK¦SelectPro¦VDI3805¦Internet_EU | PPK SelectPro VDI3805 Internet_EU | PPK SelectPro VDI3805 Internet_EU | H7100R/EV24A-TPC |  | 200 kPa | 200 kPa
133087 | H7100X160-S4/EV24A-TPC | H7100X160-S4/EV24A-TPC | 26 | H7100X160-S4 | / | EV24A-TPC | Standard actuator | 0 | Scenario 2 |  | PPK¦SelectPro¦VDI3805¦Internet_EU | PPK SelectPro VDI3805 Internet_EU | PPK SelectPro VDI3805 Internet_EU | H7100X160-S4/EV24A-TPC |  | 200 kPa | 200 kPa
133092 | H7100Y160-S4/EV24A-TPC | H7100Y160-S4/EV24A-TPC | 26 | H7100Y160-S4 | / | EV24A-TPC | Standard actuator | 0 | Scenario 2 |  | PPK¦SelectPro¦VDI3805¦Internet_EU | PPK SelectPro VDI3805 Internet_EU | PPK SelectPro VDI3805 Internet_EU | H7100Y160-S4/EV24A-TPC |  | 200 kPa | 200 kPa
133097 | H7125N/EV24A-TPC | H7125N/EV24A-TPC | 26 | H7125N | / | EV24A-TPC | Standard actuator | 0 | Scenario 2 |  | PPK¦SelectPro¦VDI3805¦Internet_EU | PPK SelectPro VDI3805 Internet_EU | PPK SelectPro VDI3805 Internet_EU | H7125N/EV24A-TPC |  | 130 kPa | 130 kPa
133102 | H7150N/EV24A-TPC | H7150N/EV24A-TPC | 26 | H7150N | / | EV24A-TPC | Standard actuator | 0 | Scenario 2 |  | PPK¦SelectPro¦VDI3805¦Internet_EU | PPK SelectPro VDI3805 Internet_EU | PPK SelectPro VDI3805 Internet_EU | H7150N/EV24A-TPC |  | 80 kPa | 80 kPa
133107 | H765N/EV24A-TPC | H765N/EV24A-TPC | 26 | H765N | / | EV24A-TPC | Standard actuator | 1 | Scenario 2 |  | PPK¦SelectPro¦VDI3805¦Internet_EU | PPK SelectPro VDI3805 Internet_EU | PPK SelectPro VDI3805 Internet_EU | H765N/EV24A-TPC |  | 550 kPa | 400 kPa
133112 | H780N/EV24A-TPC | H780N/EV24A-TPC | 26 | H780N | / | EV24A-TPC | Standard actuator | 0 | Scenario 2 |  | PPK¦SelectPro¦VDI3805¦Internet_EU | PPK SelectPro VDI3805 Internet_EU | PPK SelectPro VDI3805 Internet_EU | H780N/EV24A-TPC |  | 350 kPa | 350 kPa
133141 | H411B+LV230A-TPC | H411B+LV230A-TPC | 26 | H411B | + | LV230A-TPC | Standard actuator | 1 | Scenario 2 |  | PPK¦SelectPro¦VDI3805¦Internet_EU | PPK SelectPro VDI3805 Internet_EU | PPK SelectPro VDI3805 Internet_EU | H411B+LV230A-TPC |  | 1300 kPa | 400 kPa
133142 | H411B/LV230A-TPC | H411B/LV230A-TPC | 26 | H411B | / | LV230A-TPC | Standard actuator | 1 | Scenario 2 |  | PPK¦SelectPro¦VDI3805¦Internet_EU | PPK SelectPro VDI3805 Internet_EU | PPK SelectPro VDI3805 Internet_EU | H411B/LV230A-TPC |  | 1300 kPa | 400 kPa
133145 | H411B+LV24A-TPC | H411B+LV24A-TPC | 26 | H411B | + | LV24A-TPC | Standard actuator | 1 | Scenario 2 |  | PPK¦SelectPro¦VDI3805¦Internet_EU | PPK SelectPro VDI3805 Internet_EU | PPK SelectPro VDI3805 Internet_EU | H411B+LV24A-TPC |  | 1300 kPa | 400 kPa
133146 | H411B/LV24A-TPC | H411B/LV24A-TPC | 26 | H411B | / | LV24A-TPC | Standard actuator | 1 | Scenario 2 |  | PPK¦SelectPro¦VDI3805¦Internet_EU | PPK SelectPro VDI3805 Internet_EU | PPK SelectPro VDI3805 Internet_EU | H411B/LV24A-TPC |  | 1300 kPa | 400 kPa
133151 | H412B+LV230A-TPC | H412B+LV230A-TPC | 26 | H412B | + | LV230A-TPC | Standard actuator | 1 | Scenario 2 |  | PPK¦SelectPro¦VDI3805¦Internet_EU | PPK SelectPro VDI3805 Internet_EU | PPK SelectPro VDI3805 Internet_EU | H412B+LV230A-TPC |  | 1300 kPa | 400 kPa
133152 | H412B/LV230A-TPC | H412B/LV230A-TPC | 26 | H412B | / | LV230A-TPC | Standard actuator | 1 | Scenario 2 |  | PPK¦SelectPro¦VDI3805¦Internet_EU | PPK SelectPro VDI3805 Internet_EU | PPK SelectPro VDI3805 Internet_EU | H412B/LV230A-TPC |  | 1300 kPa | 400 kPa
133155 | H412B+LV24A-TPC | H412B+LV24A-TPC | 26 | H412B | + | LV24A-TPC | Standard actuator | 1 | Scenario 2 |  | PPK¦SelectPro¦VDI3805¦Internet_EU | PPK SelectPro VDI3805 Internet_EU | PPK SelectPro VDI3805 Internet_EU | H412B+LV24A-TPC |  | 1300 kPa | 400 kPa
133156 | H412B/LV24A-TPC | H412B/LV24A-TPC | 26 | H412B | / | LV24A-TPC | Standard actuator | 1 | Scenario 2 |  | PPK¦SelectPro¦VDI3805¦Internet_EU | PPK SelectPro VDI3805 Internet_EU | PPK SelectPro VDI3805 Internet_EU | H412B/LV24A-TPC |  | 1300 kPa | 400 kPa
133161 | H413B+LV230A-TPC | H413B+LV230A-TPC | 26 | H413B | + | LV230A-TPC | Standard actuator | 1 | Scenario 2 |  | PPK¦SelectPro¦VDI3805¦Internet_EU | PPK SelectPro VDI3805 Internet_EU | PPK SelectPro VDI3805 Internet_EU | H413B+LV230A-TPC |  | 1300 kPa | 400 kPa
133162 | H413B/LV230A-TPC | H413B/LV230A-TPC | 26 | H413B | / | LV230A-TPC | Standard actuator | 1 | Scenario 2 |  | PPK¦SelectPro¦VDI3805¦Internet_EU | PPK SelectPro VDI3805 Internet_EU | PPK SelectPro VDI3805 Internet_EU | H413B/LV230A-TPC |  | 1300 kPa | 400 kPa
133165 | H413B+LV24A-TPC | H413B+LV24A-TPC | 26 | H413B | + | LV24A-TPC | Standard actuator | 1 | Scenario 2 |  | PPK¦SelectPro¦VDI3805¦Internet_EU | PPK SelectPro VDI3805 Internet_EU | PPK SelectPro VDI3805 Internet_EU | H413B+LV24A-TPC |  | 1300 kPa | 400 kPa
133166 | H413B/LV24A-TPC | H413B/LV24A-TPC | 26 | H413B | / | LV24A-TPC | Standard actuator | 1 | Scenario 2 |  | PPK¦SelectPro¦VDI3805¦Internet_EU | PPK SelectPro VDI3805 Internet_EU | PPK SelectPro VDI3805 Internet_EU | H413B/LV24A-TPC |  | 1300 kPa | 400 kPa
133171 | H414B+LV230A-TPC | H414B+LV230A-TPC | 26 | H414B | + | LV230A-TPC | Standard actuator | 1 | Scenario 2 |  | PPK¦SelectPro¦VDI3805¦Internet_EU | PPK SelectPro VDI3805 Internet_EU | PPK SelectPro VDI3805 Internet_EU | H414B+LV230A-TPC |  | 1300 kPa | 400 kPa
133172 | H414B/LV230A-TPC | H414B/LV230A-TPC | 26 | H414B | / | LV230A-TPC | Standard actuator | 1 | Scenario 2 |  | PPK¦SelectPro¦VDI3805¦Internet_EU | PPK SelectPro VDI3805 Internet_EU | PPK SelectPro VDI3805 Internet_EU | H414B/LV230A-TPC |  | 1300 kPa | 400 kPa
133175 | H414B+LV24A-TPC | H414B+LV24A-TPC | 26 | H414B | + | LV24A-TPC | Standard actuator | 1 | Scenario 2 |  | PPK¦SelectPro¦VDI3805¦Internet_EU | PPK SelectPro VDI3805 Internet_EU | PPK SelectPro VDI3805 Internet_EU | H414B+LV24A-TPC |  | 1300 kPa | 400 kPa
133176 | H414B/LV24A-TPC | H414B/LV24A-TPC | 26 | H414B | / | LV24A-TPC | Standard actuator | 1 | Scenario 2 |  | PPK¦SelectPro¦VDI3805¦Internet_EU | PPK SelectPro VDI3805 Internet_EU | PPK SelectPro VDI3805 Internet_EU | H414B/LV24A-TPC |  | 1300 kPa | 400 kPa
133181 | H415B+LV230A-TPC | H415B+LV230A-TPC | 26 | H415B | + | LV230A-TPC | Standard actuator | 1 | Scenario 2 |  | PPK¦SelectPro¦VDI3805¦Internet_EU | PPK SelectPro VDI3805 Internet_EU | PPK SelectPro VDI3805 Internet_EU | H415B+LV230A-TPC |  | 1300 kPa | 400 kPa
133182 | H415B/LV230A-TPC | H415B/LV230A-TPC | 26 | H415B | / | LV230A-TPC | Standard actuator | 1 | Scenario 2 |  | PPK¦SelectPro¦VDI3805¦Internet_EU | PPK SelectPro VDI3805 Internet_EU | PPK SelectPro VDI3805 Internet_EU | H415B/LV230A-TPC |  | 1300 kPa | 400 kPa
133185 | H415B+LV24A-TPC | H415B+LV24A-TPC | 26 | H415B | + | LV24A-TPC | Standard actuator | 1 | Scenario 2 |  | PPK¦SelectPro¦VDI3805¦Internet_EU | PPK SelectPro VDI3805 Internet_EU | PPK SelectPro VDI3805 Internet_EU | H415B+LV24A-TPC |  | 1300 kPa | 400 kPa
133186 | H415B/LV24A-TPC | H415B/LV24A-TPC | 26 | H415B | / | LV24A-TPC | Standard actuator | 1 | Scenario 2 |  | PPK¦SelectPro¦VDI3805¦Internet_EU | PPK SelectPro VDI3805 Internet_EU | PPK SelectPro VDI3805 Internet_EU | H415B/LV24A-TPC |  | 1300 kPa | 400 kPa
133191 | H420B+LV230A-TPC | H420B+LV230A-TPC | 26 | H420B | + | LV230A-TPC | Standard actuator | 1 | Scenario 2 |  | PPK¦SelectPro¦VDI3805¦Internet_EU | PPK SelectPro VDI3805 Internet_EU | PPK SelectPro VDI3805 Internet_EU | H420B+LV230A-TPC |  | 900 kPa | 400 kPa
133192 | H420B/LV230A-TPC | H420B/LV230A-TPC | 26 | H420B | / | LV230A-TPC | Standard actuator | 1 | Scenario 2 |  | PPK¦SelectPro¦VDI3805¦Internet_EU | PPK SelectPro VDI3805 Internet_EU | PPK SelectPro VDI3805 Internet_EU | H420B/LV230A-TPC |  | 900 kPa | 400 kPa
133195 | H420B+LV24A-TPC | H420B+LV24A-TPC | 26 | H420B | + | LV24A-TPC | Standard actuator | 1 | Scenario 2 |  | PPK¦SelectPro¦VDI3805¦Internet_EU | PPK SelectPro VDI3805 Internet_EU | PPK SelectPro VDI3805 Internet_EU | H420B+LV24A-TPC |  | 900 kPa | 400 kPa
133196 | H420B/LV24A-TPC | H420B/LV24A-TPC | 26 | H420B | / | LV24A-TPC | Standard actuator | 1 | Scenario 2 |  | PPK¦SelectPro¦VDI3805¦Internet_EU | PPK SelectPro VDI3805 Internet_EU | PPK SelectPro VDI3805 Internet_EU | H420B/LV24A-TPC |  | 900 kPa | 400 kPa
133201 | H425B+LV230A-TPC | H425B+LV230A-TPC | 26 | H425B | + | LV230A-TPC | Standard actuator | 1 | Scenario 2 |  | PPK¦SelectPro¦VDI3805¦Internet_EU | PPK SelectPro VDI3805 Internet_EU | PPK SelectPro VDI3805 Internet_EU | H425B+LV230A-TPC |  | 500 kPa | 400 kPa
133202 | H425B/LV230A-TPC | H425B/LV230A-TPC | 26 | H425B | / | LV230A-TPC | Standard actuator | 1 | Scenario 2 |  | PPK¦SelectPro¦VDI3805¦Internet_EU | PPK SelectPro VDI3805 Internet_EU | PPK SelectPro VDI3805 Internet_EU | H425B/LV230A-TPC |  | 500 kPa | 400 kPa
133205 | H425B+LV24A-TPC | H425B+LV24A-TPC | 26 | H425B | + | LV24A-TPC | Standard actuator | 1 | Scenario 2 |  | PPK¦SelectPro¦VDI3805¦Internet_EU | PPK SelectPro VDI3805 Internet_EU | PPK SelectPro VDI3805 Internet_EU | H425B+LV24A-TPC |  | 500 kPa | 400 kPa
133206 | H425B/LV24A-TPC | H425B/LV24A-TPC | 26 | H425B | / | LV24A-TPC | Standard actuator | 1 | Scenario 2 |  | PPK¦SelectPro¦VDI3805¦Internet_EU | PPK SelectPro VDI3805 Internet_EU | PPK SelectPro VDI3805 Internet_EU | H425B/LV24A-TPC |  | 500 kPa | 400 kPa
133211 | H432B+LV230A-TPC | H432B+LV230A-TPC | 26 | H432B | + | LV230A-TPC | Standard actuator | 0 | Scenario 2 |  | PPK¦SelectPro¦VDI3805¦Internet_EU | PPK SelectPro VDI3805 Internet_EU | PPK SelectPro VDI3805 Internet_EU | H432B+LV230A-TPC |  | 350 kPa | 350 kPa
133212 | H432B/LV230A-TPC | H432B/LV230A-TPC | 26 | H432B | / | LV230A-TPC | Standard actuator | 0 | Scenario 2 |  | PPK¦SelectPro¦VDI3805¦Internet_EU | PPK SelectPro VDI3805 Internet_EU | PPK SelectPro VDI3805 Internet_EU | H432B/LV230A-TPC |  | 350 kPa | 350 kPa
133215 | H432B+LV24A-TPC | H432B+LV24A-TPC | 26 | H432B | + | LV24A-TPC | Standard actuator | 0 | Scenario 2 |  | PPK¦SelectPro¦VDI3805¦Internet_EU | PPK SelectPro VDI3805 Internet_EU | PPK SelectPro VDI3805 Internet_EU | H432B+LV24A-TPC |  | 350 kPa | 350 kPa
133216 | H432B/LV24A-TPC | H432B/LV24A-TPC | 26 | H432B | / | LV24A-TPC | Standard actuator | 0 | Scenario 2 |  | PPK¦SelectPro¦VDI3805¦Internet_EU | PPK SelectPro VDI3805 Internet_EU | PPK SelectPro VDI3805 Internet_EU | H432B/LV24A-TPC |  | 350 kPa | 350 kPa
133221 | H440B+LV230A-TPC | H440B+LV230A-TPC | 26 | H440B | + | LV230A-TPC | Standard actuator | 0 | Scenario 2 |  | PPK¦SelectPro¦VDI3805¦Internet_EU | PPK SelectPro VDI3805 Internet_EU | PPK SelectPro VDI3805 Internet_EU | H440B+LV230A-TPC |  | 150 kPa | 150 kPa
133222 | H440B/LV230A-TPC | H440B/LV230A-TPC | 26 | H440B | / | LV230A-TPC | Standard actuator | 0 | Scenario 2 |  | PPK¦SelectPro¦VDI3805¦Internet_EU | PPK SelectPro VDI3805 Internet_EU | PPK SelectPro VDI3805 Internet_EU | H440B/LV230A-TPC |  | 150 kPa | 150 kPa
133225 | H440B+LV24A-TPC | H440B+LV24A-TPC | 26 | H440B | + | LV24A-TPC | Standard actuator | 0 | Scenario 2 |  | PPK¦SelectPro¦VDI3805¦Internet_EU | PPK SelectPro VDI3805 Internet_EU | PPK SelectPro VDI3805 Internet_EU | H440B+LV24A-TPC |  | 150 kPa | 150 kPa
133226 | H440B/LV24A-TPC | H440B/LV24A-TPC | 26 | H440B | / | LV24A-TPC | Standard actuator | 0 | Scenario 2 |  | PPK¦SelectPro¦VDI3805¦Internet_EU | PPK SelectPro VDI3805 Internet_EU | PPK SelectPro VDI3805 Internet_EU | H440B/LV24A-TPC |  | 150 kPa | 150 kPa
133231 | H450B+LV230A-TPC | H450B+LV230A-TPC | 26 | H450B | + | LV230A-TPC | Standard actuator | 0 | Scenario 2 |  | PPK¦SelectPro¦VDI3805¦Internet_EU | PPK SelectPro VDI3805 Internet_EU | PPK SelectPro VDI3805 Internet_EU | H450B+LV230A-TPC |  | 70 kPa | 70 kPa
133232 | H450B/LV230A-TPC | H450B/LV230A-TPC | 26 | H450B | / | LV230A-TPC | Standard actuator | 0 | Scenario 2 |  | PPK¦SelectPro¦VDI3805¦Internet_EU | PPK SelectPro VDI3805 Internet_EU | PPK SelectPro VDI3805 Internet_EU | H450B/LV230A-TPC |  | 70 kPa | 70 kPa
133299 | H632N+NV24A-TPC | H632N+NV24A-TPC | 26 | H632N | + | NV24A-TPC | Standard actuator | 1 | Scenario 2 |  | PPK¦SelectPro¦VDI3805¦Internet_EU | PPK SelectPro VDI3805 Internet_EU | PPK SelectPro VDI3805 Internet_EU | H632N+NV24A-TPC |  | 1000 kPa | 400 kPa
133300 | H632N/NV24A-TPC | H632N/NV24A-TPC | 26 | H632N | / | NV24A-TPC | Standard actuator | 1 | Scenario 2 |  | PPK¦SelectPro¦VDI3805¦Internet_EU | PPK SelectPro VDI3805 Internet_EU | PPK SelectPro VDI3805 Internet_EU | H632N/NV24A-TPC |  | 1000 kPa | 400 kPa
133311 | H632R+NV24A-TPC | H632R+NV24A-TPC | 26 | H632R | + | NV24A-TPC | Standard actuator | 1 | Scenario 2 |  | PPK¦SelectPro¦VDI3805¦Internet_EU | PPK SelectPro VDI3805 Internet_EU | PPK SelectPro VDI3805 Internet_EU | H632R+NV24A-TPC |  | 600 kPa | 400 kPa
133312 | H632R/NV24A-TPC | H632R/NV24A-TPC | 26 | H632R | / | NV24A-TPC | Standard actuator | 1 | Scenario 2 |  | PPK¦SelectPro¦VDI3805¦Internet_EU | PPK SelectPro VDI3805 Internet_EU | PPK SelectPro VDI3805 Internet_EU | H632R/NV24A-TPC |  | 600 kPa | 400 kPa
133323 | H632S+NV24A-TPC | H632S+NV24A-TPC | 26 | H632S | + | NV24A-TPC | Standard actuator | 0 | Scenario 2 |  | PPK¦SelectPro¦VDI3805¦Internet_EU | PPK SelectPro VDI3805 Internet_EU | PPK SelectPro VDI3805 Internet_EU | H632S+NV24A-TPC |  | 950 kPa | 950 kPa
133324 | H632S/NV24A-TPC | H632S/NV24A-TPC | 26 | H632S | / | NV24A-TPC | Standard actuator | 0 | Scenario 2 |  | PPK¦SelectPro¦VDI3805¦Internet_EU | PPK SelectPro VDI3805 Internet_EU | PPK SelectPro VDI3805 Internet_EU | H632S/NV24A-TPC |  | 950 kPa | 950 kPa
133335 | H640N+NV24A-TPC | H640N+NV24A-TPC | 26 | H640N | + | NV24A-TPC | Standard actuator | 1 | Scenario 2 |  | PPK¦SelectPro¦VDI3805¦Internet_EU | PPK SelectPro VDI3805 Internet_EU | PPK SelectPro VDI3805 Internet_EU | H640N+NV24A-TPC |  | 500 kPa | 400 kPa
133336 | H640N/NV24A-TPC | H640N/NV24A-TPC | 26 | H640N | / | NV24A-TPC | Standard actuator | 1 | Scenario 2 |  | PPK¦SelectPro¦VDI3805¦Internet_EU | PPK SelectPro VDI3805 Internet_EU | PPK SelectPro VDI3805 Internet_EU | H640N/NV24A-TPC |  | 500 kPa | 400 kPa
133347 | H640R+NV24A-TPC | H640R+NV24A-TPC | 26 | H640R | + | NV24A-TPC | Standard actuator | 1 | Scenario 2 |  | PPK¦SelectPro¦VDI3805¦Internet_EU | PPK SelectPro VDI3805 Internet_EU | PPK SelectPro VDI3805 Internet_EU | H640R+NV24A-TPC |  | 500 kPa | 400 kPa
133348 | H640R/NV24A-TPC | H640R/NV24A-TPC | 26 | H640R | / | NV24A-TPC | Standard actuator | 1 | Scenario 2 |  | PPK¦SelectPro¦VDI3805¦Internet_EU | PPK SelectPro VDI3805 Internet_EU | PPK SelectPro VDI3805 Internet_EU | H640R/NV24A-TPC |  | 500 kPa | 400 kPa
133359 | H640S+NV24A-TPC | H640S+NV24A-TPC | 26 | H640S | + | NV24A-TPC | Standard actuator | 0 | Scenario 2 |  | PPK¦SelectPro¦VDI3805¦Internet_EU | PPK SelectPro VDI3805 Internet_EU | PPK SelectPro VDI3805 Internet_EU | H640S+NV24A-TPC |  | 500 kPa | 500 kPa
133360 | H640S/NV24A-TPC | H640S/NV24A-TPC | 26 | H640S | / | NV24A-TPC | Standard actuator | 0 | Scenario 2 |  | PPK¦SelectPro¦VDI3805¦Internet_EU | PPK SelectPro VDI3805 Internet_EU | PPK SelectPro VDI3805 Internet_EU | H640S/NV24A-TPC |  | 500 kPa | 500 kPa
133371 | H640SP+NV24A-TPC | H640SP+NV24A-TPC | 26 | H640SP | + | NV24A-TPC | Standard actuator | 1 | Scenario 2 |  | PPK¦SelectPro¦VDI3805¦Internet_EU | PPK SelectPro VDI3805 Internet_EU | PPK SelectPro VDI3805 Internet_EU | H640SP+NV24A-TPC |  | 1600 kPa | 1000 kPa
133372 | H640SP/NV24A-TPC | H640SP/NV24A-TPC | 26 | H640SP | / | NV24A-TPC | Standard actuator | 1 | Scenario 2 |  | PPK¦SelectPro¦VDI3805¦Internet_EU | PPK SelectPro VDI3805 Internet_EU | PPK SelectPro VDI3805 Internet_EU | H640SP/NV24A-TPC |  | 1600 kPa | 1000 kPa
133383 | H650N+NV24A-TPC | H650N+NV24A-TPC | 26 | H650N | + | NV24A-TPC | Standard actuator | 0 | Scenario 2 |  | PPK¦SelectPro¦VDI3805¦Internet_EU | PPK SelectPro VDI3805 Internet_EU | PPK SelectPro VDI3805 Internet_EU | H650N+NV24A-TPC |  | 300 kPa | 300 kPa
133384 | H650N/NV24A-TPC | H650N/NV24A-TPC | 26 | H650N | / | NV24A-TPC | Standard actuator | 0 | Scenario 2 |  | PPK¦SelectPro¦VDI3805¦Internet_EU | PPK SelectPro VDI3805 Internet_EU | PPK SelectPro VDI3805 Internet_EU | H650N/NV24A-TPC |  | 300 kPa | 300 kPa
133395 | H650R+NV24A-TPC | H650R+NV24A-TPC | 26 | H650R | + | NV24A-TPC | Standard actuator | 0 | Scenario 2 |  | PPK¦SelectPro¦VDI3805¦Internet_EU | PPK SelectPro VDI3805 Internet_EU | PPK SelectPro VDI3805 Internet_EU | H650R+NV24A-TPC |  | 300 kPa | 300 kPa
133396 | H650R/NV24A-TPC | H650R/NV24A-TPC | 26 | H650R | / | NV24A-TPC | Standard actuator | 0 | Scenario 2 |  | PPK¦SelectPro¦VDI3805¦Internet_EU | PPK SelectPro VDI3805 Internet_EU | PPK SelectPro VDI3805 Internet_EU | H650R/NV24A-TPC |  | 300 kPa | 300 kPa
133407 | H650S+NV24A-TPC | H650S+NV24A-TPC | 26 | H650S | + | NV24A-TPC | Standard actuator | 0 | Scenario 2 |  | PPK¦SelectPro¦VDI3805¦Internet_EU | PPK SelectPro VDI3805 Internet_EU | PPK SelectPro VDI3805 Internet_EU | H650S+NV24A-TPC |  | 300 kPa | 300 kPa
133408 | H650S/NV24A-TPC | H650S/NV24A-TPC | 26 | H650S | / | NV24A-TPC | Standard actuator | 0 | Scenario 2 |  | PPK¦SelectPro¦VDI3805¦Internet_EU | PPK SelectPro VDI3805 Internet_EU | PPK SelectPro VDI3805 Internet_EU | H650S/NV24A-TPC |  | 300 kPa | 300 kPa
133419 | H650SP+NV24A-TPC | H650SP+NV24A-TPC | 26 | H650SP | + | NV24A-TPC | Standard actuator | 1 | Scenario 2 |  | PPK¦SelectPro¦VDI3805¦Internet_EU | PPK SelectPro VDI3805 Internet_EU | PPK SelectPro VDI3805 Internet_EU | H650SP+NV24A-TPC |  | 1600 kPa | 1000 kPa
133420 | H650SP/NV24A-TPC | H650SP/NV24A-TPC | 26 | H650SP | / | NV24A-TPC | Standard actuator | 1 | Scenario 2 |  | PPK¦SelectPro¦VDI3805¦Internet_EU | PPK SelectPro VDI3805 Internet_EU | PPK SelectPro VDI3805 Internet_EU | H650SP/NV24A-TPC |  | 1600 kPa | 1000 kPa
133431 | H664N+NV24A-TPC | H664N+NV24A-TPC | 26 | H664N | + | NV24A-TPC | Standard actuator | 0 | Scenario 2 |  | PPK¦SelectPro¦VDI3805¦Internet_EU | PPK SelectPro VDI3805 Internet_EU | PPK SelectPro VDI3805 Internet_EU | H664N+NV24A-TPC |  | 140 kPa | 140 kPa
133432 | H664N/NV24A-TPC | H664N/NV24A-TPC | 26 | H664N | / | NV24A-TPC | Standard actuator | 0 | Scenario 2 |  | PPK¦SelectPro¦VDI3805¦Internet_EU | PPK SelectPro VDI3805 Internet_EU | PPK SelectPro VDI3805 Internet_EU | H664N/NV24A-TPC |  | 140 kPa | 140 kPa
133443 | H664R+NV24A-TPC | H664R+NV24A-TPC | 26 | H664R | + | NV24A-TPC | Standard actuator | 0 | Scenario 2 |  | PPK¦SelectPro¦VDI3805¦Internet_EU | PPK SelectPro VDI3805 Internet_EU | PPK SelectPro VDI3805 Internet_EU | H664R+NV24A-TPC |  | 140 kPa | 140 kPa
133444 | H664R/NV24A-TPC | H664R/NV24A-TPC | 26 | H664R | / | NV24A-TPC | Standard actuator | 0 | Scenario 2 |  | PPK¦SelectPro¦VDI3805¦Internet_EU | PPK SelectPro VDI3805 Internet_EU | PPK SelectPro VDI3805 Internet_EU | H664R/NV24A-TPC |  | 140 kPa | 140 kPa
133455 | H664S+NV24A-TPC | H664S+NV24A-TPC | 26 | H664S | + | NV24A-TPC | Standard actuator | 0 | Scenario 2 |  | PPK¦SelectPro¦VDI3805¦Internet_EU | PPK SelectPro VDI3805 Internet_EU | PPK SelectPro VDI3805 Internet_EU | H664S+NV24A-TPC |  | 130 kPa | 130 kPa
133456 | H664S/NV24A-TPC | H664S/NV24A-TPC | 26 | H664S | / | NV24A-TPC | Standard actuator | 0 | Scenario 2 |  | PPK¦SelectPro¦VDI3805¦Internet_EU | PPK SelectPro VDI3805 Internet_EU | PPK SelectPro VDI3805 Internet_EU | H664S/NV24A-TPC |  | 130 kPa | 130 kPa
133467 | H664SP+NV24A-TPC | H664SP+NV24A-TPC | 26 | H664SP | + | NV24A-TPC | Standard actuator | 1 | Scenario 2 |  | PPK¦SelectPro¦VDI3805¦Internet_EU | PPK SelectPro VDI3805 Internet_EU | PPK SelectPro VDI3805 Internet_EU | H664SP+NV24A-TPC |  | 1600 kPa | 1000 kPa
133468 | H664SP/NV24A-TPC | H664SP/NV24A-TPC | 26 | H664SP | / | NV24A-TPC | Standard actuator | 1 | Scenario 2 |  | PPK¦SelectPro¦VDI3805¦Internet_EU | PPK SelectPro VDI3805 Internet_EU | PPK SelectPro VDI3805 Internet_EU | H664SP/NV24A-TPC |  | 1600 kPa | 1000 kPa
133479 | H679N+NV24A-TPC | H679N+NV24A-TPC | 26 | H679N | + | NV24A-TPC | Standard actuator | 0 | Scenario 2 |  | PPK¦SelectPro¦VDI3805¦Internet_EU | PPK SelectPro VDI3805 Internet_EU | PPK SelectPro VDI3805 Internet_EU | H679N+NV24A-TPC |  | 80 kPa | 80 kPa
133480 | H679N/NV24A-TPC | H679N/NV24A-TPC | 26 | H679N | / | NV24A-TPC | Standard actuator | 0 | Scenario 2 |  | PPK¦SelectPro¦VDI3805¦Internet_EU | PPK SelectPro VDI3805 Internet_EU | PPK SelectPro VDI3805 Internet_EU | H679N/NV24A-TPC |  | 80 kPa | 80 kPa
133491 | H679R+NV24A-TPC | H679R+NV24A-TPC | 26 | H679R | + | NV24A-TPC | Standard actuator | 0 | Scenario 2 |  | PPK¦SelectPro¦VDI3805¦Internet_EU | PPK SelectPro VDI3805 Internet_EU | PPK SelectPro VDI3805 Internet_EU | H679R+NV24A-TPC |  | 80 kPa | 80 kPa
133492 | H679R/NV24A-TPC | H679R/NV24A-TPC | 26 | H679R | / | NV24A-TPC | Standard actuator | 0 | Scenario 2 |  | PPK¦SelectPro¦VDI3805¦Internet_EU | PPK SelectPro VDI3805 Internet_EU | PPK SelectPro VDI3805 Internet_EU | H679R/NV24A-TPC |  | 80 kPa | 80 kPa
133503 | H679SP+NV24A-TPC | H679SP+NV24A-TPC | 26 | H679SP | + | NV24A-TPC | Standard actuator | 1 | Scenario 2 |  | PPK¦SelectPro¦VDI3805¦Internet_EU | PPK SelectPro VDI3805 Internet_EU | PPK SelectPro VDI3805 Internet_EU | H679SP+NV24A-TPC |  | 1600 kPa | 1000 kPa
133504 | H679SP/NV24A-TPC | H679SP/NV24A-TPC | 26 | H679SP | / | NV24A-TPC | Standard actuator | 1 | Scenario 2 |  | PPK¦SelectPro¦VDI3805¦Internet_EU | PPK SelectPro VDI3805 Internet_EU | PPK SelectPro VDI3805 Internet_EU | H679SP/NV24A-TPC |  | 1600 kPa | 1000 kPa
133515 | H7015X4-S2+NV24A-TPC | H7015X4-S2+NV24A-TPC | 26 | H7015X4-S2 | + | NV24A-TPC | Standard actuator | 1 | Scenario 2 |  | PPK¦SelectPro¦VDI3805¦Internet_EU | PPK SelectPro VDI3805 Internet_EU | PPK SelectPro VDI3805 Internet_EU | H7015X4-S2+NV24A-TPC |  | 2200 kPa | 1000 kPa
133516 | H7015X4-S2/NV24A-TPC | H7015X4-S2/NV24A-TPC | 26 | H7015X4-S2 | / | NV24A-TPC | Standard actuator | 1 | Scenario 2 |  | PPK¦SelectPro¦VDI3805¦Internet_EU | PPK SelectPro VDI3805 Internet_EU | PPK SelectPro VDI3805 Internet_EU | H7015X4-S2/NV24A-TPC |  | 2200 kPa | 1000 kPa
133529 | H450B+LV24A-TPC | H450B+LV24A-TPC | 26 | H450B | + | LV24A-TPC | Standard actuator | 0 | Scenario 2 |  | PPK¦SelectPro¦VDI3805¦Internet_EU | PPK SelectPro VDI3805 Internet_EU | PPK SelectPro VDI3805 Internet_EU | H450B+LV24A-TPC |  | 70 kPa | 70 kPa
133530 | H450B/LV24A-TPC | H450B/LV24A-TPC | 26 | H450B | / | LV24A-TPC | Standard actuator | 0 | Scenario 2 |  | PPK¦SelectPro¦VDI3805¦Internet_EU | PPK SelectPro VDI3805 Internet_EU | PPK SelectPro VDI3805 Internet_EU | H450B/LV24A-TPC |  | 70 kPa | 70 kPa
133535 | H511B+LV230A-TPC | H511B+LV230A-TPC | 26 | H511B | + | LV230A-TPC | Standard actuator | 1 | Scenario 2 |  | PPK¦SelectPro¦VDI3805¦Internet_EU | PPK SelectPro VDI3805 Internet_EU | PPK SelectPro VDI3805 Internet_EU | H511B+LV230A-TPC |  | 1300 kPa | 400 kPa
133536 | H511B/LV230A-TPC | H511B/LV230A-TPC | 26 | H511B | / | LV230A-TPC | Standard actuator | 1 | Scenario 2 |  | PPK¦SelectPro¦VDI3805¦Internet_EU | PPK SelectPro VDI3805 Internet_EU | PPK SelectPro VDI3805 Internet_EU | H511B/LV230A-TPC |  | 1300 kPa | 400 kPa
133539 | H511B+LV24A-TPC | H511B+LV24A-TPC | 26 | H511B | + | LV24A-TPC | Standard actuator | 1 | Scenario 2 |  | PPK¦SelectPro¦VDI3805¦Internet_EU | PPK SelectPro VDI3805 Internet_EU | PPK SelectPro VDI3805 Internet_EU | H511B+LV24A-TPC |  | 1300 kPa | 400 kPa
133540 | H511B/LV24A-TPC | H511B/LV24A-TPC | 26 | H511B | / | LV24A-TPC | Standard actuator | 1 | Scenario 2 |  | PPK¦SelectPro¦VDI3805¦Internet_EU | PPK SelectPro VDI3805 Internet_EU | PPK SelectPro VDI3805 Internet_EU | H511B/LV24A-TPC |  | 1300 kPa | 400 kPa
133545 | H512B+LV230A-TPC | H512B+LV230A-TPC | 26 | H512B | + | LV230A-TPC | Standard actuator | 1 | Scenario 2 |  | PPK¦SelectPro¦VDI3805¦Internet_EU | PPK SelectPro VDI3805 Internet_EU | PPK SelectPro VDI3805 Internet_EU | H512B+LV230A-TPC |  | 1300 kPa | 400 kPa
133546 | H512B/LV230A-TPC | H512B/LV230A-TPC | 26 | H512B | / | LV230A-TPC | Standard actuator | 1 | Scenario 2 |  | PPK¦SelectPro¦VDI3805¦Internet_EU | PPK SelectPro VDI3805 Internet_EU | PPK SelectPro VDI3805 Internet_EU | H512B/LV230A-TPC |  | 1300 kPa | 400 kPa
133549 | H512B+LV24A-TPC | H512B+LV24A-TPC | 26 | H512B | + | LV24A-TPC | Standard actuator | 1 | Scenario 2 |  | PPK¦SelectPro¦VDI3805¦Internet_EU | PPK SelectPro VDI3805 Internet_EU | PPK SelectPro VDI3805 Internet_EU | H512B+LV24A-TPC |  | 1300 kPa | 400 kPa
133550 | H512B/LV24A-TPC | H512B/LV24A-TPC | 26 | H512B | / | LV24A-TPC | Standard actuator | 1 | Scenario 2 |  | PPK¦SelectPro¦VDI3805¦Internet_EU | PPK SelectPro VDI3805 Internet_EU | PPK SelectPro VDI3805 Internet_EU | H512B/LV24A-TPC |  | 1300 kPa | 400 kPa
133555 | H513B+LV230A-TPC | H513B+LV230A-TPC | 26 | H513B | + | LV230A-TPC | Standard actuator | 1 | Scenario 2 |  | PPK¦SelectPro¦VDI3805¦Internet_EU | PPK SelectPro VDI3805 Internet_EU | PPK SelectPro VDI3805 Internet_EU | H513B+LV230A-TPC |  | 1300 kPa | 400 kPa
133556 | H513B/LV230A-TPC | H513B/LV230A-TPC | 26 | H513B | / | LV230A-TPC | Standard actuator | 1 | Scenario 2 |  | PPK¦SelectPro¦VDI3805¦Internet_EU | PPK SelectPro VDI3805 Internet_EU | PPK SelectPro VDI3805 Internet_EU | H513B/LV230A-TPC |  | 1300 kPa | 400 kPa
133559 | H513B+LV24A-TPC | H513B+LV24A-TPC | 26 | H513B | + | LV24A-TPC | Standard actuator | 1 | Scenario 2 |  | PPK¦SelectPro¦VDI3805¦Internet_EU | PPK SelectPro VDI3805 Internet_EU | PPK SelectPro VDI3805 Internet_EU | H513B+LV24A-TPC |  | 1300 kPa | 400 kPa
133560 | H513B/LV24A-TPC | H513B/LV24A-TPC | 26 | H513B | / | LV24A-TPC | Standard actuator | 1 | Scenario 2 |  | PPK¦SelectPro¦VDI3805¦Internet_EU | PPK SelectPro VDI3805 Internet_EU | PPK SelectPro VDI3805 Internet_EU | H513B/LV24A-TPC |  | 1300 kPa | 400 kPa
133565 | H514B+LV230A-TPC | H514B+LV230A-TPC | 26 | H514B | + | LV230A-TPC | Standard actuator | 1 | Scenario 2 |  | PPK¦SelectPro¦VDI3805¦Internet_EU | PPK SelectPro VDI3805 Internet_EU | PPK SelectPro VDI3805 Internet_EU | H514B+LV230A-TPC |  | 1300 kPa | 400 kPa
133566 | H514B/LV230A-TPC | H514B/LV230A-TPC | 26 | H514B | / | LV230A-TPC | Standard actuator | 1 | Scenario 2 |  | PPK¦SelectPro¦VDI3805¦Internet_EU | PPK SelectPro VDI3805 Internet_EU | PPK SelectPro VDI3805 Internet_EU | H514B/LV230A-TPC |  | 1300 kPa | 400 kPa
133569 | H514B+LV24A-TPC | H514B+LV24A-TPC | 26 | H514B | + | LV24A-TPC | Standard actuator | 1 | Scenario 2 |  | PPK¦SelectPro¦VDI3805¦Internet_EU | PPK SelectPro VDI3805 Internet_EU | PPK SelectPro VDI3805 Internet_EU | H514B+LV24A-TPC |  | 1300 kPa | 400 kPa
133570 | H514B/LV24A-TPC | H514B/LV24A-TPC | 26 | H514B | / | LV24A-TPC | Standard actuator | 1 | Scenario 2 |  | PPK¦SelectPro¦VDI3805¦Internet_EU | PPK SelectPro VDI3805 Internet_EU | PPK SelectPro VDI3805 Internet_EU | H514B/LV24A-TPC |  | 1300 kPa | 400 kPa
133575 | H515B+LV230A-TPC | H515B+LV230A-TPC | 26 | H515B | + | LV230A-TPC | Standard actuator | 1 | Scenario 2 |  | PPK¦SelectPro¦VDI3805¦Internet_EU | PPK SelectPro VDI3805 Internet_EU | PPK SelectPro VDI3805 Internet_EU | H515B+LV230A-TPC |  | 1300 kPa | 400 kPa
133576 | H515B/LV230A-TPC | H515B/LV230A-TPC | 26 | H515B | / | LV230A-TPC | Standard actuator | 1 | Scenario 2 |  | PPK¦SelectPro¦VDI3805¦Internet_EU | PPK SelectPro VDI3805 Internet_EU | PPK SelectPro VDI3805 Internet_EU | H515B/LV230A-TPC |  | 1300 kPa | 400 kPa
133579 | H515B+LV24A-TPC | H515B+LV24A-TPC | 26 | H515B | + | LV24A-TPC | Standard actuator | 1 | Scenario 2 |  | PPK¦SelectPro¦VDI3805¦Internet_EU | PPK SelectPro VDI3805 Internet_EU | PPK SelectPro VDI3805 Internet_EU | H515B+LV24A-TPC |  | 1300 kPa | 400 kPa
133580 | H515B/LV24A-TPC | H515B/LV24A-TPC | 26 | H515B | / | LV24A-TPC | Standard actuator | 1 | Scenario 2 |  | PPK¦SelectPro¦VDI3805¦Internet_EU | PPK SelectPro VDI3805 Internet_EU | PPK SelectPro VDI3805 Internet_EU | H515B/LV24A-TPC |  | 1300 kPa | 400 kPa
133585 | H520B+LV230A-TPC | H520B+LV230A-TPC | 26 | H520B | + | LV230A-TPC | Standard actuator | 1 | Scenario 2 |  | PPK¦SelectPro¦VDI3805¦Internet_EU | PPK SelectPro VDI3805 Internet_EU | PPK SelectPro VDI3805 Internet_EU | H520B+LV230A-TPC |  | 900 kPa | 400 kPa
133586 | H520B/LV230A-TPC | H520B/LV230A-TPC | 26 | H520B | / | LV230A-TPC | Standard actuator | 1 | Scenario 2 |  | PPK¦SelectPro¦VDI3805¦Internet_EU | PPK SelectPro VDI3805 Internet_EU | PPK SelectPro VDI3805 Internet_EU | H520B/LV230A-TPC |  | 900 kPa | 400 kPa
133589 | H520B+LV24A-TPC | H520B+LV24A-TPC | 26 | H520B | + | LV24A-TPC | Standard actuator | 1 | Scenario 2 |  | PPK¦SelectPro¦VDI3805¦Internet_EU | PPK SelectPro VDI3805 Internet_EU | PPK SelectPro VDI3805 Internet_EU | H520B+LV24A-TPC |  | 900 kPa | 400 kPa
133590 | H520B/LV24A-TPC | H520B/LV24A-TPC | 26 | H520B | / | LV24A-TPC | Standard actuator | 1 | Scenario 2 |  | PPK¦SelectPro¦VDI3805¦Internet_EU | PPK SelectPro VDI3805 Internet_EU | PPK SelectPro VDI3805 Internet_EU | H520B/LV24A-TPC |  | 900 kPa | 400 kPa
133595 | H525B+LV230A-TPC | H525B+LV230A-TPC | 26 | H525B | + | LV230A-TPC | Standard actuator | 1 | Scenario 2 |  | PPK¦SelectPro¦VDI3805¦Internet_EU | PPK SelectPro VDI3805 Internet_EU | PPK SelectPro VDI3805 Internet_EU | H525B+LV230A-TPC |  | 500 kPa | 400 kPa
133596 | H525B/LV230A-TPC | H525B/LV230A-TPC | 26 | H525B | / | LV230A-TPC | Standard actuator | 1 | Scenario 2 |  | PPK¦SelectPro¦VDI3805¦Internet_EU | PPK SelectPro VDI3805 Internet_EU | PPK SelectPro VDI3805 Internet_EU | H525B/LV230A-TPC |  | 500 kPa | 400 kPa
133599 | H525B+LV24A-TPC | H525B+LV24A-TPC | 26 | H525B | + | LV24A-TPC | Standard actuator | 1 | Scenario 2 |  | PPK¦SelectPro¦VDI3805¦Internet_EU | PPK SelectPro VDI3805 Internet_EU | PPK SelectPro VDI3805 Internet_EU | H525B+LV24A-TPC |  | 500 kPa | 400 kPa
133600 | H525B/LV24A-TPC | H525B/LV24A-TPC | 26 | H525B | / | LV24A-TPC | Standard actuator | 1 | Scenario 2 |  | PPK¦SelectPro¦VDI3805¦Internet_EU | PPK SelectPro VDI3805 Internet_EU | PPK SelectPro VDI3805 Internet_EU | H525B/LV24A-TPC |  | 500 kPa | 400 kPa
133605 | H532B+LV230A-TPC | H532B+LV230A-TPC | 26 | H532B | + | LV230A-TPC | Standard actuator | 0 | Scenario 2 |  | PPK¦SelectPro¦VDI3805¦Internet_EU | PPK SelectPro VDI3805 Internet_EU | PPK SelectPro VDI3805 Internet_EU | H532B+LV230A-TPC |  | 350 kPa | 350 kPa
133606 | H532B/LV230A-TPC | H532B/LV230A-TPC | 26 | H532B | / | LV230A-TPC | Standard actuator | 0 | Scenario 2 |  | PPK¦SelectPro¦VDI3805¦Internet_EU | PPK SelectPro VDI3805 Internet_EU | PPK SelectPro VDI3805 Internet_EU | H532B/LV230A-TPC |  | 350 kPa | 350 kPa
133609 | H532B+LV24A-TPC | H532B+LV24A-TPC | 26 | H532B | + | LV24A-TPC | Standard actuator | 0 | Scenario 2 |  | PPK¦SelectPro¦VDI3805¦Internet_EU | PPK SelectPro VDI3805 Internet_EU | PPK SelectPro VDI3805 Internet_EU | H532B+LV24A-TPC |  | 350 kPa | 350 kPa
133610 | H532B/LV24A-TPC | H532B/LV24A-TPC | 26 | H532B | / | LV24A-TPC | Standard actuator | 0 | Scenario 2 |  | PPK¦SelectPro¦VDI3805¦Internet_EU | PPK SelectPro VDI3805 Internet_EU | PPK SelectPro VDI3805 Internet_EU | H532B/LV24A-TPC |  | 350 kPa | 350 kPa
133615 | H540B+LV230A-TPC | H540B+LV230A-TPC | 26 | H540B | + | LV230A-TPC | Standard actuator | 0 | Scenario 2 |  | PPK¦SelectPro¦VDI3805¦Internet_EU | PPK SelectPro VDI3805 Internet_EU | PPK SelectPro VDI3805 Internet_EU | H540B+LV230A-TPC |  | 150 kPa | 150 kPa
133616 | H540B/LV230A-TPC | H540B/LV230A-TPC | 26 | H540B | / | LV230A-TPC | Standard actuator | 0 | Scenario 2 |  | PPK¦SelectPro¦VDI3805¦Internet_EU | PPK SelectPro VDI3805 Internet_EU | PPK SelectPro VDI3805 Internet_EU | H540B/LV230A-TPC |  | 150 kPa | 150 kPa
133619 | H540B+LV24A-TPC | H540B+LV24A-TPC | 26 | H540B | + | LV24A-TPC | Standard actuator | 0 | Scenario 2 |  | PPK¦SelectPro¦VDI3805¦Internet_EU | PPK SelectPro VDI3805 Internet_EU | PPK SelectPro VDI3805 Internet_EU | H540B+LV24A-TPC |  | 150 kPa | 150 kPa
133620 | H540B/LV24A-TPC | H540B/LV24A-TPC | 26 | H540B | / | LV24A-TPC | Standard actuator | 0 | Scenario 2 |  | PPK¦SelectPro¦VDI3805¦Internet_EU | PPK SelectPro VDI3805 Internet_EU | PPK SelectPro VDI3805 Internet_EU | H540B/LV24A-TPC |  | 150 kPa | 150 kPa
133625 | H550B+LV230A-TPC | H550B+LV230A-TPC | 26 | H550B | + | LV230A-TPC | Standard actuator | 0 | Scenario 2 |  | PPK¦SelectPro¦VDI3805¦Internet_EU | PPK SelectPro VDI3805 Internet_EU | PPK SelectPro VDI3805 Internet_EU | H550B+LV230A-TPC |  | 70 kPa | 70 kPa
133626 | H550B/LV230A-TPC | H550B/LV230A-TPC | 26 | H550B | / | LV230A-TPC | Standard actuator | 0 | Scenario 2 |  | PPK¦SelectPro¦VDI3805¦Internet_EU | PPK SelectPro VDI3805 Internet_EU | PPK SelectPro VDI3805 Internet_EU | H550B/LV230A-TPC |  | 70 kPa | 70 kPa
133629 | H550B+LV24A-TPC | H550B+LV24A-TPC | 26 | H550B | + | LV24A-TPC | Standard actuator | 0 | Scenario 2 |  | PPK¦SelectPro¦VDI3805¦Internet_EU | PPK SelectPro VDI3805 Internet_EU | PPK SelectPro VDI3805 Internet_EU | H550B+LV24A-TPC |  | 70 kPa | 70 kPa
133630 | H550B/LV24A-TPC | H550B/LV24A-TPC | 26 | H550B | / | LV24A-TPC | Standard actuator | 0 | Scenario 2 |  | PPK¦SelectPro¦VDI3805¦Internet_EU | PPK SelectPro VDI3805 Internet_EU | PPK SelectPro VDI3805 Internet_EU | H550B/LV24A-TPC |  | 70 kPa | 70 kPa
133635 | H6015X1-S2+LV230A-TPC | H6015X1-S2+LV230A-TPC | 26 | H6015X1-S2 | + | LV230A-TPC | Standard actuator | 1 | Scenario 2 |  | PPK¦SelectPro¦VDI3805¦Internet_EU | PPK SelectPro VDI3805 Internet_EU | PPK SelectPro VDI3805 Internet_EU | H6015X1-S2+LV230A-TPC |  | 800 kPa | 800 kPa
133636 | H6015X1-S2/LV230A-TPC | H6015X1-S2/LV230A-TPC | 26 | H6015X1-S2 | / | LV230A-TPC | Standard actuator | 1 | Scenario 2 |  | PPK¦SelectPro¦VDI3805¦Internet_EU | PPK SelectPro VDI3805 Internet_EU | PPK SelectPro VDI3805 Internet_EU | H6015X1-S2/LV230A-TPC |  | 800 kPa | 800 kPa
133639 | H6015X1-S2+LV24A-TPC | H6015X1-S2+LV24A-TPC | 26 | H6015X1-S2 | + | LV24A-TPC | Standard actuator | 1 | Scenario 2 |  | PPK¦SelectPro¦VDI3805¦Internet_EU | PPK SelectPro VDI3805 Internet_EU | PPK SelectPro VDI3805 Internet_EU | H6015X1-S2+LV24A-TPC |  | 800 kPa | 800 kPa
133640 | H6015X1-S2/LV24A-TPC | H6015X1-S2/LV24A-TPC | 26 | H6015X1-S2 | / | LV24A-TPC | Standard actuator | 1 | Scenario 2 |  | PPK¦SelectPro¦VDI3805¦Internet_EU | PPK SelectPro VDI3805 Internet_EU | PPK SelectPro VDI3805 Internet_EU | H6015X1-S2/LV24A-TPC |  | 800 kPa | 800 kPa
133645 | H6015X1P6-S2+LV230A-TPC | H6015X1P6-S2+LV230A-TPC | 26 | H6015X1P6-S2 | + | LV230A-TPC | Standard actuator | 1 | Scenario 2 |  | PPK¦SelectPro¦VDI3805¦Internet_EU | PPK SelectPro VDI3805 Internet_EU | PPK SelectPro VDI3805 Internet_EU | H6015X1P6-S2+LV230A-TPC |  | 800 kPa | 800 kPa
133646 | H6015X1P6-S2/LV230A-TPC | H6015X1P6-S2/LV230A-TPC | 26 | H6015X1P6-S2 | / | LV230A-TPC | Standard actuator | 1 | Scenario 2 |  | PPK¦SelectPro¦VDI3805¦Internet_EU | PPK SelectPro VDI3805 Internet_EU | PPK SelectPro VDI3805 Internet_EU | H6015X1P6-S2/LV230A-TPC |  | 800 kPa | 800 kPa
133649 | H6015X1P6-S2+LV24A-TPC | H6015X1P6-S2+LV24A-TPC | 26 | H6015X1P6-S2 | + | LV24A-TPC | Standard actuator | 1 | Scenario 2 |  | PPK¦SelectPro¦VDI3805¦Internet_EU | PPK SelectPro VDI3805 Internet_EU | PPK SelectPro VDI3805 Internet_EU | H6015X1P6-S2+LV24A-TPC |  | 800 kPa | 800 kPa
133650 | H6015X1P6-S2/LV24A-TPC | H6015X1P6-S2/LV24A-TPC | 26 | H6015X1P6-S2 | / | LV24A-TPC | Standard actuator | 1 | Scenario 2 |  | PPK¦SelectPro¦VDI3805¦Internet_EU | PPK SelectPro VDI3805 Internet_EU | PPK SelectPro VDI3805 Internet_EU | H6015X1P6-S2/LV24A-TPC |  | 800 kPa | 800 kPa
133655 | H6015X2P5-S2+LV230A-TPC | H6015X2P5-S2+LV230A-TPC | 26 | H6015X2P5-S2 | + | LV230A-TPC | Standard actuator | 1 | Scenario 2 |  | PPK¦SelectPro¦VDI3805¦Internet_EU | PPK SelectPro VDI3805 Internet_EU | PPK SelectPro VDI3805 Internet_EU | H6015X2P5-S2+LV230A-TPC |  | 800 kPa | 800 kPa
133656 | H6015X2P5-S2/LV230A-TPC | H6015X2P5-S2/LV230A-TPC | 26 | H6015X2P5-S2 | / | LV230A-TPC | Standard actuator | 1 | Scenario 2 |  | PPK¦SelectPro¦VDI3805¦Internet_EU | PPK SelectPro VDI3805 Internet_EU | PPK SelectPro VDI3805 Internet_EU | H6015X2P5-S2/LV230A-TPC |  | 800 kPa | 800 kPa
133659 | H6015X2P5-S2+LV24A-TPC | H6015X2P5-S2+LV24A-TPC | 26 | H6015X2P5-S2 | + | LV24A-TPC | Standard actuator | 1 | Scenario 2 |  | PPK¦SelectPro¦VDI3805¦Internet_EU | PPK SelectPro VDI3805 Internet_EU | PPK SelectPro VDI3805 Internet_EU | H6015X2P5-S2+LV24A-TPC |  | 800 kPa | 800 kPa
133660 | H6015X2P5-S2/LV24A-TPC | H6015X2P5-S2/LV24A-TPC | 26 | H6015X2P5-S2 | / | LV24A-TPC | Standard actuator | 1 | Scenario 2 |  | PPK¦SelectPro¦VDI3805¦Internet_EU | PPK SelectPro VDI3805 Internet_EU | PPK SelectPro VDI3805 Internet_EU | H6015X2P5-S2/LV24A-TPC |  | 800 kPa | 800 kPa
133665 | H6015X4-S2+LV230A-TPC | H6015X4-S2+LV230A-TPC | 26 | H6015X4-S2 | + | LV230A-TPC | Standard actuator | 1 | Scenario 2 |  | PPK¦SelectPro¦VDI3805¦Internet_EU | PPK SelectPro VDI3805 Internet_EU | PPK SelectPro VDI3805 Internet_EU | H6015X4-S2+LV230A-TPC |  | 800 kPa | 800 kPa
133666 | H6015X4-S2/LV230A-TPC | H6015X4-S2/LV230A-TPC | 26 | H6015X4-S2 | / | LV230A-TPC | Standard actuator | 1 | Scenario 2 |  | PPK¦SelectPro¦VDI3805¦Internet_EU | PPK SelectPro VDI3805 Internet_EU | PPK SelectPro VDI3805 Internet_EU | H6015X4-S2/LV230A-TPC |  | 800 kPa | 800 kPa
133669 | H6015X4-S2+LV24A-TPC | H6015X4-S2+LV24A-TPC | 26 | H6015X4-S2 | + | LV24A-TPC | Standard actuator | 1 | Scenario 2 |  | PPK¦SelectPro¦VDI3805¦Internet_EU | PPK SelectPro VDI3805 Internet_EU | PPK SelectPro VDI3805 Internet_EU | H6015X4-S2+LV24A-TPC |  | 800 kPa | 800 kPa
133670 | H6015X4-S2/LV24A-TPC | H6015X4-S2/LV24A-TPC | 26 | H6015X4-S2 | / | LV24A-TPC | Standard actuator | 1 | Scenario 2 |  | PPK¦SelectPro¦VDI3805¦Internet_EU | PPK SelectPro VDI3805 Internet_EU | PPK SelectPro VDI3805 Internet_EU | H6015X4-S2/LV24A-TPC |  | 800 kPa | 800 kPa
133675 | H6015XP4-S2+LV230A-TPC | H6015XP4-S2+LV230A-TPC | 26 | H6015XP4-S2 | + | LV230A-TPC | Standard actuator | 1 | Scenario 2 |  | PPK¦SelectPro¦VDI3805¦Internet_EU | PPK SelectPro VDI3805 Internet_EU | PPK SelectPro VDI3805 Internet_EU | H6015XP4-S2+LV230A-TPC |  | 2500 kPa | 1000 kPa
133676 | H6015XP4-S2/LV230A-TPC | H6015XP4-S2/LV230A-TPC | 26 | H6015XP4-S2 | / | LV230A-TPC | Standard actuator | 1 | Scenario 2 |  | PPK¦SelectPro¦VDI3805¦Internet_EU | PPK SelectPro VDI3805 Internet_EU | PPK SelectPro VDI3805 Internet_EU | H6015XP4-S2/LV230A-TPC |  | 2500 kPa | 1000 kPa
133679 | H6015XP4-S2+LV24A-TPC | H6015XP4-S2+LV24A-TPC | 26 | H6015XP4-S2 | + | LV24A-TPC | Standard actuator | 1 | Scenario 2 |  | PPK¦SelectPro¦VDI3805¦Internet_EU | PPK SelectPro VDI3805 Internet_EU | PPK SelectPro VDI3805 Internet_EU | H6015XP4-S2+LV24A-TPC |  | 2500 kPa | 1000 kPa
133680 | H6015XP4-S2/LV24A-TPC | H6015XP4-S2/LV24A-TPC | 26 | H6015XP4-S2 | / | LV24A-TPC | Standard actuator | 1 | Scenario 2 |  | PPK¦SelectPro¦VDI3805¦Internet_EU | PPK SelectPro VDI3805 Internet_EU | PPK SelectPro VDI3805 Internet_EU | H6015XP4-S2/LV24A-TPC |  | 2500 kPa | 1000 kPa
133685 | H6015XP63-S2+LV230A-TPC | H6015XP63-S2+LV230A-TPC | 26 | H6015XP63-S2 | + | LV230A-TPC | Standard actuator | 1 | Scenario 2 |  | PPK¦SelectPro¦VDI3805¦Internet_EU | PPK SelectPro VDI3805 Internet_EU | PPK SelectPro VDI3805 Internet_EU | H6015XP63-S2+LV230A-TPC |  | 2500 kPa | 1000 kPa
133686 | H6015XP63-S2/LV230A-TPC | H6015XP63-S2/LV230A-TPC | 26 | H6015XP63-S2 | / | LV230A-TPC | Standard actuator | 1 | Scenario 2 |  | PPK¦SelectPro¦VDI3805¦Internet_EU | PPK SelectPro VDI3805 Internet_EU | PPK SelectPro VDI3805 Internet_EU | H6015XP63-S2/LV230A-TPC |  | 2500 kPa | 1000 kPa
133689 | H6015XP63-S2+LV24A-TPC | H6015XP63-S2+LV24A-TPC | 26 | H6015XP63-S2 | + | LV24A-TPC | Standard actuator | 1 | Scenario 2 |  | PPK¦SelectPro¦VDI3805¦Internet_EU | PPK SelectPro VDI3805 Internet_EU | PPK SelectPro VDI3805 Internet_EU | H6015XP63-S2+LV24A-TPC |  | 2500 kPa | 1000 kPa
133690 | H6015XP63-S2/LV24A-TPC | H6015XP63-S2/LV24A-TPC | 26 | H6015XP63-S2 | / | LV24A-TPC | Standard actuator | 1 | Scenario 2 |  | PPK¦SelectPro¦VDI3805¦Internet_EU | PPK SelectPro VDI3805 Internet_EU | PPK SelectPro VDI3805 Internet_EU | H6015XP63-S2/LV24A-TPC |  | 2500 kPa | 1000 kPa
133697 | H7015Y4-S2+NV24A-TPC | H7015Y4-S2+NV24A-TPC | 26 | H7015Y4-S2 | + | NV24A-TPC | Standard actuator | 1 | Scenario 2 |  | PPK¦SelectPro¦VDI3805¦Internet_EU | PPK SelectPro VDI3805 Internet_EU | PPK SelectPro VDI3805 Internet_EU | H7015Y4-S2+NV24A-TPC |  | 2200 kPa | 1000 kPa
133698 | H7015Y4-S2/NV24A-TPC | H7015Y4-S2/NV24A-TPC | 26 | H7015Y4-S2 | / | NV24A-TPC | Standard actuator | 1 | Scenario 2 |  | PPK¦SelectPro¦VDI3805¦Internet_EU | PPK SelectPro VDI3805 Internet_EU | PPK SelectPro VDI3805 Internet_EU | H7015Y4-S2/NV24A-TPC |  | 2200 kPa | 1000 kPa
133709 | H7020X6P3-S2+NV24A-TPC | H7020X6P3-S2+NV24A-TPC | 26 | H7020X6P3-S2 | + | NV24A-TPC | Standard actuator | 1 | Scenario 2 |  | PPK¦SelectPro¦VDI3805¦Internet_EU | PPK SelectPro VDI3805 Internet_EU | PPK SelectPro VDI3805 Internet_EU | H7020X6P3-S2+NV24A-TPC |  | 1500 kPa | 1000 kPa
133710 | H7020X6P3-S2/NV24A-TPC | H7020X6P3-S2/NV24A-TPC | 26 | H7020X6P3-S2 | / | NV24A-TPC | Standard actuator | 1 | Scenario 2 |  | PPK¦SelectPro¦VDI3805¦Internet_EU | PPK SelectPro VDI3805 Internet_EU | PPK SelectPro VDI3805 Internet_EU | H7020X6P3-S2/NV24A-TPC |  | 1500 kPa | 1000 kPa
133721 | H7020Y6P3-S2+NV24A-TPC | H7020Y6P3-S2+NV24A-TPC | 26 | H7020Y6P3-S2 | + | NV24A-TPC | Standard actuator | 1 | Scenario 2 |  | PPK¦SelectPro¦VDI3805¦Internet_EU | PPK SelectPro VDI3805 Internet_EU | PPK SelectPro VDI3805 Internet_EU | H7020Y6P3-S2+NV24A-TPC |  | 1500 kPa | 1000 kPa
133722 | H7020Y6P3-S2/NV24A-TPC | H7020Y6P3-S2/NV24A-TPC | 26 | H7020Y6P3-S2 | / | NV24A-TPC | Standard actuator | 1 | Scenario 2 |  | PPK¦SelectPro¦VDI3805¦Internet_EU | PPK SelectPro VDI3805 Internet_EU | PPK SelectPro VDI3805 Internet_EU | H7020Y6P3-S2/NV24A-TPC |  | 1500 kPa | 1000 kPa
133733 | H7025X10-S2+NV24A-TPC | H7025X10-S2+NV24A-TPC | 26 | H7025X10-S2 | + | NV24A-TPC | Standard actuator | 1 | Scenario 2 |  | PPK¦SelectPro¦VDI3805¦Internet_EU | PPK SelectPro VDI3805 Internet_EU | PPK SelectPro VDI3805 Internet_EU | H7025X10-S2+NV24A-TPC |  | 1300 kPa | 1000 kPa
133734 | H7025X10-S2/NV24A-TPC | H7025X10-S2/NV24A-TPC | 26 | H7025X10-S2 | / | NV24A-TPC | Standard actuator | 1 | Scenario 2 |  | PPK¦SelectPro¦VDI3805¦Internet_EU | PPK SelectPro VDI3805 Internet_EU | PPK SelectPro VDI3805 Internet_EU | H7025X10-S2/NV24A-TPC |  | 1300 kPa | 1000 kPa
133745 | H7025Y10-S2+NV24A-TPC | H7025Y10-S2+NV24A-TPC | 26 | H7025Y10-S2 | + | NV24A-TPC | Standard actuator | 1 | Scenario 2 |  | PPK¦SelectPro¦VDI3805¦Internet_EU | PPK SelectPro VDI3805 Internet_EU | PPK SelectPro VDI3805 Internet_EU | H7025Y10-S2+NV24A-TPC |  | 1300 kPa | 1000 kPa
133746 | H7025Y10-S2/NV24A-TPC | H7025Y10-S2/NV24A-TPC | 26 | H7025Y10-S2 | / | NV24A-TPC | Standard actuator | 1 | Scenario 2 |  | PPK¦SelectPro¦VDI3805¦Internet_EU | PPK SelectPro VDI3805 Internet_EU | PPK SelectPro VDI3805 Internet_EU | H7025Y10-S2/NV24A-TPC |  | 1300 kPa | 1000 kPa
133757 | H7032X16-S2+NV24A-TPC | H7032X16-S2+NV24A-TPC | 26 | H7032X16-S2 | + | NV24A-TPC | Standard actuator | 0 | Scenario 2 |  | PPK¦SelectPro¦VDI3805¦Internet_EU | PPK SelectPro VDI3805 Internet_EU | PPK SelectPro VDI3805 Internet_EU | H7032X16-S2+NV24A-TPC |  | 900 kPa | 900 kPa
133758 | H7032X16-S2/NV24A-TPC | H7032X16-S2/NV24A-TPC | 26 | H7032X16-S2 | / | NV24A-TPC | Standard actuator | 0 | Scenario 2 |  | PPK¦SelectPro¦VDI3805¦Internet_EU | PPK SelectPro VDI3805 Internet_EU | PPK SelectPro VDI3805 Internet_EU | H7032X16-S2/NV24A-TPC |  | 900 kPa | 900 kPa
133769 | H7032Y16-S2+NV24A-TPC | H7032Y16-S2+NV24A-TPC | 26 | H7032Y16-S2 | + | NV24A-TPC | Standard actuator | 0 | Scenario 2 |  | PPK¦SelectPro¦VDI3805¦Internet_EU | PPK SelectPro VDI3805 Internet_EU | PPK SelectPro VDI3805 Internet_EU | H7032Y16-S2+NV24A-TPC |  | 900 kPa | 900 kPa
133770 | H7032Y16-S2/NV24A-TPC | H7032Y16-S2/NV24A-TPC | 26 | H7032Y16-S2 | / | NV24A-TPC | Standard actuator | 0 | Scenario 2 |  | PPK¦SelectPro¦VDI3805¦Internet_EU | PPK SelectPro VDI3805 Internet_EU | PPK SelectPro VDI3805 Internet_EU | H7032Y16-S2/NV24A-TPC |  | 900 kPa | 900 kPa
133781 | H7040X25-S2+NV24A-TPC | H7040X25-S2+NV24A-TPC | 26 | H7040X25-S2 | + | NV24A-TPC | Standard actuator | 0 | Scenario 2 |  | PPK¦SelectPro¦VDI3805¦Internet_EU | PPK SelectPro VDI3805 Internet_EU | PPK SelectPro VDI3805 Internet_EU | H7040X25-S2+NV24A-TPC |  | 500 kPa | 500 kPa
133782 | H7040X25-S2/NV24A-TPC | H7040X25-S2/NV24A-TPC | 26 | H7040X25-S2 | / | NV24A-TPC | Standard actuator | 0 | Scenario 2 |  | PPK¦SelectPro¦VDI3805¦Internet_EU | PPK SelectPro VDI3805 Internet_EU | PPK SelectPro VDI3805 Internet_EU | H7040X25-S2/NV24A-TPC |  | 500 kPa | 500 kPa
133793 | H7040Y25-S2+NV24A-TPC | H7040Y25-S2+NV24A-TPC | 26 | H7040Y25-S2 | + | NV24A-TPC | Standard actuator | 0 | Scenario 2 |  | PPK¦SelectPro¦VDI3805¦Internet_EU | PPK SelectPro VDI3805 Internet_EU | PPK SelectPro VDI3805 Internet_EU | H7040Y25-S2+NV24A-TPC |  | 500 kPa | 500 kPa
133794 | H7040Y25-S2/NV24A-TPC | H7040Y25-S2/NV24A-TPC | 26 | H7040Y25-S2 | / | NV24A-TPC | Standard actuator | 0 | Scenario 2 |  | PPK¦SelectPro¦VDI3805¦Internet_EU | PPK SelectPro VDI3805 Internet_EU | PPK SelectPro VDI3805 Internet_EU | H7040Y25-S2/NV24A-TPC |  | 500 kPa | 500 kPa
133805 | H7050X40-S2+NV24A-TPC | H7050X40-S2+NV24A-TPC | 26 | H7050X40-S2 | + | NV24A-TPC | Standard actuator | 0 | Scenario 2 |  | PPK¦SelectPro¦VDI3805¦Internet_EU | PPK SelectPro VDI3805 Internet_EU | PPK SelectPro VDI3805 Internet_EU | H7050X40-S2+NV24A-TPC |  | 300 kPa | 300 kPa
133806 | H7050X40-S2/NV24A-TPC | H7050X40-S2/NV24A-TPC | 26 | H7050X40-S2 | / | NV24A-TPC | Standard actuator | 0 | Scenario 2 |  | PPK¦SelectPro¦VDI3805¦Internet_EU | PPK SelectPro VDI3805 Internet_EU | PPK SelectPro VDI3805 Internet_EU | H7050X40-S2/NV24A-TPC |  | 300 kPa | 300 kPa
133817 | H7050Y40-S2+NV24A-TPC | H7050Y40-S2+NV24A-TPC | 26 | H7050Y40-S2 | + | NV24A-TPC | Standard actuator | 0 | Scenario 2 |  | PPK¦SelectPro¦VDI3805¦Internet_EU | PPK SelectPro VDI3805 Internet_EU | PPK SelectPro VDI3805 Internet_EU | H7050Y40-S2+NV24A-TPC |  | 300 kPa | 300 kPa
133818 | H7050Y40-S2/NV24A-TPC | H7050Y40-S2/NV24A-TPC | 26 | H7050Y40-S2 | / | NV24A-TPC | Standard actuator | 0 | Scenario 2 |  | PPK¦SelectPro¦VDI3805¦Internet_EU | PPK SelectPro VDI3805 Internet_EU | PPK SelectPro VDI3805 Internet_EU | H7050Y40-S2/NV24A-TPC |  | 300 kPa | 300 kPa
133829 | H711N+NV24A-TPC | H711N+NV24A-TPC | 26 | H711N | + | NV24A-TPC | Standard actuator | 0 | Scenario 2 |  | PPK¦SelectPro¦VDI3805¦Internet_EU | PPK SelectPro VDI3805 Internet_EU | PPK SelectPro VDI3805 Internet_EU | H711N+NV24A-TPC |  | 1600 kPa | 400 kPa
133830 | H711N/NV24A-TPC | H711N/NV24A-TPC | 26 | H711N | / | NV24A-TPC | Standard actuator | 0 | Scenario 2 |  | PPK¦SelectPro¦VDI3805¦Internet_EU | PPK SelectPro VDI3805 Internet_EU | PPK SelectPro VDI3805 Internet_EU | H711N/NV24A-TPC |  | 1600 kPa | 400 kPa
133841 | H711R+NV24A-TPC | H711R+NV24A-TPC | 26 | H711R | + | NV24A-TPC | Standard actuator | 0 | Scenario 2 |  | PPK¦SelectPro¦VDI3805¦Internet_EU | PPK SelectPro VDI3805 Internet_EU | PPK SelectPro VDI3805 Internet_EU | H711R+NV24A-TPC |  | 600 kPa | 400 kPa
133842 | H711R/NV24A-TPC | H711R/NV24A-TPC | 26 | H711R | / | NV24A-TPC | Standard actuator | 0 | Scenario 2 |  | PPK¦SelectPro¦VDI3805¦Internet_EU | PPK SelectPro VDI3805 Internet_EU | PPK SelectPro VDI3805 Internet_EU | H711R/NV24A-TPC |  | 600 kPa | 400 kPa
133853 | H712N+NV24A-TPC | H712N+NV24A-TPC | 26 | H712N | + | NV24A-TPC | Standard actuator | 0 | Scenario 2 |  | PPK¦SelectPro¦VDI3805¦Internet_EU | PPK SelectPro VDI3805 Internet_EU | PPK SelectPro VDI3805 Internet_EU | H712N+NV24A-TPC |  | 1600 kPa | 400 kPa
133854 | H712N/NV24A-TPC | H712N/NV24A-TPC | 26 | H712N | / | NV24A-TPC | Standard actuator | 0 | Scenario 2 |  | PPK¦SelectPro¦VDI3805¦Internet_EU | PPK SelectPro VDI3805 Internet_EU | PPK SelectPro VDI3805 Internet_EU | H712N/NV24A-TPC |  | 1600 kPa | 400 kPa
133865 | H712R+NV24A-TPC | H712R+NV24A-TPC | 26 | H712R | + | NV24A-TPC | Standard actuator | 0 | Scenario 2 |  | PPK¦SelectPro¦VDI3805¦Internet_EU | PPK SelectPro VDI3805 Internet_EU | PPK SelectPro VDI3805 Internet_EU | H712R+NV24A-TPC |  | 600 kPa | 400 kPa
133866 | H712R/NV24A-TPC | H712R/NV24A-TPC | 26 | H712R | / | NV24A-TPC | Standard actuator | 0 | Scenario 2 |  | PPK¦SelectPro¦VDI3805¦Internet_EU | PPK SelectPro VDI3805 Internet_EU | PPK SelectPro VDI3805 Internet_EU | H712R/NV24A-TPC |  | 600 kPa | 400 kPa
133877 | H713N+NV24A-TPC | H713N+NV24A-TPC | 26 | H713N | + | NV24A-TPC | Standard actuator | 0 | Scenario 2 |  | PPK¦SelectPro¦VDI3805¦Internet_EU | PPK SelectPro VDI3805 Internet_EU | PPK SelectPro VDI3805 Internet_EU | H713N+NV24A-TPC |  | 1600 kPa | 400 kPa
133878 | H713N/NV24A-TPC | H713N/NV24A-TPC | 26 | H713N | / | NV24A-TPC | Standard actuator | 0 | Scenario 2 |  | PPK¦SelectPro¦VDI3805¦Internet_EU | PPK SelectPro VDI3805 Internet_EU | PPK SelectPro VDI3805 Internet_EU | H713N/NV24A-TPC |  | 1600 kPa | 400 kPa
133889 | H713R+NV24A-TPC | H713R+NV24A-TPC | 26 | H713R | + | NV24A-TPC | Standard actuator | 0 | Scenario 2 |  | PPK¦SelectPro¦VDI3805¦Internet_EU | PPK SelectPro VDI3805 Internet_EU | PPK SelectPro VDI3805 Internet_EU | H713R+NV24A-TPC |  | 600 kPa | 400 kPa
133890 | H713R/NV24A-TPC | H713R/NV24A-TPC | 26 | H713R | / | NV24A-TPC | Standard actuator | 0 | Scenario 2 |  | PPK¦SelectPro¦VDI3805¦Internet_EU | PPK SelectPro VDI3805 Internet_EU | PPK SelectPro VDI3805 Internet_EU | H713R/NV24A-TPC |  | 600 kPa | 400 kPa
133901 | H714N+NV24A-TPC | H714N+NV24A-TPC | 26 | H714N | + | NV24A-TPC | Standard actuator | 0 | Scenario 2 |  | PPK¦SelectPro¦VDI3805¦Internet_EU | PPK SelectPro VDI3805 Internet_EU | PPK SelectPro VDI3805 Internet_EU | H714N+NV24A-TPC |  | 1600 kPa | 400 kPa
133902 | H714N/NV24A-TPC | H714N/NV24A-TPC | 26 | H714N | / | NV24A-TPC | Standard actuator | 0 | Scenario 2 |  | PPK¦SelectPro¦VDI3805¦Internet_EU | PPK SelectPro VDI3805 Internet_EU | PPK SelectPro VDI3805 Internet_EU | H714N/NV24A-TPC |  | 1600 kPa | 400 kPa
133913 | H714R+NV24A-TPC | H714R+NV24A-TPC | 26 | H714R | + | NV24A-TPC | Standard actuator | 0 | Scenario 2 |  | PPK¦SelectPro¦VDI3805¦Internet_EU | PPK SelectPro VDI3805 Internet_EU | PPK SelectPro VDI3805 Internet_EU | H714R+NV24A-TPC |  | 600 kPa | 400 kPa
133914 | H714R/NV24A-TPC | H714R/NV24A-TPC | 26 | H714R | / | NV24A-TPC | Standard actuator | 0 | Scenario 2 |  | PPK¦SelectPro¦VDI3805¦Internet_EU | PPK SelectPro VDI3805 Internet_EU | PPK SelectPro VDI3805 Internet_EU | H714R/NV24A-TPC |  | 600 kPa | 400 kPa
133925 | H715N+NV24A-TPC | H715N+NV24A-TPC | 26 | H715N | + | NV24A-TPC | Standard actuator | 0 | Scenario 2 |  | PPK¦SelectPro¦VDI3805¦Internet_EU | PPK SelectPro VDI3805 Internet_EU | PPK SelectPro VDI3805 Internet_EU | H715N+NV24A-TPC |  | 1600 kPa | 400 kPa
133926 | H715N/NV24A-TPC | H715N/NV24A-TPC | 26 | H715N | / | NV24A-TPC | Standard actuator | 0 | Scenario 2 |  | PPK¦SelectPro¦VDI3805¦Internet_EU | PPK SelectPro VDI3805 Internet_EU | PPK SelectPro VDI3805 Internet_EU | H715N/NV24A-TPC |  | 1600 kPa | 400 kPa
133937 | H715R+NV24A-TPC | H715R+NV24A-TPC | 26 | H715R | + | NV24A-TPC | Standard actuator | 0 | Scenario 2 |  | PPK¦SelectPro¦VDI3805¦Internet_EU | PPK SelectPro VDI3805 Internet_EU | PPK SelectPro VDI3805 Internet_EU | H715R+NV24A-TPC |  | 600 kPa | 400 kPa
133938 | H715R/NV24A-TPC | H715R/NV24A-TPC | 26 | H715R | / | NV24A-TPC | Standard actuator | 0 | Scenario 2 |  | PPK¦SelectPro¦VDI3805¦Internet_EU | PPK SelectPro VDI3805 Internet_EU | PPK SelectPro VDI3805 Internet_EU | H715R/NV24A-TPC |  | 600 kPa | 400 kPa
133949 | H720N+NV24A-TPC | H720N+NV24A-TPC | 26 | H720N | + | NV24A-TPC | Standard actuator | 0 | Scenario 2 |  | PPK¦SelectPro¦VDI3805¦Internet_EU | PPK SelectPro VDI3805 Internet_EU | PPK SelectPro VDI3805 Internet_EU | H720N+NV24A-TPC |  | 1600 kPa | 400 kPa
133950 | H720N/NV24A-TPC | H720N/NV24A-TPC | 26 | H720N | / | NV24A-TPC | Standard actuator | 0 | Scenario 2 |  | PPK¦SelectPro¦VDI3805¦Internet_EU | PPK SelectPro VDI3805 Internet_EU | PPK SelectPro VDI3805 Internet_EU | H720N/NV24A-TPC |  | 1600 kPa | 400 kPa
133961 | H720R+NV24A-TPC | H720R+NV24A-TPC | 26 | H720R | + | NV24A-TPC | Standard actuator | 0 | Scenario 2 |  | PPK¦SelectPro¦VDI3805¦Internet_EU | PPK SelectPro VDI3805 Internet_EU | PPK SelectPro VDI3805 Internet_EU | H720R+NV24A-TPC |  | 600 kPa | 400 kPa
133962 | H720R/NV24A-TPC | H720R/NV24A-TPC | 26 | H720R | / | NV24A-TPC | Standard actuator | 0 | Scenario 2 |  | PPK¦SelectPro¦VDI3805¦Internet_EU | PPK SelectPro VDI3805 Internet_EU | PPK SelectPro VDI3805 Internet_EU | H720R/NV24A-TPC |  | 600 kPa | 400 kPa
133971 | H6020X4-S2+LV230A-TPC | H6020X4-S2+LV230A-TPC | 26 | H6020X4-S2 | + | LV230A-TPC | Standard actuator | 0 | Scenario 2 |  | PPK¦SelectPro¦VDI3805¦Internet_EU | PPK SelectPro VDI3805 Internet_EU | PPK SelectPro VDI3805 Internet_EU | H6020X4-S2+LV230A-TPC |  | 800 kPa | 800 kPa
133972 | H6020X4-S2/LV230A-TPC | H6020X4-S2/LV230A-TPC | 26 | H6020X4-S2 | / | LV230A-TPC | Standard actuator | 0 | Scenario 2 |  | PPK¦SelectPro¦VDI3805¦Internet_EU | PPK SelectPro VDI3805 Internet_EU | PPK SelectPro VDI3805 Internet_EU | H6020X4-S2/LV230A-TPC |  | 800 kPa | 800 kPa
133975 | H6020X4-S2+LV24A-TPC | H6020X4-S2+LV24A-TPC | 26 | H6020X4-S2 | + | LV24A-TPC | Standard actuator | 0 | Scenario 2 |  | PPK¦SelectPro¦VDI3805¦Internet_EU | PPK SelectPro VDI3805 Internet_EU | PPK SelectPro VDI3805 Internet_EU | H6020X4-S2+LV24A-TPC |  | 800 kPa | 800 kPa
133976 | H6020X4-S2/LV24A-TPC | H6020X4-S2/LV24A-TPC | 26 | H6020X4-S2 | / | LV24A-TPC | Standard actuator | 0 | Scenario 2 |  | PPK¦SelectPro¦VDI3805¦Internet_EU | PPK SelectPro VDI3805 Internet_EU | PPK SelectPro VDI3805 Internet_EU | H6020X4-S2/LV24A-TPC |  | 800 kPa | 800 kPa
133981 | H6020X6P3-S2+LV230A-TPC | H6020X6P3-S2+LV230A-TPC | 26 | H6020X6P3-S2 | + | LV230A-TPC | Standard actuator | 0 | Scenario 2 |  | PPK¦SelectPro¦VDI3805¦Internet_EU | PPK SelectPro VDI3805 Internet_EU | PPK SelectPro VDI3805 Internet_EU | H6020X6P3-S2+LV230A-TPC |  | 600 kPa | 600 kPa
133982 | H6020X6P3-S2/LV230A-TPC | H6020X6P3-S2/LV230A-TPC | 26 | H6020X6P3-S2 | / | LV230A-TPC | Standard actuator | 0 | Scenario 2 |  | PPK¦SelectPro¦VDI3805¦Internet_EU | PPK SelectPro VDI3805 Internet_EU | PPK SelectPro VDI3805 Internet_EU | H6020X6P3-S2/LV230A-TPC |  | 600 kPa | 600 kPa
133985 | H6020X6P3-S2+LV24A-TPC | H6020X6P3-S2+LV24A-TPC | 26 | H6020X6P3-S2 | + | LV24A-TPC | Standard actuator | 0 | Scenario 2 |  | PPK¦SelectPro¦VDI3805¦Internet_EU | PPK SelectPro VDI3805 Internet_EU | PPK SelectPro VDI3805 Internet_EU | H6020X6P3-S2+LV24A-TPC |  | 600 kPa | 600 kPa
133986 | H6020X6P3-S2/LV24A-TPC | H6020X6P3-S2/LV24A-TPC | 26 | H6020X6P3-S2 | / | LV24A-TPC | Standard actuator | 0 | Scenario 2 |  | PPK¦SelectPro¦VDI3805¦Internet_EU | PPK SelectPro VDI3805 Internet_EU | PPK SelectPro VDI3805 Internet_EU | H6020X6P3-S2/LV24A-TPC |  | 600 kPa | 600 kPa
133991 | H6025X10-S2+LV230A-TPC | H6025X10-S2+LV230A-TPC | 26 | H6025X10-S2 | + | LV230A-TPC | Standard actuator | 0 | Scenario 2 |  | PPK¦SelectPro¦VDI3805¦Internet_EU | PPK SelectPro VDI3805 Internet_EU | PPK SelectPro VDI3805 Internet_EU | H6025X10-S2+LV230A-TPC |  | 450 kPa | 450 kPa
133992 | H6025X10-S2/LV230A-TPC | H6025X10-S2/LV230A-TPC | 26 | H6025X10-S2 | / | LV230A-TPC | Standard actuator | 0 | Scenario 2 |  | PPK¦SelectPro¦VDI3805¦Internet_EU | PPK SelectPro VDI3805 Internet_EU | PPK SelectPro VDI3805 Internet_EU | H6025X10-S2/LV230A-TPC |  | 450 kPa | 450 kPa
133995 | H6025X10-S2+LV24A-TPC | H6025X10-S2+LV24A-TPC | 26 | H6025X10-S2 | + | LV24A-TPC | Standard actuator | 0 | Scenario 2 |  | PPK¦SelectPro¦VDI3805¦Internet_EU | PPK SelectPro VDI3805 Internet_EU | PPK SelectPro VDI3805 Internet_EU | H6025X10-S2+LV24A-TPC |  | 450 kPa | 450 kPa
133996 | H6025X10-S2/LV24A-TPC | H6025X10-S2/LV24A-TPC | 26 | H6025X10-S2 | / | LV24A-TPC | Standard actuator | 0 | Scenario 2 |  | PPK¦SelectPro¦VDI3805¦Internet_EU | PPK SelectPro VDI3805 Internet_EU | PPK SelectPro VDI3805 Internet_EU | H6025X10-S2/LV24A-TPC |  | 450 kPa | 450 kPa
134001 | H6025X6P3-S2+LV230A-TPC | H6025X6P3-S2+LV230A-TPC | 26 | H6025X6P3-S2 | + | LV230A-TPC | Standard actuator | 0 | Scenario 2 |  | PPK¦SelectPro¦VDI3805¦Internet_EU | PPK SelectPro VDI3805 Internet_EU | PPK SelectPro VDI3805 Internet_EU | H6025X6P3-S2+LV230A-TPC |  | 450 kPa | 450 kPa
134002 | H6025X6P3-S2/LV230A-TPC | H6025X6P3-S2/LV230A-TPC | 26 | H6025X6P3-S2 | / | LV230A-TPC | Standard actuator | 0 | Scenario 2 |  | PPK¦SelectPro¦VDI3805¦Internet_EU | PPK SelectPro VDI3805 Internet_EU | PPK SelectPro VDI3805 Internet_EU | H6025X6P3-S2/LV230A-TPC |  | 450 kPa | 450 kPa
134005 | H6025X6P3-S2+LV24A-TPC | H6025X6P3-S2+LV24A-TPC | 26 | H6025X6P3-S2 | + | LV24A-TPC | Standard actuator | 0 | Scenario 2 |  | PPK¦SelectPro¦VDI3805¦Internet_EU | PPK SelectPro VDI3805 Internet_EU | PPK SelectPro VDI3805 Internet_EU | H6025X6P3-S2+LV24A-TPC |  | 450 kPa | 450 kPa
134006 | H6025X6P3-S2/LV24A-TPC | H6025X6P3-S2/LV24A-TPC | 26 | H6025X6P3-S2 | / | LV24A-TPC | Standard actuator | 0 | Scenario 2 |  | PPK¦SelectPro¦VDI3805¦Internet_EU | PPK SelectPro VDI3805 Internet_EU | PPK SelectPro VDI3805 Internet_EU | H6025X6P3-S2/LV24A-TPC |  | 450 kPa | 450 kPa
134011 | H6032X10-S2+LV230A-TPC | H6032X10-S2+LV230A-TPC | 26 | H6032X10-S2 | + | LV230A-TPC | Standard actuator | 0 | Scenario 2 |  | PPK¦SelectPro¦VDI3805¦Internet_EU | PPK SelectPro VDI3805 Internet_EU | PPK SelectPro VDI3805 Internet_EU | H6032X10-S2+LV230A-TPC |  | 300 kPa | 300 kPa
134012 | H6032X10-S2/LV230A-TPC | H6032X10-S2/LV230A-TPC | 26 | H6032X10-S2 | / | LV230A-TPC | Standard actuator | 0 | Scenario 2 |  | PPK¦SelectPro¦VDI3805¦Internet_EU | PPK SelectPro VDI3805 Internet_EU | PPK SelectPro VDI3805 Internet_EU | H6032X10-S2/LV230A-TPC |  | 300 kPa | 300 kPa
134015 | H6032X10-S2+LV24A-TPC | H6032X10-S2+LV24A-TPC | 26 | H6032X10-S2 | + | LV24A-TPC | Standard actuator | 0 | Scenario 2 |  | PPK¦SelectPro¦VDI3805¦Internet_EU | PPK SelectPro VDI3805 Internet_EU | PPK SelectPro VDI3805 Internet_EU | H6032X10-S2+LV24A-TPC |  | 300 kPa | 300 kPa
134016 | H6032X10-S2/LV24A-TPC | H6032X10-S2/LV24A-TPC | 26 | H6032X10-S2 | / | LV24A-TPC | Standard actuator | 0 | Scenario 2 |  | PPK¦SelectPro¦VDI3805¦Internet_EU | PPK SelectPro VDI3805 Internet_EU | PPK SelectPro VDI3805 Internet_EU | H6032X10-S2/LV24A-TPC |  | 300 kPa | 300 kPa
134021 | H6032X16-S2+LV230A-TPC | H6032X16-S2+LV230A-TPC | 26 | H6032X16-S2 | + | LV230A-TPC | Standard actuator | 0 | Scenario 2 |  | PPK¦SelectPro¦VDI3805¦Internet_EU | PPK SelectPro VDI3805 Internet_EU | PPK SelectPro VDI3805 Internet_EU | H6032X16-S2+LV230A-TPC |  | 300 kPa | 300 kPa
134022 | H6032X16-S2/LV230A-TPC | H6032X16-S2/LV230A-TPC | 26 | H6032X16-S2 | / | LV230A-TPC | Standard actuator | 0 | Scenario 2 |  | PPK¦SelectPro¦VDI3805¦Internet_EU | PPK SelectPro VDI3805 Internet_EU | PPK SelectPro VDI3805 Internet_EU | H6032X16-S2/LV230A-TPC |  | 300 kPa | 300 kPa
134025 | H6032X16-S2+LV24A-TPC | H6032X16-S2+LV24A-TPC | 26 | H6032X16-S2 | + | LV24A-TPC | Standard actuator | 0 | Scenario 2 |  | PPK¦SelectPro¦VDI3805¦Internet_EU | PPK SelectPro VDI3805 Internet_EU | PPK SelectPro VDI3805 Internet_EU | H6032X16-S2+LV24A-TPC |  | 300 kPa | 300 kPa
134026 | H6032X16-S2/LV24A-TPC | H6032X16-S2/LV24A-TPC | 26 | H6032X16-S2 | / | LV24A-TPC | Standard actuator | 0 | Scenario 2 |  | PPK¦SelectPro¦VDI3805¦Internet_EU | PPK SelectPro VDI3805 Internet_EU | PPK SelectPro VDI3805 Internet_EU | H6032X16-S2/LV24A-TPC |  | 300 kPa | 300 kPa
134031 | H6040X16-S2+LV230A-TPC | H6040X16-S2+LV230A-TPC | 26 | H6040X16-S2 | + | LV230A-TPC | Standard actuator | 0 | Scenario 2 |  | PPK¦SelectPro¦VDI3805¦Internet_EU | PPK SelectPro VDI3805 Internet_EU | PPK SelectPro VDI3805 Internet_EU | H6040X16-S2+LV230A-TPC |  | 140 kPa | 140 kPa
134032 | H6040X16-S2/LV230A-TPC | H6040X16-S2/LV230A-TPC | 26 | H6040X16-S2 | / | LV230A-TPC | Standard actuator | 0 | Scenario 2 |  | PPK¦SelectPro¦VDI3805¦Internet_EU | PPK SelectPro VDI3805 Internet_EU | PPK SelectPro VDI3805 Internet_EU | H6040X16-S2/LV230A-TPC |  | 140 kPa | 140 kPa
134035 | H6040X16-S2+LV24A-TPC | H6040X16-S2+LV24A-TPC | 26 | H6040X16-S2 | + | LV24A-TPC | Standard actuator | 0 | Scenario 2 |  | PPK¦SelectPro¦VDI3805¦Internet_EU | PPK SelectPro VDI3805 Internet_EU | PPK SelectPro VDI3805 Internet_EU | H6040X16-S2+LV24A-TPC |  | 140 kPa | 140 kPa
134036 | H6040X16-S2/LV24A-TPC | H6040X16-S2/LV24A-TPC | 26 | H6040X16-S2 | / | LV24A-TPC | Standard actuator | 0 | Scenario 2 |  | PPK¦SelectPro¦VDI3805¦Internet_EU | PPK SelectPro VDI3805 Internet_EU | PPK SelectPro VDI3805 Internet_EU | H6040X16-S2/LV24A-TPC |  | 140 kPa | 140 kPa
134041 | H6040X25-S2+LV230A-TPC | H6040X25-S2+LV230A-TPC | 26 | H6040X25-S2 | + | LV230A-TPC | Standard actuator | 0 | Scenario 2 |  | PPK¦SelectPro¦VDI3805¦Internet_EU | PPK SelectPro VDI3805 Internet_EU | PPK SelectPro VDI3805 Internet_EU | H6040X25-S2+LV230A-TPC |  | 140 kPa | 140 kPa
134042 | H6040X25-S2/LV230A-TPC | H6040X25-S2/LV230A-TPC | 26 | H6040X25-S2 | / | LV230A-TPC | Standard actuator | 0 | Scenario 2 |  | PPK¦SelectPro¦VDI3805¦Internet_EU | PPK SelectPro VDI3805 Internet_EU | PPK SelectPro VDI3805 Internet_EU | H6040X25-S2/LV230A-TPC |  | 140 kPa | 140 kPa
134045 | H6040X25-S2+LV24A-TPC | H6040X25-S2+LV24A-TPC | 26 | H6040X25-S2 | + | LV24A-TPC | Standard actuator | 0 | Scenario 2 |  | PPK¦SelectPro¦VDI3805¦Internet_EU | PPK SelectPro VDI3805 Internet_EU | PPK SelectPro VDI3805 Internet_EU | H6040X25-S2+LV24A-TPC |  | 140 kPa | 140 kPa
134046 | H6040X25-S2/LV24A-TPC | H6040X25-S2/LV24A-TPC | 26 | H6040X25-S2 | / | LV24A-TPC | Standard actuator | 0 | Scenario 2 |  | PPK¦SelectPro¦VDI3805¦Internet_EU | PPK SelectPro VDI3805 Internet_EU | PPK SelectPro VDI3805 Internet_EU | H6040X25-S2/LV24A-TPC |  | 140 kPa | 140 kPa
134051 | H6050X25-S2+LV230A-TPC | H6050X25-S2+LV230A-TPC | 26 | H6050X25-S2 | + | LV230A-TPC | Standard actuator | 0 | Scenario 2 |  | PPK¦SelectPro¦VDI3805¦Internet_EU | PPK SelectPro VDI3805 Internet_EU | PPK SelectPro VDI3805 Internet_EU | H6050X25-S2+LV230A-TPC |  | 60 kPa | 60 kPa
134052 | H6050X25-S2/LV230A-TPC | H6050X25-S2/LV230A-TPC | 26 | H6050X25-S2 | / | LV230A-TPC | Standard actuator | 0 | Scenario 2 |  | PPK¦SelectPro¦VDI3805¦Internet_EU | PPK SelectPro VDI3805 Internet_EU | PPK SelectPro VDI3805 Internet_EU | H6050X25-S2/LV230A-TPC |  | 60 kPa | 60 kPa
134055 | H6050X25-S2+LV24A-TPC | H6050X25-S2+LV24A-TPC | 26 | H6050X25-S2 | + | LV24A-TPC | Standard actuator | 0 | Scenario 2 |  | PPK¦SelectPro¦VDI3805¦Internet_EU | PPK SelectPro VDI3805 Internet_EU | PPK SelectPro VDI3805 Internet_EU | H6050X25-S2+LV24A-TPC |  | 60 kPa | 60 kPa
134056 | H6050X25-S2/LV24A-TPC | H6050X25-S2/LV24A-TPC | 26 | H6050X25-S2 | / | LV24A-TPC | Standard actuator | 0 | Scenario 2 |  | PPK¦SelectPro¦VDI3805¦Internet_EU | PPK SelectPro VDI3805 Internet_EU | PPK SelectPro VDI3805 Internet_EU | H6050X25-S2/LV24A-TPC |  | 60 kPa | 60 kPa
134061 | H6050X40-S2+LV230A-TPC | H6050X40-S2+LV230A-TPC | 26 | H6050X40-S2 | + | LV230A-TPC | Standard actuator | 0 | Scenario 2 |  | PPK¦SelectPro¦VDI3805¦Internet_EU | PPK SelectPro VDI3805 Internet_EU | PPK SelectPro VDI3805 Internet_EU | H6050X40-S2+LV230A-TPC |  | 60 kPa | 60 kPa
134062 | H6050X40-S2/LV230A-TPC | H6050X40-S2/LV230A-TPC | 26 | H6050X40-S2 | / | LV230A-TPC | Standard actuator | 0 | Scenario 2 |  | PPK¦SelectPro¦VDI3805¦Internet_EU | PPK SelectPro VDI3805 Internet_EU | PPK SelectPro VDI3805 Internet_EU | H6050X40-S2/LV230A-TPC |  | 60 kPa | 60 kPa
134065 | H6050X40-S2+LV24A-TPC | H6050X40-S2+LV24A-TPC | 26 | H6050X40-S2 | + | LV24A-TPC | Standard actuator | 0 | Scenario 2 |  | PPK¦SelectPro¦VDI3805¦Internet_EU | PPK SelectPro VDI3805 Internet_EU | PPK SelectPro VDI3805 Internet_EU | H6050X40-S2+LV24A-TPC |  | 60 kPa | 60 kPa
134066 | H6050X40-S2/LV24A-TPC | H6050X40-S2/LV24A-TPC | 26 | H6050X40-S2 | / | LV24A-TPC | Standard actuator | 0 | Scenario 2 |  | PPK¦SelectPro¦VDI3805¦Internet_EU | PPK SelectPro VDI3805 Internet_EU | PPK SelectPro VDI3805 Internet_EU | H6050X40-S2/LV24A-TPC |  | 60 kPa | 60 kPa
134071 | H610S+LV230A-TPC | H610S+LV230A-TPC | 26 | H610S | + | LV230A-TPC | Standard actuator | 1 | Scenario 2 |  | PPK¦SelectPro¦VDI3805¦Internet_EU | PPK SelectPro VDI3805 Internet_EU | PPK SelectPro VDI3805 Internet_EU | H610S+LV230A-TPC |  | 1600 kPa | 1000 kPa
134072 | H610S/LV230A-TPC | H610S/LV230A-TPC | 26 | H610S | / | LV230A-TPC | Standard actuator | 1 | Scenario 2 |  | PPK¦SelectPro¦VDI3805¦Internet_EU | PPK SelectPro VDI3805 Internet_EU | PPK SelectPro VDI3805 Internet_EU | H610S/LV230A-TPC |  | 1600 kPa | 1000 kPa
134075 | H610S+LV24A-TPC | H610S+LV24A-TPC | 26 | H610S | + | LV24A-TPC | Standard actuator | 1 | Scenario 2 |  | PPK¦SelectPro¦VDI3805¦Internet_EU | PPK SelectPro VDI3805 Internet_EU | PPK SelectPro VDI3805 Internet_EU | H610S+LV24A-TPC |  | 1600 kPa | 1000 kPa
134076 | H610S/LV24A-TPC | H610S/LV24A-TPC | 26 | H610S | / | LV24A-TPC | Standard actuator | 1 | Scenario 2 |  | PPK¦SelectPro¦VDI3805¦Internet_EU | PPK SelectPro VDI3805 Internet_EU | PPK SelectPro VDI3805 Internet_EU | H610S/LV24A-TPC |  | 1600 kPa | 1000 kPa
134081 | H611N+LV230A-TPC | H611N+LV230A-TPC | 26 | H611N | + | LV230A-TPC | Standard actuator | 1 | Scenario 2 |  | PPK¦SelectPro¦VDI3805¦Internet_EU | PPK SelectPro VDI3805 Internet_EU | PPK SelectPro VDI3805 Internet_EU | H611N+LV230A-TPC |  | 1300 kPa | 400 kPa
134082 | H611N/LV230A-TPC | H611N/LV230A-TPC | 26 | H611N | / | LV230A-TPC | Standard actuator | 1 | Scenario 2 |  | PPK¦SelectPro¦VDI3805¦Internet_EU | PPK SelectPro VDI3805 Internet_EU | PPK SelectPro VDI3805 Internet_EU | H611N/LV230A-TPC |  | 1300 kPa | 400 kPa
134085 | H611N+LV24A-TPC | H611N+LV24A-TPC | 26 | H611N | + | LV24A-TPC | Standard actuator | 1 | Scenario 2 |  | PPK¦SelectPro¦VDI3805¦Internet_EU | PPK SelectPro VDI3805 Internet_EU | PPK SelectPro VDI3805 Internet_EU | H611N+LV24A-TPC |  | 1300 kPa | 400 kPa
134086 | H611N/LV24A-TPC | H611N/LV24A-TPC | 26 | H611N | / | LV24A-TPC | Standard actuator | 1 | Scenario 2 |  | PPK¦SelectPro¦VDI3805¦Internet_EU | PPK SelectPro VDI3805 Internet_EU | PPK SelectPro VDI3805 Internet_EU | H611N/LV24A-TPC |  | 1300 kPa | 400 kPa
134091 | H611R+LV230A-TPC | H611R+LV230A-TPC | 26 | H611R | + | LV230A-TPC | Standard actuator | 1 | Scenario 2 |  | PPK¦SelectPro¦VDI3805¦Internet_EU | PPK SelectPro VDI3805 Internet_EU | PPK SelectPro VDI3805 Internet_EU | H611R+LV230A-TPC |  | 600 kPa | 400 kPa
134092 | H611R/LV230A-TPC | H611R/LV230A-TPC | 26 | H611R | / | LV230A-TPC | Standard actuator | 1 | Scenario 2 |  | PPK¦SelectPro¦VDI3805¦Internet_EU | PPK SelectPro VDI3805 Internet_EU | PPK SelectPro VDI3805 Internet_EU | H611R/LV230A-TPC |  | 600 kPa | 400 kPa
134095 | H611R+LV24A-TPC | H611R+LV24A-TPC | 26 | H611R | + | LV24A-TPC | Standard actuator | 1 | Scenario 2 |  | PPK¦SelectPro¦VDI3805¦Internet_EU | PPK SelectPro VDI3805 Internet_EU | PPK SelectPro VDI3805 Internet_EU | H611R+LV24A-TPC |  | 600 kPa | 400 kPa
134096 | H611R/LV24A-TPC | H611R/LV24A-TPC | 26 | H611R | / | LV24A-TPC | Standard actuator | 1 | Scenario 2 |  | PPK¦SelectPro¦VDI3805¦Internet_EU | PPK SelectPro VDI3805 Internet_EU | PPK SelectPro VDI3805 Internet_EU | H611R/LV24A-TPC |  | 600 kPa | 400 kPa
134101 | H611S+LV230A-TPC | H611S+LV230A-TPC | 26 | H611S | + | LV230A-TPC | Standard actuator | 1 | Scenario 2 |  | PPK¦SelectPro¦VDI3805¦Internet_EU | PPK SelectPro VDI3805 Internet_EU | PPK SelectPro VDI3805 Internet_EU | H611S+LV230A-TPC |  | 1600 kPa | 1000 kPa
134102 | H611S/LV230A-TPC | H611S/LV230A-TPC | 26 | H611S | / | LV230A-TPC | Standard actuator | 1 | Scenario 2 |  | PPK¦SelectPro¦VDI3805¦Internet_EU | PPK SelectPro VDI3805 Internet_EU | PPK SelectPro VDI3805 Internet_EU | H611S/LV230A-TPC |  | 1600 kPa | 1000 kPa
134105 | H611S+LV24A-TPC | H611S+LV24A-TPC | 26 | H611S | + | LV24A-TPC | Standard actuator | 1 | Scenario 2 |  | PPK¦SelectPro¦VDI3805¦Internet_EU | PPK SelectPro VDI3805 Internet_EU | PPK SelectPro VDI3805 Internet_EU | H611S+LV24A-TPC |  | 1600 kPa | 1000 kPa
134106 | H611S/LV24A-TPC | H611S/LV24A-TPC | 26 | H611S | / | LV24A-TPC | Standard actuator | 1 | Scenario 2 |  | PPK¦SelectPro¦VDI3805¦Internet_EU | PPK SelectPro VDI3805 Internet_EU | PPK SelectPro VDI3805 Internet_EU | H611S/LV24A-TPC |  | 1600 kPa | 1000 kPa
134111 | H612N+LV230A-TPC | H612N+LV230A-TPC | 26 | H612N | + | LV230A-TPC | Standard actuator | 1 | Scenario 2 |  | PPK¦SelectPro¦VDI3805¦Internet_EU | PPK SelectPro VDI3805 Internet_EU | PPK SelectPro VDI3805 Internet_EU | H612N+LV230A-TPC |  | 1300 kPa | 400 kPa
134112 | H612N/LV230A-TPC | H612N/LV230A-TPC | 26 | H612N | / | LV230A-TPC | Standard actuator | 1 | Scenario 2 |  | PPK¦SelectPro¦VDI3805¦Internet_EU | PPK SelectPro VDI3805 Internet_EU | PPK SelectPro VDI3805 Internet_EU | H612N/LV230A-TPC |  | 1300 kPa | 400 kPa
134115 | H612N+LV24A-TPC | H612N+LV24A-TPC | 26 | H612N | + | LV24A-TPC | Standard actuator | 1 | Scenario 2 |  | PPK¦SelectPro¦VDI3805¦Internet_EU | PPK SelectPro VDI3805 Internet_EU | PPK SelectPro VDI3805 Internet_EU | H612N+LV24A-TPC |  | 1300 kPa | 400 kPa
134116 | H612N/LV24A-TPC | H612N/LV24A-TPC | 26 | H612N | / | LV24A-TPC | Standard actuator | 1 | Scenario 2 |  | PPK¦SelectPro¦VDI3805¦Internet_EU | PPK SelectPro VDI3805 Internet_EU | PPK SelectPro VDI3805 Internet_EU | H612N/LV24A-TPC |  | 1300 kPa | 400 kPa
134121 | H612R+LV230A-TPC | H612R+LV230A-TPC | 26 | H612R | + | LV230A-TPC | Standard actuator | 1 | Scenario 2 |  | PPK¦SelectPro¦VDI3805¦Internet_EU | PPK SelectPro VDI3805 Internet_EU | PPK SelectPro VDI3805 Internet_EU | H612R+LV230A-TPC |  | 600 kPa | 400 kPa
134122 | H612R/LV230A-TPC | H612R/LV230A-TPC | 26 | H612R | / | LV230A-TPC | Standard actuator | 1 | Scenario 2 |  | PPK¦SelectPro¦VDI3805¦Internet_EU | PPK SelectPro VDI3805 Internet_EU | PPK SelectPro VDI3805 Internet_EU | H612R/LV230A-TPC |  | 600 kPa | 400 kPa
134125 | H612R+LV24A-TPC | H612R+LV24A-TPC | 26 | H612R | + | LV24A-TPC | Standard actuator | 1 | Scenario 2 |  | PPK¦SelectPro¦VDI3805¦Internet_EU | PPK SelectPro VDI3805 Internet_EU | PPK SelectPro VDI3805 Internet_EU | H612R+LV24A-TPC |  | 600 kPa | 400 kPa
134126 | H612R/LV24A-TPC | H612R/LV24A-TPC | 26 | H612R | / | LV24A-TPC | Standard actuator | 1 | Scenario 2 |  | PPK¦SelectPro¦VDI3805¦Internet_EU | PPK SelectPro VDI3805 Internet_EU | PPK SelectPro VDI3805 Internet_EU | H612R/LV24A-TPC |  | 600 kPa | 400 kPa
134131 | H612S+LV230A-TPC | H612S+LV230A-TPC | 26 | H612S | + | LV230A-TPC | Standard actuator | 1 | Scenario 2 |  | PPK¦SelectPro¦VDI3805¦Internet_EU | PPK SelectPro VDI3805 Internet_EU | PPK SelectPro VDI3805 Internet_EU | H612S+LV230A-TPC |  | 800 kPa | 800 kPa
134132 | H612S/LV230A-TPC | H612S/LV230A-TPC | 26 | H612S | / | LV230A-TPC | Standard actuator | 1 | Scenario 2 |  | PPK¦SelectPro¦VDI3805¦Internet_EU | PPK SelectPro VDI3805 Internet_EU | PPK SelectPro VDI3805 Internet_EU | H612S/LV230A-TPC |  | 800 kPa | 800 kPa
134135 | H612S+LV24A-TPC | H612S+LV24A-TPC | 26 | H612S | + | LV24A-TPC | Standard actuator | 1 | Scenario 2 |  | PPK¦SelectPro¦VDI3805¦Internet_EU | PPK SelectPro VDI3805 Internet_EU | PPK SelectPro VDI3805 Internet_EU | H612S+LV24A-TPC |  | 800 kPa | 800 kPa
134136 | H612S/LV24A-TPC | H612S/LV24A-TPC | 26 | H612S | / | LV24A-TPC | Standard actuator | 1 | Scenario 2 |  | PPK¦SelectPro¦VDI3805¦Internet_EU | PPK SelectPro VDI3805 Internet_EU | PPK SelectPro VDI3805 Internet_EU | H612S/LV24A-TPC |  | 800 kPa | 800 kPa
134141 | H613N+LV230A-TPC | H613N+LV230A-TPC | 26 | H613N | + | LV230A-TPC | Standard actuator | 1 | Scenario 2 |  | PPK¦SelectPro¦VDI3805¦Internet_EU | PPK SelectPro VDI3805 Internet_EU | PPK SelectPro VDI3805 Internet_EU | H613N+LV230A-TPC |  | 1300 kPa | 400 kPa
134142 | H613N/LV230A-TPC | H613N/LV230A-TPC | 26 | H613N | / | LV230A-TPC | Standard actuator | 1 | Scenario 2 |  | PPK¦SelectPro¦VDI3805¦Internet_EU | PPK SelectPro VDI3805 Internet_EU | PPK SelectPro VDI3805 Internet_EU | H613N/LV230A-TPC |  | 1300 kPa | 400 kPa
134145 | H613N+LV24A-TPC | H613N+LV24A-TPC | 26 | H613N | + | LV24A-TPC | Standard actuator | 1 | Scenario 2 |  | PPK¦SelectPro¦VDI3805¦Internet_EU | PPK SelectPro VDI3805 Internet_EU | PPK SelectPro VDI3805 Internet_EU | H613N+LV24A-TPC |  | 1300 kPa | 400 kPa
134146 | H613N/LV24A-TPC | H613N/LV24A-TPC | 26 | H613N | / | LV24A-TPC | Standard actuator | 1 | Scenario 2 |  | PPK¦SelectPro¦VDI3805¦Internet_EU | PPK SelectPro VDI3805 Internet_EU | PPK SelectPro VDI3805 Internet_EU | H613N/LV24A-TPC |  | 1300 kPa | 400 kPa
134151 | H613R+LV230A-TPC | H613R+LV230A-TPC | 26 | H613R | + | LV230A-TPC | Standard actuator | 1 | Scenario 2 |  | PPK¦SelectPro¦VDI3805¦Internet_EU | PPK SelectPro VDI3805 Internet_EU | PPK SelectPro VDI3805 Internet_EU | H613R+LV230A-TPC |  | 600 kPa | 400 kPa
134152 | H613R/LV230A-TPC | H613R/LV230A-TPC | 26 | H613R | / | LV230A-TPC | Standard actuator | 1 | Scenario 2 |  | PPK¦SelectPro¦VDI3805¦Internet_EU | PPK SelectPro VDI3805 Internet_EU | PPK SelectPro VDI3805 Internet_EU | H613R/LV230A-TPC |  | 600 kPa | 400 kPa
134155 | H613R+LV24A-TPC | H613R+LV24A-TPC | 26 | H613R | + | LV24A-TPC | Standard actuator | 1 | Scenario 2 |  | PPK¦SelectPro¦VDI3805¦Internet_EU | PPK SelectPro VDI3805 Internet_EU | PPK SelectPro VDI3805 Internet_EU | H613R+LV24A-TPC |  | 600 kPa | 400 kPa
134156 | H613R/LV24A-TPC | H613R/LV24A-TPC | 26 | H613R | / | LV24A-TPC | Standard actuator | 1 | Scenario 2 |  | PPK¦SelectPro¦VDI3805¦Internet_EU | PPK SelectPro VDI3805 Internet_EU | PPK SelectPro VDI3805 Internet_EU | H613R/LV24A-TPC |  | 600 kPa | 400 kPa
134161 | H613S+LV230A-TPC | H613S+LV230A-TPC | 26 | H613S | + | LV230A-TPC | Standard actuator | 1 | Scenario 2 |  | PPK¦SelectPro¦VDI3805¦Internet_EU | PPK SelectPro VDI3805 Internet_EU | PPK SelectPro VDI3805 Internet_EU | H613S+LV230A-TPC |  | 800 kPa | 800 kPa
134162 | H613S/LV230A-TPC | H613S/LV230A-TPC | 26 | H613S | / | LV230A-TPC | Standard actuator | 1 | Scenario 2 |  | PPK¦SelectPro¦VDI3805¦Internet_EU | PPK SelectPro VDI3805 Internet_EU | PPK SelectPro VDI3805 Internet_EU | H613S/LV230A-TPC |  | 800 kPa | 800 kPa
134165 | H613S+LV24A-TPC | H613S+LV24A-TPC | 26 | H613S | + | LV24A-TPC | Standard actuator | 1 | Scenario 2 |  | PPK¦SelectPro¦VDI3805¦Internet_EU | PPK SelectPro VDI3805 Internet_EU | PPK SelectPro VDI3805 Internet_EU | H613S+LV24A-TPC |  | 800 kPa | 800 kPa
134166 | H613S/LV24A-TPC | H613S/LV24A-TPC | 26 | H613S | / | LV24A-TPC | Standard actuator | 1 | Scenario 2 |  | PPK¦SelectPro¦VDI3805¦Internet_EU | PPK SelectPro VDI3805 Internet_EU | PPK SelectPro VDI3805 Internet_EU | H613S/LV24A-TPC |  | 800 kPa | 800 kPa
134171 | H614N+LV230A-TPC | H614N+LV230A-TPC | 26 | H614N | + | LV230A-TPC | Standard actuator | 1 | Scenario 2 |  | PPK¦SelectPro¦VDI3805¦Internet_EU | PPK SelectPro VDI3805 Internet_EU | PPK SelectPro VDI3805 Internet_EU | H614N+LV230A-TPC |  | 1300 kPa | 400 kPa
134172 | H614N/LV230A-TPC | H614N/LV230A-TPC | 26 | H614N | / | LV230A-TPC | Standard actuator | 1 | Scenario 2 |  | PPK¦SelectPro¦VDI3805¦Internet_EU | PPK SelectPro VDI3805 Internet_EU | PPK SelectPro VDI3805 Internet_EU | H614N/LV230A-TPC |  | 1300 kPa | 400 kPa
134175 | H614N+LV24A-TPC | H614N+LV24A-TPC | 26 | H614N | + | LV24A-TPC | Standard actuator | 1 | Scenario 2 |  | PPK¦SelectPro¦VDI3805¦Internet_EU | PPK SelectPro VDI3805 Internet_EU | PPK SelectPro VDI3805 Internet_EU | H614N+LV24A-TPC |  | 1300 kPa | 400 kPa
134176 | H614N/LV24A-TPC | H614N/LV24A-TPC | 26 | H614N | / | LV24A-TPC | Standard actuator | 1 | Scenario 2 |  | PPK¦SelectPro¦VDI3805¦Internet_EU | PPK SelectPro VDI3805 Internet_EU | PPK SelectPro VDI3805 Internet_EU | H614N/LV24A-TPC |  | 1300 kPa | 400 kPa
134181 | H614R+LV230A-TPC | H614R+LV230A-TPC | 26 | H614R | + | LV230A-TPC | Standard actuator | 1 | Scenario 2 |  | PPK¦SelectPro¦VDI3805¦Internet_EU | PPK SelectPro VDI3805 Internet_EU | PPK SelectPro VDI3805 Internet_EU | H614R+LV230A-TPC |  | 600 kPa | 400 kPa
134182 | H614R/LV230A-TPC | H614R/LV230A-TPC | 26 | H614R | / | LV230A-TPC | Standard actuator | 1 | Scenario 2 |  | PPK¦SelectPro¦VDI3805¦Internet_EU | PPK SelectPro VDI3805 Internet_EU | PPK SelectPro VDI3805 Internet_EU | H614R/LV230A-TPC |  | 600 kPa | 400 kPa
134185 | H614R+LV24A-TPC | H614R+LV24A-TPC | 26 | H614R | + | LV24A-TPC | Standard actuator | 1 | Scenario 2 |  | PPK¦SelectPro¦VDI3805¦Internet_EU | PPK SelectPro VDI3805 Internet_EU | PPK SelectPro VDI3805 Internet_EU | H614R+LV24A-TPC |  | 600 kPa | 400 kPa
134186 | H614R/LV24A-TPC | H614R/LV24A-TPC | 26 | H614R | / | LV24A-TPC | Standard actuator | 1 | Scenario 2 |  | PPK¦SelectPro¦VDI3805¦Internet_EU | PPK SelectPro VDI3805 Internet_EU | PPK SelectPro VDI3805 Internet_EU | H614R/LV24A-TPC |  | 600 kPa | 400 kPa
134191 | H614S+LV230A-TPC | H614S+LV230A-TPC | 26 | H614S | + | LV230A-TPC | Standard actuator | 1 | Scenario 2 |  | PPK¦SelectPro¦VDI3805¦Internet_EU | PPK SelectPro VDI3805 Internet_EU | PPK SelectPro VDI3805 Internet_EU | H614S+LV230A-TPC |  | 800 kPa | 800 kPa
134192 | H614S/LV230A-TPC | H614S/LV230A-TPC | 26 | H614S | / | LV230A-TPC | Standard actuator | 1 | Scenario 2 |  | PPK¦SelectPro¦VDI3805¦Internet_EU | PPK SelectPro VDI3805 Internet_EU | PPK SelectPro VDI3805 Internet_EU | H614S/LV230A-TPC |  | 800 kPa | 800 kPa
134195 | H614S+LV24A-TPC | H614S+LV24A-TPC | 26 | H614S | + | LV24A-TPC | Standard actuator | 1 | Scenario 2 |  | PPK¦SelectPro¦VDI3805¦Internet_EU | PPK SelectPro VDI3805 Internet_EU | PPK SelectPro VDI3805 Internet_EU | H614S+LV24A-TPC |  | 800 kPa | 800 kPa
134196 | H614S/LV24A-TPC | H614S/LV24A-TPC | 26 | H614S | / | LV24A-TPC | Standard actuator | 1 | Scenario 2 |  | PPK¦SelectPro¦VDI3805¦Internet_EU | PPK SelectPro VDI3805 Internet_EU | PPK SelectPro VDI3805 Internet_EU | H614S/LV24A-TPC |  | 800 kPa | 800 kPa
134201 | H615N+LV230A-TPC | H615N+LV230A-TPC | 26 | H615N | + | LV230A-TPC | Standard actuator | 1 | Scenario 2 |  | PPK¦SelectPro¦VDI3805¦Internet_EU | PPK SelectPro VDI3805 Internet_EU | PPK SelectPro VDI3805 Internet_EU | H615N+LV230A-TPC |  | 1300 kPa | 400 kPa
134202 | H615N/LV230A-TPC | H615N/LV230A-TPC | 26 | H615N | / | LV230A-TPC | Standard actuator | 1 | Scenario 2 |  | PPK¦SelectPro¦VDI3805¦Internet_EU | PPK SelectPro VDI3805 Internet_EU | PPK SelectPro VDI3805 Internet_EU | H615N/LV230A-TPC |  | 1300 kPa | 400 kPa
134205 | H615N+LV24A-TPC | H615N+LV24A-TPC | 26 | H615N | + | LV24A-TPC | Standard actuator | 1 | Scenario 2 |  | PPK¦SelectPro¦VDI3805¦Internet_EU | PPK SelectPro VDI3805 Internet_EU | PPK SelectPro VDI3805 Internet_EU | H615N+LV24A-TPC |  | 1300 kPa | 400 kPa
134206 | H615N/LV24A-TPC | H615N/LV24A-TPC | 26 | H615N | / | LV24A-TPC | Standard actuator | 1 | Scenario 2 |  | PPK¦SelectPro¦VDI3805¦Internet_EU | PPK SelectPro VDI3805 Internet_EU | PPK SelectPro VDI3805 Internet_EU | H615N/LV24A-TPC |  | 1300 kPa | 400 kPa
134211 | H615R+LV230A-TPC | H615R+LV230A-TPC | 26 | H615R | + | LV230A-TPC | Standard actuator | 1 | Scenario 2 |  | PPK¦SelectPro¦VDI3805¦Internet_EU | PPK SelectPro VDI3805 Internet_EU | PPK SelectPro VDI3805 Internet_EU | H615R+LV230A-TPC |  | 600 kPa | 400 kPa
134212 | H615R/LV230A-TPC | H615R/LV230A-TPC | 26 | H615R | / | LV230A-TPC | Standard actuator | 1 | Scenario 2 |  | PPK¦SelectPro¦VDI3805¦Internet_EU | PPK SelectPro VDI3805 Internet_EU | PPK SelectPro VDI3805 Internet_EU | H615R/LV230A-TPC |  | 600 kPa | 400 kPa
134215 | H615R+LV24A-TPC | H615R+LV24A-TPC | 26 | H615R | + | LV24A-TPC | Standard actuator | 1 | Scenario 2 |  | PPK¦SelectPro¦VDI3805¦Internet_EU | PPK SelectPro VDI3805 Internet_EU | PPK SelectPro VDI3805 Internet_EU | H615R+LV24A-TPC |  | 600 kPa | 400 kPa
134216 | H615R/LV24A-TPC | H615R/LV24A-TPC | 26 | H615R | / | LV24A-TPC | Standard actuator | 1 | Scenario 2 |  | PPK¦SelectPro¦VDI3805¦Internet_EU | PPK SelectPro VDI3805 Internet_EU | PPK SelectPro VDI3805 Internet_EU | H615R/LV24A-TPC |  | 600 kPa | 400 kPa
134221 | H615S+LV230A-TPC | H615S+LV230A-TPC | 26 | H615S | + | LV230A-TPC | Standard actuator | 1 | Scenario 2 |  | PPK¦SelectPro¦VDI3805¦Internet_EU | PPK SelectPro VDI3805 Internet_EU | PPK SelectPro VDI3805 Internet_EU | H615S+LV230A-TPC |  | 800 kPa | 800 kPa
134222 | H615S/LV230A-TPC | H615S/LV230A-TPC | 26 | H615S | / | LV230A-TPC | Standard actuator | 1 | Scenario 2 |  | PPK¦SelectPro¦VDI3805¦Internet_EU | PPK SelectPro VDI3805 Internet_EU | PPK SelectPro VDI3805 Internet_EU | H615S/LV230A-TPC |  | 800 kPa | 800 kPa
134225 | H615S+LV24A-TPC | H615S+LV24A-TPC | 26 | H615S | + | LV24A-TPC | Standard actuator | 1 | Scenario 2 |  | PPK¦SelectPro¦VDI3805¦Internet_EU | PPK SelectPro VDI3805 Internet_EU | PPK SelectPro VDI3805 Internet_EU | H615S+LV24A-TPC |  | 800 kPa | 800 kPa
134226 | H615S/LV24A-TPC | H615S/LV24A-TPC | 26 | H615S | / | LV24A-TPC | Standard actuator | 1 | Scenario 2 |  | PPK¦SelectPro¦VDI3805¦Internet_EU | PPK SelectPro VDI3805 Internet_EU | PPK SelectPro VDI3805 Internet_EU | H615S/LV24A-TPC |  | 800 kPa | 800 kPa
134231 | H619S+LV230A-TPC | H619S+LV230A-TPC | 26 | H619S | + | LV230A-TPC | Standard actuator | 0 | Scenario 2 |  | PPK¦SelectPro¦VDI3805¦Internet_EU | PPK SelectPro VDI3805 Internet_EU | PPK SelectPro VDI3805 Internet_EU | H619S+LV230A-TPC |  | 800 kPa | 800 kPa
134232 | H619S/LV230A-TPC | H619S/LV230A-TPC | 26 | H619S | / | LV230A-TPC | Standard actuator | 0 | Scenario 2 |  | PPK¦SelectPro¦VDI3805¦Internet_EU | PPK SelectPro VDI3805 Internet_EU | PPK SelectPro VDI3805 Internet_EU | H619S/LV230A-TPC |  | 800 kPa | 800 kPa
134235 | H725N+NV24A-TPC | H725N+NV24A-TPC | 26 | H725N | + | NV24A-TPC | Standard actuator | 0 | Scenario 2 |  | PPK¦SelectPro¦VDI3805¦Internet_EU | PPK SelectPro VDI3805 Internet_EU | PPK SelectPro VDI3805 Internet_EU | H725N+NV24A-TPC |  | 1300 kPa | 400 kPa
134236 | H725N/NV24A-TPC | H725N/NV24A-TPC | 26 | H725N | / | NV24A-TPC | Standard actuator | 0 | Scenario 2 |  | PPK¦SelectPro¦VDI3805¦Internet_EU | PPK SelectPro VDI3805 Internet_EU | PPK SelectPro VDI3805 Internet_EU | H725N/NV24A-TPC |  | 1300 kPa | 400 kPa
134247 | H725R+NV24A-TPC | H725R+NV24A-TPC | 26 | H725R | + | NV24A-TPC | Standard actuator | 0 | Scenario 2 |  | PPK¦SelectPro¦VDI3805¦Internet_EU | PPK SelectPro VDI3805 Internet_EU | PPK SelectPro VDI3805 Internet_EU | H725R+NV24A-TPC |  | 600 kPa | 400 kPa
134248 | H725R/NV24A-TPC | H725R/NV24A-TPC | 26 | H725R | / | NV24A-TPC | Standard actuator | 0 | Scenario 2 |  | PPK¦SelectPro¦VDI3805¦Internet_EU | PPK SelectPro VDI3805 Internet_EU | PPK SelectPro VDI3805 Internet_EU | H725R/NV24A-TPC |  | 600 kPa | 400 kPa
134259 | H732N+NV24A-TPC | H732N+NV24A-TPC | 26 | H732N | + | NV24A-TPC | Standard actuator | 1 | Scenario 2 |  | PPK¦SelectPro¦VDI3805¦Internet_EU | PPK SelectPro VDI3805 Internet_EU | PPK SelectPro VDI3805 Internet_EU | H732N+NV24A-TPC |  | 1000 kPa | 400 kPa
134260 | H732N/NV24A-TPC | H732N/NV24A-TPC | 26 | H732N | / | NV24A-TPC | Standard actuator | 1 | Scenario 2 |  | PPK¦SelectPro¦VDI3805¦Internet_EU | PPK SelectPro VDI3805 Internet_EU | PPK SelectPro VDI3805 Internet_EU | H732N/NV24A-TPC |  | 1000 kPa | 400 kPa
134271 | H732R+NV24A-TPC | H732R+NV24A-TPC | 26 | H732R | + | NV24A-TPC | Standard actuator | 1 | Scenario 2 |  | PPK¦SelectPro¦VDI3805¦Internet_EU | PPK SelectPro VDI3805 Internet_EU | PPK SelectPro VDI3805 Internet_EU | H732R+NV24A-TPC |  | 600 kPa | 400 kPa
134272 | H732R/NV24A-TPC | H732R/NV24A-TPC | 26 | H732R | / | NV24A-TPC | Standard actuator | 1 | Scenario 2 |  | PPK¦SelectPro¦VDI3805¦Internet_EU | PPK SelectPro VDI3805 Internet_EU | PPK SelectPro VDI3805 Internet_EU | H732R/NV24A-TPC |  | 600 kPa | 400 kPa
134283 | H740N+NV24A-TPC | H740N+NV24A-TPC | 26 | H740N | + | NV24A-TPC | Standard actuator | 1 | Scenario 2 |  | PPK¦SelectPro¦VDI3805¦Internet_EU | PPK SelectPro VDI3805 Internet_EU | PPK SelectPro VDI3805 Internet_EU | H740N+NV24A-TPC |  | 500 kPa | 400 kPa
134284 | H740N/NV24A-TPC | H740N/NV24A-TPC | 26 | H740N | / | NV24A-TPC | Standard actuator | 1 | Scenario 2 |  | PPK¦SelectPro¦VDI3805¦Internet_EU | PPK SelectPro VDI3805 Internet_EU | PPK SelectPro VDI3805 Internet_EU | H740N/NV24A-TPC |  | 500 kPa | 400 kPa
134295 | H740R+NV24A-TPC | H740R+NV24A-TPC | 26 | H740R | + | NV24A-TPC | Standard actuator | 1 | Scenario 2 |  | PPK¦SelectPro¦VDI3805¦Internet_EU | PPK SelectPro VDI3805 Internet_EU | PPK SelectPro VDI3805 Internet_EU | H740R+NV24A-TPC |  | 500 kPa | 400 kPa
134296 | H740R/NV24A-TPC | H740R/NV24A-TPC | 26 | H740R | / | NV24A-TPC | Standard actuator | 1 | Scenario 2 |  | PPK¦SelectPro¦VDI3805¦Internet_EU | PPK SelectPro VDI3805 Internet_EU | PPK SelectPro VDI3805 Internet_EU | H740R/NV24A-TPC |  | 500 kPa | 400 kPa
134307 | H750N+NV24A-TPC | H750N+NV24A-TPC | 26 | H750N | + | NV24A-TPC | Standard actuator | 0 | Scenario 2 |  | PPK¦SelectPro¦VDI3805¦Internet_EU | PPK SelectPro VDI3805 Internet_EU | PPK SelectPro VDI3805 Internet_EU | H750N+NV24A-TPC |  | 300 kPa | 300 kPa
134308 | H750N/NV24A-TPC | H750N/NV24A-TPC | 26 | H750N | / | NV24A-TPC | Standard actuator | 0 | Scenario 2 |  | PPK¦SelectPro¦VDI3805¦Internet_EU | PPK SelectPro VDI3805 Internet_EU | PPK SelectPro VDI3805 Internet_EU | H750N/NV24A-TPC |  | 300 kPa | 300 kPa
134319 | H750R+NV24A-TPC | H750R+NV24A-TPC | 26 | H750R | + | NV24A-TPC | Standard actuator | 0 | Scenario 2 |  | PPK¦SelectPro¦VDI3805¦Internet_EU | PPK SelectPro VDI3805 Internet_EU | PPK SelectPro VDI3805 Internet_EU | H750R+NV24A-TPC |  | 300 kPa | 300 kPa
134320 | H750R/NV24A-TPC | H750R/NV24A-TPC | 26 | H750R | / | NV24A-TPC | Standard actuator | 0 | Scenario 2 |  | PPK¦SelectPro¦VDI3805¦Internet_EU | PPK SelectPro VDI3805 Internet_EU | PPK SelectPro VDI3805 Internet_EU | H750R/NV24A-TPC |  | 300 kPa | 300 kPa
134331 | H764N+NV24A-TPC | H764N+NV24A-TPC | 26 | H764N | + | NV24A-TPC | Standard actuator | 0 | Scenario 2 |  | PPK¦SelectPro¦VDI3805¦Internet_EU | PPK SelectPro VDI3805 Internet_EU | PPK SelectPro VDI3805 Internet_EU | H764N+NV24A-TPC |  | 140 kPa | 140 kPa
134332 | H764N/NV24A-TPC | H764N/NV24A-TPC | 26 | H764N | / | NV24A-TPC | Standard actuator | 0 | Scenario 2 |  | PPK¦SelectPro¦VDI3805¦Internet_EU | PPK SelectPro VDI3805 Internet_EU | PPK SelectPro VDI3805 Internet_EU | H764N/NV24A-TPC |  | 140 kPa | 140 kPa
134343 | H764R+NV24A-TPC | H764R+NV24A-TPC | 26 | H764R | + | NV24A-TPC | Standard actuator | 0 | Scenario 2 |  | PPK¦SelectPro¦VDI3805¦Internet_EU | PPK SelectPro VDI3805 Internet_EU | PPK SelectPro VDI3805 Internet_EU | H764R+NV24A-TPC |  | 140 kPa | 140 kPa
134344 | H764R/NV24A-TPC | H764R/NV24A-TPC | 26 | H764R | / | NV24A-TPC | Standard actuator | 0 | Scenario 2 |  | PPK¦SelectPro¦VDI3805¦Internet_EU | PPK SelectPro VDI3805 Internet_EU | PPK SelectPro VDI3805 Internet_EU | H764R/NV24A-TPC |  | 140 kPa | 140 kPa
134355 | H779N+NV24A-TPC | H779N+NV24A-TPC | 26 | H779N | + | NV24A-TPC | Standard actuator | 0 | Scenario 2 |  | PPK¦SelectPro¦VDI3805¦Internet_EU | PPK SelectPro VDI3805 Internet_EU | PPK SelectPro VDI3805 Internet_EU | H779N+NV24A-TPC |  | 80 kPa | 80 kPa
134356 | H779N/NV24A-TPC | H779N/NV24A-TPC | 26 | H779N | / | NV24A-TPC | Standard actuator | 0 | Scenario 2 |  | PPK¦SelectPro¦VDI3805¦Internet_EU | PPK SelectPro VDI3805 Internet_EU | PPK SelectPro VDI3805 Internet_EU | H779N/NV24A-TPC |  | 80 kPa | 80 kPa
134367 | H779R+NV24A-TPC | H779R+NV24A-TPC | 26 | H779R | + | NV24A-TPC | Standard actuator | 0 | Scenario 2 |  | PPK¦SelectPro¦VDI3805¦Internet_EU | PPK SelectPro VDI3805 Internet_EU | PPK SelectPro VDI3805 Internet_EU | H779R+NV24A-TPC |  | 80 kPa | 80 kPa
134368 | H779R/NV24A-TPC | H779R/NV24A-TPC | 26 | H779R | / | NV24A-TPC | Standard actuator | 0 | Scenario 2 |  | PPK¦SelectPro¦VDI3805¦Internet_EU | PPK SelectPro VDI3805 Internet_EU | PPK SelectPro VDI3805 Internet_EU | H779R/NV24A-TPC |  | 80 kPa | 80 kPa
134573 | H679SP+NV230A-TPC | H679SP+NV230A-TPC | 26 | H679SP | + | NV230A-TPC | Standard actuator | 1 | Scenario 2 |  | PPK¦SelectPro¦VDI3805¦Internet_EU | PPK SelectPro VDI3805 Internet_EU | PPK SelectPro VDI3805 Internet_EU | H679SP+NV230A-TPC |  | 1600 kPa | 1000 kPa
134574 | H679SP/NV230A-TPC | H679SP/NV230A-TPC | 26 | H679SP | / | NV230A-TPC | Standard actuator | 1 | Scenario 2 |  | PPK¦SelectPro¦VDI3805¦Internet_EU | PPK SelectPro VDI3805 Internet_EU | PPK SelectPro VDI3805 Internet_EU | H679SP/NV230A-TPC |  | 1600 kPa | 1000 kPa
134585 | H7015X4-S2+NV230A-TPC | H7015X4-S2+NV230A-TPC | 26 | H7015X4-S2 | + | NV230A-TPC | Standard actuator | 1 | Scenario 2 |  | PPK¦SelectPro¦VDI3805¦Internet_EU | PPK SelectPro VDI3805 Internet_EU | PPK SelectPro VDI3805 Internet_EU | H7015X4-S2+NV230A-TPC |  | 2200 kPa | 1000 kPa
134586 | H7015X4-S2/NV230A-TPC | H7015X4-S2/NV230A-TPC | 26 | H7015X4-S2 | / | NV230A-TPC | Standard actuator | 1 | Scenario 2 |  | PPK¦SelectPro¦VDI3805¦Internet_EU | PPK SelectPro VDI3805 Internet_EU | PPK SelectPro VDI3805 Internet_EU | H7015X4-S2/NV230A-TPC |  | 2200 kPa | 1000 kPa
134597 | H7015Y4-S2+NV230A-TPC | H7015Y4-S2+NV230A-TPC | 26 | H7015Y4-S2 | + | NV230A-TPC | Standard actuator | 1 | Scenario 2 |  | PPK¦SelectPro¦VDI3805¦Internet_EU | PPK SelectPro VDI3805 Internet_EU | PPK SelectPro VDI3805 Internet_EU | H7015Y4-S2+NV230A-TPC |  | 2200 kPa | 1000 kPa
134598 | H7015Y4-S2/NV230A-TPC | H7015Y4-S2/NV230A-TPC | 26 | H7015Y4-S2 | / | NV230A-TPC | Standard actuator | 1 | Scenario 2 |  | PPK¦SelectPro¦VDI3805¦Internet_EU | PPK SelectPro VDI3805 Internet_EU | PPK SelectPro VDI3805 Internet_EU | H7015Y4-S2/NV230A-TPC |  | 2200 kPa | 1000 kPa
134609 | H7020X6P3-S2+NV230A-TPC | H7020X6P3-S2+NV230A-TPC | 26 | H7020X6P3-S2 | + | NV230A-TPC | Standard actuator | 1 | Scenario 2 |  | PPK¦SelectPro¦VDI3805¦Internet_EU | PPK SelectPro VDI3805 Internet_EU | PPK SelectPro VDI3805 Internet_EU | H7020X6P3-S2+NV230A-TPC |  | 1500 kPa | 1000 kPa
134610 | H7020X6P3-S2/NV230A-TPC | H7020X6P3-S2/NV230A-TPC | 26 | H7020X6P3-S2 | / | NV230A-TPC | Standard actuator | 1 | Scenario 2 |  | PPK¦SelectPro¦VDI3805¦Internet_EU | PPK SelectPro VDI3805 Internet_EU | PPK SelectPro VDI3805 Internet_EU | H7020X6P3-S2/NV230A-TPC |  | 1500 kPa | 1000 kPa
134621 | H7020Y6P3-S2+NV230A-TPC | H7020Y6P3-S2+NV230A-TPC | 26 | H7020Y6P3-S2 | + | NV230A-TPC | Standard actuator | 1 | Scenario 2 |  | PPK¦SelectPro¦VDI3805¦Internet_EU | PPK SelectPro VDI3805 Internet_EU | PPK SelectPro VDI3805 Internet_EU | H7020Y6P3-S2+NV230A-TPC |  | 1500 kPa | 1000 kPa
134622 | H7020Y6P3-S2/NV230A-TPC | H7020Y6P3-S2/NV230A-TPC | 26 | H7020Y6P3-S2 | / | NV230A-TPC | Standard actuator | 1 | Scenario 2 |  | PPK¦SelectPro¦VDI3805¦Internet_EU | PPK SelectPro VDI3805 Internet_EU | PPK SelectPro VDI3805 Internet_EU | H7020Y6P3-S2/NV230A-TPC |  | 1500 kPa | 1000 kPa
134633 | H7025X10-S2+NV230A-TPC | H7025X10-S2+NV230A-TPC | 26 | H7025X10-S2 | + | NV230A-TPC | Standard actuator | 1 | Scenario 2 |  | PPK¦SelectPro¦VDI3805¦Internet_EU | PPK SelectPro VDI3805 Internet_EU | PPK SelectPro VDI3805 Internet_EU | H7025X10-S2+NV230A-TPC |  | 1300 kPa | 1000 kPa
134634 | H7025X10-S2/NV230A-TPC | H7025X10-S2/NV230A-TPC | 26 | H7025X10-S2 | / | NV230A-TPC | Standard actuator | 1 | Scenario 2 |  | PPK¦SelectPro¦VDI3805¦Internet_EU | PPK SelectPro VDI3805 Internet_EU | PPK SelectPro VDI3805 Internet_EU | H7025X10-S2/NV230A-TPC |  | 1300 kPa | 1000 kPa
134645 | H7025Y10-S2+NV230A-TPC | H7025Y10-S2+NV230A-TPC | 26 | H7025Y10-S2 | + | NV230A-TPC | Standard actuator | 1 | Scenario 2 |  | PPK¦SelectPro¦VDI3805¦Internet_EU | PPK SelectPro VDI3805 Internet_EU | PPK SelectPro VDI3805 Internet_EU | H7025Y10-S2+NV230A-TPC |  | 1300 kPa | 1000 kPa
134646 | H7025Y10-S2/NV230A-TPC | H7025Y10-S2/NV230A-TPC | 26 | H7025Y10-S2 | / | NV230A-TPC | Standard actuator | 1 | Scenario 2 |  | PPK¦SelectPro¦VDI3805¦Internet_EU | PPK SelectPro VDI3805 Internet_EU | PPK SelectPro VDI3805 Internet_EU | H7025Y10-S2/NV230A-TPC |  | 1300 kPa | 1000 kPa
134657 | H7032X16-S2+NV230A-TPC | H7032X16-S2+NV230A-TPC | 26 | H7032X16-S2 | + | NV230A-TPC | Standard actuator | 0 | Scenario 2 |  | PPK¦SelectPro¦VDI3805¦Internet_EU | PPK SelectPro VDI3805 Internet_EU | PPK SelectPro VDI3805 Internet_EU | H7032X16-S2+NV230A-TPC |  | 900 kPa | 900 kPa
134658 | H7032X16-S2/NV230A-TPC | H7032X16-S2/NV230A-TPC | 26 | H7032X16-S2 | / | NV230A-TPC | Standard actuator | 0 | Scenario 2 |  | PPK¦SelectPro¦VDI3805¦Internet_EU | PPK SelectPro VDI3805 Internet_EU | PPK SelectPro VDI3805 Internet_EU | H7032X16-S2/NV230A-TPC |  | 900 kPa | 900 kPa
134669 | H7032Y16-S2+NV230A-TPC | H7032Y16-S2+NV230A-TPC | 26 | H7032Y16-S2 | + | NV230A-TPC | Standard actuator | 0 | Scenario 2 |  | PPK¦SelectPro¦VDI3805¦Internet_EU | PPK SelectPro VDI3805 Internet_EU | PPK SelectPro VDI3805 Internet_EU | H7032Y16-S2+NV230A-TPC |  | 900 kPa | 900 kPa
134670 | H7032Y16-S2/NV230A-TPC | H7032Y16-S2/NV230A-TPC | 26 | H7032Y16-S2 | / | NV230A-TPC | Standard actuator | 0 | Scenario 2 |  | PPK¦SelectPro¦VDI3805¦Internet_EU | PPK SelectPro VDI3805 Internet_EU | PPK SelectPro VDI3805 Internet_EU | H7032Y16-S2/NV230A-TPC |  | 900 kPa | 900 kPa
134681 | H7040X25-S2+NV230A-TPC | H7040X25-S2+NV230A-TPC | 26 | H7040X25-S2 | + | NV230A-TPC | Standard actuator | 0 | Scenario 2 |  | PPK¦SelectPro¦VDI3805¦Internet_EU | PPK SelectPro VDI3805 Internet_EU | PPK SelectPro VDI3805 Internet_EU | H7040X25-S2+NV230A-TPC |  | 500 kPa | 500 kPa
134682 | H7040X25-S2/NV230A-TPC | H7040X25-S2/NV230A-TPC | 26 | H7040X25-S2 | / | NV230A-TPC | Standard actuator | 0 | Scenario 2 |  | PPK¦SelectPro¦VDI3805¦Internet_EU | PPK SelectPro VDI3805 Internet_EU | PPK SelectPro VDI3805 Internet_EU | H7040X25-S2/NV230A-TPC |  | 500 kPa | 500 kPa
134693 | H7040Y25-S2+NV230A-TPC | H7040Y25-S2+NV230A-TPC | 26 | H7040Y25-S2 | + | NV230A-TPC | Standard actuator | 0 | Scenario 2 |  | PPK¦SelectPro¦VDI3805¦Internet_EU | PPK SelectPro VDI3805 Internet_EU | PPK SelectPro VDI3805 Internet_EU | H7040Y25-S2+NV230A-TPC |  | 500 kPa | 500 kPa
134694 | H7040Y25-S2/NV230A-TPC | H7040Y25-S2/NV230A-TPC | 26 | H7040Y25-S2 | / | NV230A-TPC | Standard actuator | 0 | Scenario 2 |  | PPK¦SelectPro¦VDI3805¦Internet_EU | PPK SelectPro VDI3805 Internet_EU | PPK SelectPro VDI3805 Internet_EU | H7040Y25-S2/NV230A-TPC |  | 500 kPa | 500 kPa
134705 | H7050X40-S2+NV230A-TPC | H7050X40-S2+NV230A-TPC | 26 | H7050X40-S2 | + | NV230A-TPC | Standard actuator | 0 | Scenario 2 |  | PPK¦SelectPro¦VDI3805¦Internet_EU | PPK SelectPro VDI3805 Internet_EU | PPK SelectPro VDI3805 Internet_EU | H7050X40-S2+NV230A-TPC |  | 300 kPa | 300 kPa
134706 | H7050X40-S2/NV230A-TPC | H7050X40-S2/NV230A-TPC | 26 | H7050X40-S2 | / | NV230A-TPC | Standard actuator | 0 | Scenario 2 |  | PPK¦SelectPro¦VDI3805¦Internet_EU | PPK SelectPro VDI3805 Internet_EU | PPK SelectPro VDI3805 Internet_EU | H7050X40-S2/NV230A-TPC |  | 300 kPa | 300 kPa
134717 | H7050Y40-S2+NV230A-TPC | H7050Y40-S2+NV230A-TPC | 26 | H7050Y40-S2 | + | NV230A-TPC | Standard actuator | 0 | Scenario 2 |  | PPK¦SelectPro¦VDI3805¦Internet_EU | PPK SelectPro VDI3805 Internet_EU | PPK SelectPro VDI3805 Internet_EU | H7050Y40-S2+NV230A-TPC |  | 300 kPa | 300 kPa
134718 | H7050Y40-S2/NV230A-TPC | H7050Y40-S2/NV230A-TPC | 26 | H7050Y40-S2 | / | NV230A-TPC | Standard actuator | 0 | Scenario 2 |  | PPK¦SelectPro¦VDI3805¦Internet_EU | PPK SelectPro VDI3805 Internet_EU | PPK SelectPro VDI3805 Internet_EU | H7050Y40-S2/NV230A-TPC |  | 300 kPa | 300 kPa
134729 | H711N+NV230A-TPC | H711N+NV230A-TPC | 26 | H711N | + | NV230A-TPC | Standard actuator | 0 | Scenario 2 |  | PPK¦SelectPro¦VDI3805¦Internet_EU | PPK SelectPro VDI3805 Internet_EU | PPK SelectPro VDI3805 Internet_EU | H711N+NV230A-TPC |  | 1600 kPa | 400 kPa
134730 | H711N/NV230A-TPC | H711N/NV230A-TPC | 26 | H711N | / | NV230A-TPC | Standard actuator | 0 | Scenario 2 |  | PPK¦SelectPro¦VDI3805¦Internet_EU | PPK SelectPro VDI3805 Internet_EU | PPK SelectPro VDI3805 Internet_EU | H711N/NV230A-TPC |  | 1600 kPa | 400 kPa
134741 | H711R+NV230A-TPC | H711R+NV230A-TPC | 26 | H711R | + | NV230A-TPC | Standard actuator | 0 | Scenario 2 |  | PPK¦SelectPro¦VDI3805¦Internet_EU | PPK SelectPro VDI3805 Internet_EU | PPK SelectPro VDI3805 Internet_EU | H711R+NV230A-TPC |  | 600 kPa | 400 kPa
134742 | H711R/NV230A-TPC | H711R/NV230A-TPC | 26 | H711R | / | NV230A-TPC | Standard actuator | 0 | Scenario 2 |  | PPK¦SelectPro¦VDI3805¦Internet_EU | PPK SelectPro VDI3805 Internet_EU | PPK SelectPro VDI3805 Internet_EU | H711R/NV230A-TPC |  | 600 kPa | 400 kPa
134753 | H712N+NV230A-TPC | H712N+NV230A-TPC | 26 | H712N | + | NV230A-TPC | Standard actuator | 0 | Scenario 2 |  | PPK¦SelectPro¦VDI3805¦Internet_EU | PPK SelectPro VDI3805 Internet_EU | PPK SelectPro VDI3805 Internet_EU | H712N+NV230A-TPC |  | 1600 kPa | 400 kPa
134754 | H712N/NV230A-TPC | H712N/NV230A-TPC | 26 | H712N | / | NV230A-TPC | Standard actuator | 0 | Scenario 2 |  | PPK¦SelectPro¦VDI3805¦Internet_EU | PPK SelectPro VDI3805 Internet_EU | PPK SelectPro VDI3805 Internet_EU | H712N/NV230A-TPC |  | 1600 kPa | 400 kPa
134765 | H712R+NV230A-TPC | H712R+NV230A-TPC | 26 | H712R | + | NV230A-TPC | Standard actuator | 0 | Scenario 2 |  | PPK¦SelectPro¦VDI3805¦Internet_EU | PPK SelectPro VDI3805 Internet_EU | PPK SelectPro VDI3805 Internet_EU | H712R+NV230A-TPC |  | 600 kPa | 400 kPa
134766 | H712R/NV230A-TPC | H712R/NV230A-TPC | 26 | H712R | / | NV230A-TPC | Standard actuator | 0 | Scenario 2 |  | PPK¦SelectPro¦VDI3805¦Internet_EU | PPK SelectPro VDI3805 Internet_EU | PPK SelectPro VDI3805 Internet_EU | H712R/NV230A-TPC |  | 600 kPa | 400 kPa
134777 | H713N+NV230A-TPC | H713N+NV230A-TPC | 26 | H713N | + | NV230A-TPC | Standard actuator | 0 | Scenario 2 |  | PPK¦SelectPro¦VDI3805¦Internet_EU | PPK SelectPro VDI3805 Internet_EU | PPK SelectPro VDI3805 Internet_EU | H713N+NV230A-TPC |  | 1600 kPa | 400 kPa
134778 | H713N/NV230A-TPC | H713N/NV230A-TPC | 26 | H713N | / | NV230A-TPC | Standard actuator | 0 | Scenario 2 |  | PPK¦SelectPro¦VDI3805¦Internet_EU | PPK SelectPro VDI3805 Internet_EU | PPK SelectPro VDI3805 Internet_EU | H713N/NV230A-TPC |  | 1600 kPa | 400 kPa
134789 | H713R+NV230A-TPC | H713R+NV230A-TPC | 26 | H713R | + | NV230A-TPC | Standard actuator | 0 | Scenario 2 |  | PPK¦SelectPro¦VDI3805¦Internet_EU | PPK SelectPro VDI3805 Internet_EU | PPK SelectPro VDI3805 Internet_EU | H713R+NV230A-TPC |  | 600 kPa | 400 kPa
134790 | H713R/NV230A-TPC | H713R/NV230A-TPC | 26 | H713R | / | NV230A-TPC | Standard actuator | 0 | Scenario 2 |  | PPK¦SelectPro¦VDI3805¦Internet_EU | PPK SelectPro VDI3805 Internet_EU | PPK SelectPro VDI3805 Internet_EU | H713R/NV230A-TPC |  | 600 kPa | 400 kPa
134801 | H714N+NV230A-TPC | H714N+NV230A-TPC | 26 | H714N | + | NV230A-TPC | Standard actuator | 0 | Scenario 2 |  | PPK¦SelectPro¦VDI3805¦Internet_EU | PPK SelectPro VDI3805 Internet_EU | PPK SelectPro VDI3805 Internet_EU | H714N+NV230A-TPC |  | 1600 kPa | 400 kPa
134802 | H714N/NV230A-TPC | H714N/NV230A-TPC | 26 | H714N | / | NV230A-TPC | Standard actuator | 0 | Scenario 2 |  | PPK¦SelectPro¦VDI3805¦Internet_EU | PPK SelectPro VDI3805 Internet_EU | PPK SelectPro VDI3805 Internet_EU | H714N/NV230A-TPC |  | 1600 kPa | 400 kPa
134813 | H714R+NV230A-TPC | H714R+NV230A-TPC | 26 | H714R | + | NV230A-TPC | Standard actuator | 0 | Scenario 2 |  | PPK¦SelectPro¦VDI3805¦Internet_EU | PPK SelectPro VDI3805 Internet_EU | PPK SelectPro VDI3805 Internet_EU | H714R+NV230A-TPC |  | 600 kPa | 400 kPa
134814 | H714R/NV230A-TPC | H714R/NV230A-TPC | 26 | H714R | / | NV230A-TPC | Standard actuator | 0 | Scenario 2 |  | PPK¦SelectPro¦VDI3805¦Internet_EU | PPK SelectPro VDI3805 Internet_EU | PPK SelectPro VDI3805 Internet_EU | H714R/NV230A-TPC |  | 600 kPa | 400 kPa
135095 | H715N+NV230A-TPC | H715N+NV230A-TPC | 26 | H715N | + | NV230A-TPC | Standard actuator | 0 | Scenario 2 |  | PPK¦SelectPro¦VDI3805¦Internet_EU | PPK SelectPro VDI3805 Internet_EU | PPK SelectPro VDI3805 Internet_EU | H715N+NV230A-TPC |  | 1600 kPa | 400 kPa
135096 | H715N/NV230A-TPC | H715N/NV230A-TPC | 26 | H715N | / | NV230A-TPC | Standard actuator | 0 | Scenario 2 |  | PPK¦SelectPro¦VDI3805¦Internet_EU | PPK SelectPro VDI3805 Internet_EU | PPK SelectPro VDI3805 Internet_EU | H715N/NV230A-TPC |  | 1600 kPa | 400 kPa
135107 | H715R+NV230A-TPC | H715R+NV230A-TPC | 26 | H715R | + | NV230A-TPC | Standard actuator | 0 | Scenario 2 |  | PPK¦SelectPro¦VDI3805¦Internet_EU | PPK SelectPro VDI3805 Internet_EU | PPK SelectPro VDI3805 Internet_EU | H715R+NV230A-TPC |  | 600 kPa | 400 kPa
135108 | H715R/NV230A-TPC | H715R/NV230A-TPC | 26 | H715R | / | NV230A-TPC | Standard actuator | 0 | Scenario 2 |  | PPK¦SelectPro¦VDI3805¦Internet_EU | PPK SelectPro VDI3805 Internet_EU | PPK SelectPro VDI3805 Internet_EU | H715R/NV230A-TPC |  | 600 kPa | 400 kPa
135119 | H720N+NV230A-TPC | H720N+NV230A-TPC | 26 | H720N | + | NV230A-TPC | Standard actuator | 0 | Scenario 2 |  | PPK¦SelectPro¦VDI3805¦Internet_EU | PPK SelectPro VDI3805 Internet_EU | PPK SelectPro VDI3805 Internet_EU | H720N+NV230A-TPC |  | 1600 kPa | 400 kPa
135120 | H720N/NV230A-TPC | H720N/NV230A-TPC | 26 | H720N | / | NV230A-TPC | Standard actuator | 0 | Scenario 2 |  | PPK¦SelectPro¦VDI3805¦Internet_EU | PPK SelectPro VDI3805 Internet_EU | PPK SelectPro VDI3805 Internet_EU | H720N/NV230A-TPC |  | 1600 kPa | 400 kPa
135131 | H720R+NV230A-TPC | H720R+NV230A-TPC | 26 | H720R | + | NV230A-TPC | Standard actuator | 0 | Scenario 2 |  | PPK¦SelectPro¦VDI3805¦Internet_EU | PPK SelectPro VDI3805 Internet_EU | PPK SelectPro VDI3805 Internet_EU | H720R+NV230A-TPC |  | 600 kPa | 400 kPa
135132 | H720R/NV230A-TPC | H720R/NV230A-TPC | 26 | H720R | / | NV230A-TPC | Standard actuator | 0 | Scenario 2 |  | PPK¦SelectPro¦VDI3805¦Internet_EU | PPK SelectPro VDI3805 Internet_EU | PPK SelectPro VDI3805 Internet_EU | H720R/NV230A-TPC |  | 600 kPa | 400 kPa
135143 | H725N+NV230A-TPC | H725N+NV230A-TPC | 26 | H725N | + | NV230A-TPC | Standard actuator | 0 | Scenario 2 |  | PPK¦SelectPro¦VDI3805¦Internet_EU | PPK SelectPro VDI3805 Internet_EU | PPK SelectPro VDI3805 Internet_EU | H725N+NV230A-TPC |  | 1300 kPa | 400 kPa
135144 | H725N/NV230A-TPC | H725N/NV230A-TPC | 26 | H725N | / | NV230A-TPC | Standard actuator | 0 | Scenario 2 |  | PPK¦SelectPro¦VDI3805¦Internet_EU | PPK SelectPro VDI3805 Internet_EU | PPK SelectPro VDI3805 Internet_EU | H725N/NV230A-TPC |  | 1300 kPa | 400 kPa
135155 | H725R+NV230A-TPC | H725R+NV230A-TPC | 26 | H725R | + | NV230A-TPC | Standard actuator | 0 | Scenario 2 |  | PPK¦SelectPro¦VDI3805¦Internet_EU | PPK SelectPro VDI3805 Internet_EU | PPK SelectPro VDI3805 Internet_EU | H725R+NV230A-TPC |  | 600 kPa | 400 kPa
135156 | H725R/NV230A-TPC | H725R/NV230A-TPC | 26 | H725R | / | NV230A-TPC | Standard actuator | 0 | Scenario 2 |  | PPK¦SelectPro¦VDI3805¦Internet_EU | PPK SelectPro VDI3805 Internet_EU | PPK SelectPro VDI3805 Internet_EU | H725R/NV230A-TPC |  | 600 kPa | 400 kPa
135167 | H732N+NV230A-TPC | H732N+NV230A-TPC | 26 | H732N | + | NV230A-TPC | Standard actuator | 1 | Scenario 2 |  | PPK¦SelectPro¦VDI3805¦Internet_EU | PPK SelectPro VDI3805 Internet_EU | PPK SelectPro VDI3805 Internet_EU | H732N+NV230A-TPC |  | 1000 kPa | 400 kPa
135168 | H732N/NV230A-TPC | H732N/NV230A-TPC | 26 | H732N | / | NV230A-TPC | Standard actuator | 1 | Scenario 2 |  | PPK¦SelectPro¦VDI3805¦Internet_EU | PPK SelectPro VDI3805 Internet_EU | PPK SelectPro VDI3805 Internet_EU | H732N/NV230A-TPC |  | 1000 kPa | 400 kPa
135179 | H732R+NV230A-TPC | H732R+NV230A-TPC | 26 | H732R | + | NV230A-TPC | Standard actuator | 1 | Scenario 2 |  | PPK¦SelectPro¦VDI3805¦Internet_EU | PPK SelectPro VDI3805 Internet_EU | PPK SelectPro VDI3805 Internet_EU | H732R+NV230A-TPC |  | 600 kPa | 400 kPa
135180 | H732R/NV230A-TPC | H732R/NV230A-TPC | 26 | H732R | / | NV230A-TPC | Standard actuator | 1 | Scenario 2 |  | PPK¦SelectPro¦VDI3805¦Internet_EU | PPK SelectPro VDI3805 Internet_EU | PPK SelectPro VDI3805 Internet_EU | H732R/NV230A-TPC |  | 600 kPa | 400 kPa
135191 | H740N+NV230A-TPC | H740N+NV230A-TPC | 26 | H740N | + | NV230A-TPC | Standard actuator | 1 | Scenario 2 |  | PPK¦SelectPro¦VDI3805¦Internet_EU | PPK SelectPro VDI3805 Internet_EU | PPK SelectPro VDI3805 Internet_EU | H740N+NV230A-TPC |  | 500 kPa | 400 kPa
135192 | H740N/NV230A-TPC | H740N/NV230A-TPC | 26 | H740N | / | NV230A-TPC | Standard actuator | 1 | Scenario 2 |  | PPK¦SelectPro¦VDI3805¦Internet_EU | PPK SelectPro VDI3805 Internet_EU | PPK SelectPro VDI3805 Internet_EU | H740N/NV230A-TPC |  | 500 kPa | 400 kPa
135203 | H740R+NV230A-TPC | H740R+NV230A-TPC | 26 | H740R | + | NV230A-TPC | Standard actuator | 1 | Scenario 2 |  | PPK¦SelectPro¦VDI3805¦Internet_EU | PPK SelectPro VDI3805 Internet_EU | PPK SelectPro VDI3805 Internet_EU | H740R+NV230A-TPC |  | 500 kPa | 400 kPa
135204 | H740R/NV230A-TPC | H740R/NV230A-TPC | 26 | H740R | / | NV230A-TPC | Standard actuator | 1 | Scenario 2 |  | PPK¦SelectPro¦VDI3805¦Internet_EU | PPK SelectPro VDI3805 Internet_EU | PPK SelectPro VDI3805 Internet_EU | H740R/NV230A-TPC |  | 500 kPa | 400 kPa
135215 | H750N+NV230A-TPC | H750N+NV230A-TPC | 26 | H750N | + | NV230A-TPC | Standard actuator | 0 | Scenario 2 |  | PPK¦SelectPro¦VDI3805¦Internet_EU | PPK SelectPro VDI3805 Internet_EU | PPK SelectPro VDI3805 Internet_EU | H750N+NV230A-TPC |  | 300 kPa | 300 kPa
135216 | H750N/NV230A-TPC | H750N/NV230A-TPC | 26 | H750N | / | NV230A-TPC | Standard actuator | 0 | Scenario 2 |  | PPK¦SelectPro¦VDI3805¦Internet_EU | PPK SelectPro VDI3805 Internet_EU | PPK SelectPro VDI3805 Internet_EU | H750N/NV230A-TPC |  | 300 kPa | 300 kPa
135227 | H750R+NV230A-TPC | H750R+NV230A-TPC | 26 | H750R | + | NV230A-TPC | Standard actuator | 0 | Scenario 2 |  | PPK¦SelectPro¦VDI3805¦Internet_EU | PPK SelectPro VDI3805 Internet_EU | PPK SelectPro VDI3805 Internet_EU | H750R+NV230A-TPC |  | 300 kPa | 300 kPa
135228 | H750R/NV230A-TPC | H750R/NV230A-TPC | 26 | H750R | / | NV230A-TPC | Standard actuator | 0 | Scenario 2 |  | PPK¦SelectPro¦VDI3805¦Internet_EU | PPK SelectPro VDI3805 Internet_EU | PPK SelectPro VDI3805 Internet_EU | H750R/NV230A-TPC |  | 300 kPa | 300 kPa
135239 | H764N+NV230A-TPC | H764N+NV230A-TPC | 26 | H764N | + | NV230A-TPC | Standard actuator | 0 | Scenario 2 |  | PPK¦SelectPro¦VDI3805¦Internet_EU | PPK SelectPro VDI3805 Internet_EU | PPK SelectPro VDI3805 Internet_EU | H764N+NV230A-TPC |  | 140 kPa | 140 kPa
135240 | H764N/NV230A-TPC | H764N/NV230A-TPC | 26 | H764N | / | NV230A-TPC | Standard actuator | 0 | Scenario 2 |  | PPK¦SelectPro¦VDI3805¦Internet_EU | PPK SelectPro VDI3805 Internet_EU | PPK SelectPro VDI3805 Internet_EU | H764N/NV230A-TPC |  | 140 kPa | 140 kPa
135251 | H764R+NV230A-TPC | H764R+NV230A-TPC | 26 | H764R | + | NV230A-TPC | Standard actuator | 0 | Scenario 2 |  | PPK¦SelectPro¦VDI3805¦Internet_EU | PPK SelectPro VDI3805 Internet_EU | PPK SelectPro VDI3805 Internet_EU | H764R+NV230A-TPC |  | 140 kPa | 140 kPa
135252 | H764R/NV230A-TPC | H764R/NV230A-TPC | 26 | H764R | / | NV230A-TPC | Standard actuator | 0 | Scenario 2 |  | PPK¦SelectPro¦VDI3805¦Internet_EU | PPK SelectPro VDI3805 Internet_EU | PPK SelectPro VDI3805 Internet_EU | H764R/NV230A-TPC |  | 140 kPa | 140 kPa
135263 | H779N+NV230A-TPC | H779N+NV230A-TPC | 26 | H779N | + | NV230A-TPC | Standard actuator | 0 | Scenario 2 |  | PPK¦SelectPro¦VDI3805¦Internet_EU | PPK SelectPro VDI3805 Internet_EU | PPK SelectPro VDI3805 Internet_EU | H779N+NV230A-TPC |  | 80 kPa | 80 kPa
135264 | H779N/NV230A-TPC | H779N/NV230A-TPC | 26 | H779N | / | NV230A-TPC | Standard actuator | 0 | Scenario 2 |  | PPK¦SelectPro¦VDI3805¦Internet_EU | PPK SelectPro VDI3805 Internet_EU | PPK SelectPro VDI3805 Internet_EU | H779N/NV230A-TPC |  | 80 kPa | 80 kPa
135275 | H779R+NV230A-TPC | H779R+NV230A-TPC | 26 | H779R | + | NV230A-TPC | Standard actuator | 0 | Scenario 2 |  | PPK¦SelectPro¦VDI3805¦Internet_EU | PPK SelectPro VDI3805 Internet_EU | PPK SelectPro VDI3805 Internet_EU | H779R+NV230A-TPC |  | 80 kPa | 80 kPa
135276 | H779R/NV230A-TPC | H779R/NV230A-TPC | 26 | H779R | / | NV230A-TPC | Standard actuator | 0 | Scenario 2 |  | PPK¦SelectPro¦VDI3805¦Internet_EU | PPK SelectPro VDI3805 Internet_EU | PPK SelectPro VDI3805 Internet_EU | H779R/NV230A-TPC |  | 80 kPa | 80 kPa
137953 | H411B+NVK24A-3-TPC | H411B+NVK24A-3-TPC | 26 | H411B | + | NVK24A-3-TPC | Actuator with emergency control function | 1 | Scenario 2 |  | PPK¦SelectPro¦VDI3805¦Internet_EU | PPK SelectPro VDI3805 Internet_EU | PPK SelectPro VDI3805 Internet_EU | H411B+NVK24A-3-TPC |  | 1600 kPa | 400 kPa
137954 | H411B/NVK24A-3-TPC | H411B/NVK24A-3-TPC | 26 | H411B | / | NVK24A-3-TPC | Actuator with emergency control function | 1 | Scenario 2 |  | PPK¦SelectPro¦VDI3805¦Internet_EU | PPK SelectPro VDI3805 Internet_EU | PPK SelectPro VDI3805 Internet_EU | H411B/NVK24A-3-TPC |  | 1600 kPa | 400 kPa
137959 | H412B+NVK24A-3-TPC | H412B+NVK24A-3-TPC | 26 | H412B | + | NVK24A-3-TPC | Actuator with emergency control function | 1 | Scenario 2 |  | PPK¦SelectPro¦VDI3805¦Internet_EU | PPK SelectPro VDI3805 Internet_EU | PPK SelectPro VDI3805 Internet_EU | H412B+NVK24A-3-TPC |  | 1600 kPa | 400 kPa
137960 | H412B/NVK24A-3-TPC | H412B/NVK24A-3-TPC | 26 | H412B | / | NVK24A-3-TPC | Actuator with emergency control function | 1 | Scenario 2 |  | PPK¦SelectPro¦VDI3805¦Internet_EU | PPK SelectPro VDI3805 Internet_EU | PPK SelectPro VDI3805 Internet_EU | H412B/NVK24A-3-TPC |  | 1600 kPa | 400 kPa
137965 | H413B+NVK24A-3-TPC | H413B+NVK24A-3-TPC | 26 | H413B | + | NVK24A-3-TPC | Actuator with emergency control function | 1 | Scenario 2 |  | PPK¦SelectPro¦VDI3805¦Internet_EU | PPK SelectPro VDI3805 Internet_EU | PPK SelectPro VDI3805 Internet_EU | H413B+NVK24A-3-TPC |  | 1600 kPa | 400 kPa
137966 | H413B/NVK24A-3-TPC | H413B/NVK24A-3-TPC | 26 | H413B | / | NVK24A-3-TPC | Actuator with emergency control function | 1 | Scenario 2 |  | PPK¦SelectPro¦VDI3805¦Internet_EU | PPK SelectPro VDI3805 Internet_EU | PPK SelectPro VDI3805 Internet_EU | H413B/NVK24A-3-TPC |  | 1600 kPa | 400 kPa
137971 | H414B+NVK24A-3-TPC | H414B+NVK24A-3-TPC | 26 | H414B | + | NVK24A-3-TPC | Actuator with emergency control function | 1 | Scenario 2 |  | PPK¦SelectPro¦VDI3805¦Internet_EU | PPK SelectPro VDI3805 Internet_EU | PPK SelectPro VDI3805 Internet_EU | H414B+NVK24A-3-TPC |  | 1600 kPa | 400 kPa
137972 | H414B/NVK24A-3-TPC | H414B/NVK24A-3-TPC | 26 | H414B | / | NVK24A-3-TPC | Actuator with emergency control function | 1 | Scenario 2 |  | PPK¦SelectPro¦VDI3805¦Internet_EU | PPK SelectPro VDI3805 Internet_EU | PPK SelectPro VDI3805 Internet_EU | H414B/NVK24A-3-TPC |  | 1600 kPa | 400 kPa
137977 | H415B+NVK24A-3-TPC | H415B+NVK24A-3-TPC | 26 | H415B | + | NVK24A-3-TPC | Actuator with emergency control function | 1 | Scenario 2 |  | PPK¦SelectPro¦VDI3805¦Internet_EU | PPK SelectPro VDI3805 Internet_EU | PPK SelectPro VDI3805 Internet_EU | H415B+NVK24A-3-TPC |  | 1600 kPa | 400 kPa
137978 | H415B/NVK24A-3-TPC | H415B/NVK24A-3-TPC | 26 | H415B | / | NVK24A-3-TPC | Actuator with emergency control function | 1 | Scenario 2 |  | PPK¦SelectPro¦VDI3805¦Internet_EU | PPK SelectPro VDI3805 Internet_EU | PPK SelectPro VDI3805 Internet_EU | H415B/NVK24A-3-TPC |  | 1600 kPa | 400 kPa
137983 | H420B+NVK24A-3-TPC | H420B+NVK24A-3-TPC | 26 | H420B | + | NVK24A-3-TPC | Actuator with emergency control function | 1 | Scenario 2 |  | PPK¦SelectPro¦VDI3805¦Internet_EU | PPK SelectPro VDI3805 Internet_EU | PPK SelectPro VDI3805 Internet_EU | H420B+NVK24A-3-TPC |  | 1600 kPa | 400 kPa
137984 | H420B/NVK24A-3-TPC | H420B/NVK24A-3-TPC | 26 | H420B | / | NVK24A-3-TPC | Actuator with emergency control function | 1 | Scenario 2 |  | PPK¦SelectPro¦VDI3805¦Internet_EU | PPK SelectPro VDI3805 Internet_EU | PPK SelectPro VDI3805 Internet_EU | H420B/NVK24A-3-TPC |  | 1600 kPa | 400 kPa
137989 | H425B+NVK24A-3-TPC | H425B+NVK24A-3-TPC | 26 | H425B | + | NVK24A-3-TPC | Actuator with emergency control function | 1 | Scenario 2 |  | PPK¦SelectPro¦VDI3805¦Internet_EU | PPK SelectPro VDI3805 Internet_EU | PPK SelectPro VDI3805 Internet_EU | H425B+NVK24A-3-TPC |  | 1300 kPa | 400 kPa
137990 | H425B/NVK24A-3-TPC | H425B/NVK24A-3-TPC | 26 | H425B | / | NVK24A-3-TPC | Actuator with emergency control function | 1 | Scenario 2 |  | PPK¦SelectPro¦VDI3805¦Internet_EU | PPK SelectPro VDI3805 Internet_EU | PPK SelectPro VDI3805 Internet_EU | H425B/NVK24A-3-TPC |  | 1300 kPa | 400 kPa
137995 | H432B+NVK24A-3-TPC | H432B+NVK24A-3-TPC | 26 | H432B | + | NVK24A-3-TPC | Actuator with emergency control function | 1 | Scenario 2 |  | PPK¦SelectPro¦VDI3805¦Internet_EU | PPK SelectPro VDI3805 Internet_EU | PPK SelectPro VDI3805 Internet_EU | H432B+NVK24A-3-TPC |  | 1000 kPa | 400 kPa
137996 | H432B/NVK24A-3-TPC | H432B/NVK24A-3-TPC | 26 | H432B | / | NVK24A-3-TPC | Actuator with emergency control function | 1 | Scenario 2 |  | PPK¦SelectPro¦VDI3805¦Internet_EU | PPK SelectPro VDI3805 Internet_EU | PPK SelectPro VDI3805 Internet_EU | H432B/NVK24A-3-TPC |  | 1000 kPa | 400 kPa
138001 | H440B+NVK24A-3-TPC | H440B+NVK24A-3-TPC | 26 | H440B | + | NVK24A-3-TPC | Actuator with emergency control function | 1 | Scenario 2 |  | PPK¦SelectPro¦VDI3805¦Internet_EU | PPK SelectPro VDI3805 Internet_EU | PPK SelectPro VDI3805 Internet_EU | H440B+NVK24A-3-TPC |  | 500 kPa | 400 kPa
138002 | H440B/NVK24A-3-TPC | H440B/NVK24A-3-TPC | 26 | H440B | / | NVK24A-3-TPC | Actuator with emergency control function | 1 | Scenario 2 |  | PPK¦SelectPro¦VDI3805¦Internet_EU | PPK SelectPro VDI3805 Internet_EU | PPK SelectPro VDI3805 Internet_EU | H440B/NVK24A-3-TPC |  | 500 kPa | 400 kPa
138007 | H450B+NVK24A-3-TPC | H450B+NVK24A-3-TPC | 26 | H450B | + | NVK24A-3-TPC | Actuator with emergency control function | 1 | Scenario 2 |  | PPK¦SelectPro¦VDI3805¦Internet_EU | PPK SelectPro VDI3805 Internet_EU | PPK SelectPro VDI3805 Internet_EU | H450B+NVK24A-3-TPC |  | 300 kPa | 300 kPa
138008 | H450B/NVK24A-3-TPC | H450B/NVK24A-3-TPC | 26 | H450B | / | NVK24A-3-TPC | Actuator with emergency control function | 1 | Scenario 2 |  | PPK¦SelectPro¦VDI3805¦Internet_EU | PPK SelectPro VDI3805 Internet_EU | PPK SelectPro VDI3805 Internet_EU | H450B/NVK24A-3-TPC |  | 300 kPa | 300 kPa
138013 | H511B+NVK24A-3-TPC | H511B+NVK24A-3-TPC | 26 | H511B | + | NVK24A-3-TPC | Actuator with emergency control function | 1 | Scenario 2 |  | PPK¦SelectPro¦VDI3805¦Internet_EU | PPK SelectPro VDI3805 Internet_EU | PPK SelectPro VDI3805 Internet_EU | H511B+NVK24A-3-TPC |  | 1600 kPa | 400 kPa
138014 | H511B/NVK24A-3-TPC | H511B/NVK24A-3-TPC | 26 | H511B | / | NVK24A-3-TPC | Actuator with emergency control function | 1 | Scenario 2 |  | PPK¦SelectPro¦VDI3805¦Internet_EU | PPK SelectPro VDI3805 Internet_EU | PPK SelectPro VDI3805 Internet_EU | H511B/NVK24A-3-TPC |  | 1600 kPa | 400 kPa
138019 | H512B+NVK24A-3-TPC | H512B+NVK24A-3-TPC | 26 | H512B | + | NVK24A-3-TPC | Actuator with emergency control function | 1 | Scenario 2 |  | PPK¦SelectPro¦VDI3805¦Internet_EU | PPK SelectPro VDI3805 Internet_EU | PPK SelectPro VDI3805 Internet_EU | H512B+NVK24A-3-TPC |  | 1600 kPa | 400 kPa
138020 | H512B/NVK24A-3-TPC | H512B/NVK24A-3-TPC | 26 | H512B | / | NVK24A-3-TPC | Actuator with emergency control function | 1 | Scenario 2 |  | PPK¦SelectPro¦VDI3805¦Internet_EU | PPK SelectPro VDI3805 Internet_EU | PPK SelectPro VDI3805 Internet_EU | H512B/NVK24A-3-TPC |  | 1600 kPa | 400 kPa
138025 | H513B+NVK24A-3-TPC | H513B+NVK24A-3-TPC | 26 | H513B | + | NVK24A-3-TPC | Actuator with emergency control function | 1 | Scenario 2 |  | PPK¦SelectPro¦VDI3805¦Internet_EU | PPK SelectPro VDI3805 Internet_EU | PPK SelectPro VDI3805 Internet_EU | H513B+NVK24A-3-TPC |  | 1600 kPa | 400 kPa
138026 | H513B/NVK24A-3-TPC | H513B/NVK24A-3-TPC | 26 | H513B | / | NVK24A-3-TPC | Actuator with emergency control function | 1 | Scenario 2 |  | PPK¦SelectPro¦VDI3805¦Internet_EU | PPK SelectPro VDI3805 Internet_EU | PPK SelectPro VDI3805 Internet_EU | H513B/NVK24A-3-TPC |  | 1600 kPa | 400 kPa
138031 | H514B+NVK24A-3-TPC | H514B+NVK24A-3-TPC | 26 | H514B | + | NVK24A-3-TPC | Actuator with emergency control function | 1 | Scenario 2 |  | PPK¦SelectPro¦VDI3805¦Internet_EU | PPK SelectPro VDI3805 Internet_EU | PPK SelectPro VDI3805 Internet_EU | H514B+NVK24A-3-TPC |  | 1600 kPa | 400 kPa
138032 | H514B/NVK24A-3-TPC | H514B/NVK24A-3-TPC | 26 | H514B | / | NVK24A-3-TPC | Actuator with emergency control function | 1 | Scenario 2 |  | PPK¦SelectPro¦VDI3805¦Internet_EU | PPK SelectPro VDI3805 Internet_EU | PPK SelectPro VDI3805 Internet_EU | H514B/NVK24A-3-TPC |  | 1600 kPa | 400 kPa
138037 | H515B+NVK24A-3-TPC | H515B+NVK24A-3-TPC | 26 | H515B | + | NVK24A-3-TPC | Actuator with emergency control function | 1 | Scenario 2 |  | PPK¦SelectPro¦VDI3805¦Internet_EU | PPK SelectPro VDI3805 Internet_EU | PPK SelectPro VDI3805 Internet_EU | H515B+NVK24A-3-TPC |  | 1600 kPa | 400 kPa
138038 | H515B/NVK24A-3-TPC | H515B/NVK24A-3-TPC | 26 | H515B | / | NVK24A-3-TPC | Actuator with emergency control function | 1 | Scenario 2 |  | PPK¦SelectPro¦VDI3805¦Internet_EU | PPK SelectPro VDI3805 Internet_EU | PPK SelectPro VDI3805 Internet_EU | H515B/NVK24A-3-TPC |  | 1600 kPa | 400 kPa
138043 | H520B+NVK24A-3-TPC | H520B+NVK24A-3-TPC | 26 | H520B | + | NVK24A-3-TPC | Actuator with emergency control function | 1 | Scenario 2 |  | PPK¦SelectPro¦VDI3805¦Internet_EU | PPK SelectPro VDI3805 Internet_EU | PPK SelectPro VDI3805 Internet_EU | H520B+NVK24A-3-TPC |  | 1600 kPa | 400 kPa
138044 | H520B/NVK24A-3-TPC | H520B/NVK24A-3-TPC | 26 | H520B | / | NVK24A-3-TPC | Actuator with emergency control function | 1 | Scenario 2 |  | PPK¦SelectPro¦VDI3805¦Internet_EU | PPK SelectPro VDI3805 Internet_EU | PPK SelectPro VDI3805 Internet_EU | H520B/NVK24A-3-TPC |  | 1600 kPa | 400 kPa
138049 | H525B+NVK24A-3-TPC | H525B+NVK24A-3-TPC | 26 | H525B | + | NVK24A-3-TPC | Actuator with emergency control function | 1 | Scenario 2 |  | PPK¦SelectPro¦VDI3805¦Internet_EU | PPK SelectPro VDI3805 Internet_EU | PPK SelectPro VDI3805 Internet_EU | H525B+NVK24A-3-TPC |  | 1300 kPa | 400 kPa
138050 | H525B/NVK24A-3-TPC | H525B/NVK24A-3-TPC | 26 | H525B | / | NVK24A-3-TPC | Actuator with emergency control function | 1 | Scenario 2 |  | PPK¦SelectPro¦VDI3805¦Internet_EU | PPK SelectPro VDI3805 Internet_EU | PPK SelectPro VDI3805 Internet_EU | H525B/NVK24A-3-TPC |  | 1300 kPa | 400 kPa
138055 | H532B+NVK24A-3-TPC | H532B+NVK24A-3-TPC | 26 | H532B | + | NVK24A-3-TPC | Actuator with emergency control function | 1 | Scenario 2 |  | PPK¦SelectPro¦VDI3805¦Internet_EU | PPK SelectPro VDI3805 Internet_EU | PPK SelectPro VDI3805 Internet_EU | H532B+NVK24A-3-TPC |  | 1000 kPa | 400 kPa
138056 | H532B/NVK24A-3-TPC | H532B/NVK24A-3-TPC | 26 | H532B | / | NVK24A-3-TPC | Actuator with emergency control function | 1 | Scenario 2 |  | PPK¦SelectPro¦VDI3805¦Internet_EU | PPK SelectPro VDI3805 Internet_EU | PPK SelectPro VDI3805 Internet_EU | H532B/NVK24A-3-TPC |  | 1000 kPa | 400 kPa
138061 | H540B+NVK24A-3-TPC | H540B+NVK24A-3-TPC | 26 | H540B | + | NVK24A-3-TPC | Actuator with emergency control function | 1 | Scenario 2 |  | PPK¦SelectPro¦VDI3805¦Internet_EU | PPK SelectPro VDI3805 Internet_EU | PPK SelectPro VDI3805 Internet_EU | H540B+NVK24A-3-TPC |  | 500 kPa | 400 kPa
138062 | H540B/NVK24A-3-TPC | H540B/NVK24A-3-TPC | 26 | H540B | / | NVK24A-3-TPC | Actuator with emergency control function | 1 | Scenario 2 |  | PPK¦SelectPro¦VDI3805¦Internet_EU | PPK SelectPro VDI3805 Internet_EU | PPK SelectPro VDI3805 Internet_EU | H540B/NVK24A-3-TPC |  | 500 kPa | 400 kPa
138067 | H550B+NVK24A-3-TPC | H550B+NVK24A-3-TPC | 26 | H550B | + | NVK24A-3-TPC | Actuator with emergency control function | 1 | Scenario 2 |  | PPK¦SelectPro¦VDI3805¦Internet_EU | PPK SelectPro VDI3805 Internet_EU | PPK SelectPro VDI3805 Internet_EU | H550B+NVK24A-3-TPC |  | 300 kPa | 300 kPa
138068 | H550B/NVK24A-3-TPC | H550B/NVK24A-3-TPC | 26 | H550B | / | NVK24A-3-TPC | Actuator with emergency control function | 1 | Scenario 2 |  | PPK¦SelectPro¦VDI3805¦Internet_EU | PPK SelectPro VDI3805 Internet_EU | PPK SelectPro VDI3805 Internet_EU | H550B/NVK24A-3-TPC |  | 300 kPa | 300 kPa
138073 | H6015X1-S2+NVK24A-3-TPC | H6015X1-S2+NVK24A-3-TPC | 26 | H6015X1-S2 | + | NVK24A-3-TPC | Actuator with emergency control function | 1 | Scenario 2 |  | PPK¦SelectPro¦VDI3805¦Internet_EU | PPK SelectPro VDI3805 Internet_EU | PPK SelectPro VDI3805 Internet_EU | H6015X1-S2+NVK24A-3-TPC |  | 2200 kPa | 1000 kPa
138074 | H6015X1-S2/NVK24A-3-TPC | H6015X1-S2/NVK24A-3-TPC | 26 | H6015X1-S2 | / | NVK24A-3-TPC | Actuator with emergency control function | 1 | Scenario 2 |  | PPK¦SelectPro¦VDI3805¦Internet_EU | PPK SelectPro VDI3805 Internet_EU | PPK SelectPro VDI3805 Internet_EU | H6015X1-S2/NVK24A-3-TPC |  | 2200 kPa | 1000 kPa
138079 | H6015X1P6-S2+NVK24A-3-TPC | H6015X1P6-S2+NVK24A-3-TPC | 26 | H6015X1P6-S2 | + | NVK24A-3-TPC | Actuator with emergency control function | 1 | Scenario 2 |  | PPK¦SelectPro¦VDI3805¦Internet_EU | PPK SelectPro VDI3805 Internet_EU | PPK SelectPro VDI3805 Internet_EU | H6015X1P6-S2+NVK24A-3-TPC |  | 2200 kPa | 1000 kPa
138080 | H6015X1P6-S2/NVK24A-3-TPC | H6015X1P6-S2/NVK24A-3-TPC | 26 | H6015X1P6-S2 | / | NVK24A-3-TPC | Actuator with emergency control function | 1 | Scenario 2 |  | PPK¦SelectPro¦VDI3805¦Internet_EU | PPK SelectPro VDI3805 Internet_EU | PPK SelectPro VDI3805 Internet_EU | H6015X1P6-S2/NVK24A-3-TPC |  | 2200 kPa | 1000 kPa
138355 | H6015X2P5-S2+NVK24A-3-TPC | H6015X2P5-S2+NVK24A-3-TPC | 26 | H6015X2P5-S2 | + | NVK24A-3-TPC | Actuator with emergency control function | 1 | Scenario 2 |  | PPK¦SelectPro¦VDI3805¦Internet_EU | PPK SelectPro VDI3805 Internet_EU | PPK SelectPro VDI3805 Internet_EU | H6015X2P5-S2+NVK24A-3-TPC |  | 2200 kPa | 1000 kPa
138356 | H6015X2P5-S2/NVK24A-3-TPC | H6015X2P5-S2/NVK24A-3-TPC | 26 | H6015X2P5-S2 | / | NVK24A-3-TPC | Actuator with emergency control function | 1 | Scenario 2 |  | PPK¦SelectPro¦VDI3805¦Internet_EU | PPK SelectPro VDI3805 Internet_EU | PPK SelectPro VDI3805 Internet_EU | H6015X2P5-S2/NVK24A-3-TPC |  | 2200 kPa | 1000 kPa
138361 | H6015X4-S2+NVK24A-3-TPC | H6015X4-S2+NVK24A-3-TPC | 26 | H6015X4-S2 | + | NVK24A-3-TPC | Actuator with emergency control function | 1 | Scenario 2 |  | PPK¦SelectPro¦VDI3805¦Internet_EU | PPK SelectPro VDI3805 Internet_EU | PPK SelectPro VDI3805 Internet_EU | H6015X4-S2+NVK24A-3-TPC |  | 2200 kPa | 1000 kPa
138362 | H6015X4-S2/NVK24A-3-TPC | H6015X4-S2/NVK24A-3-TPC | 26 | H6015X4-S2 | / | NVK24A-3-TPC | Actuator with emergency control function | 1 | Scenario 2 |  | PPK¦SelectPro¦VDI3805¦Internet_EU | PPK SelectPro VDI3805 Internet_EU | PPK SelectPro VDI3805 Internet_EU | H6015X4-S2/NVK24A-3-TPC |  | 2200 kPa | 1000 kPa
138367 | H6015XP4-S2+NVK24A-3-TPC | H6015XP4-S2+NVK24A-3-TPC | 26 | H6015XP4-S2 | + | NVK24A-3-TPC | Actuator with emergency control function | 1 | Scenario 2 |  | PPK¦SelectPro¦VDI3805¦Internet_EU | PPK SelectPro VDI3805 Internet_EU | PPK SelectPro VDI3805 Internet_EU | H6015XP4-S2+NVK24A-3-TPC |  | 2500 kPa | 1000 kPa
138368 | H6015XP4-S2/NVK24A-3-TPC | H6015XP4-S2/NVK24A-3-TPC | 26 | H6015XP4-S2 | / | NVK24A-3-TPC | Actuator with emergency control function | 1 | Scenario 2 |  | PPK¦SelectPro¦VDI3805¦Internet_EU | PPK SelectPro VDI3805 Internet_EU | PPK SelectPro VDI3805 Internet_EU | H6015XP4-S2/NVK24A-3-TPC |  | 2500 kPa | 1000 kPa
138373 | H6015XP63-S2+NVK24A-3-TPC | H6015XP63-S2+NVK24A-3-TPC | 26 | H6015XP63-S2 | + | NVK24A-3-TPC | Actuator with emergency control function | 1 | Scenario 2 |  | PPK¦SelectPro¦VDI3805¦Internet_EU | PPK SelectPro VDI3805 Internet_EU | PPK SelectPro VDI3805 Internet_EU | H6015XP63-S2+NVK24A-3-TPC |  | 2500 kPa | 1000 kPa
138374 | H6015XP63-S2/NVK24A-3-TPC | H6015XP63-S2/NVK24A-3-TPC | 26 | H6015XP63-S2 | / | NVK24A-3-TPC | Actuator with emergency control function | 1 | Scenario 2 |  | PPK¦SelectPro¦VDI3805¦Internet_EU | PPK SelectPro VDI3805 Internet_EU | PPK SelectPro VDI3805 Internet_EU | H6015XP63-S2/NVK24A-3-TPC |  | 2500 kPa | 1000 kPa
138379 | H6020X4-S2+NVK24A-3-TPC | H6020X4-S2+NVK24A-3-TPC | 26 | H6020X4-S2 | + | NVK24A-3-TPC | Actuator with emergency control function | 1 | Scenario 2 |  | PPK¦SelectPro¦VDI3805¦Internet_EU | PPK SelectPro VDI3805 Internet_EU | PPK SelectPro VDI3805 Internet_EU | H6020X4-S2+NVK24A-3-TPC |  | 2200 kPa | 1000 kPa
138380 | H6020X4-S2/NVK24A-3-TPC | H6020X4-S2/NVK24A-3-TPC | 26 | H6020X4-S2 | / | NVK24A-3-TPC | Actuator with emergency control function | 1 | Scenario 2 |  | PPK¦SelectPro¦VDI3805¦Internet_EU | PPK SelectPro VDI3805 Internet_EU | PPK SelectPro VDI3805 Internet_EU | H6020X4-S2/NVK24A-3-TPC |  | 2200 kPa | 1000 kPa
138385 | H6020X6P3-S2+NVK24A-3-TPC | H6020X6P3-S2+NVK24A-3-TPC | 26 | H6020X6P3-S2 | + | NVK24A-3-TPC | Actuator with emergency control function | 1 | Scenario 2 |  | PPK¦SelectPro¦VDI3805¦Internet_EU | PPK SelectPro VDI3805 Internet_EU | PPK SelectPro VDI3805 Internet_EU | H6020X6P3-S2+NVK24A-3-TPC |  | 1500 kPa | 1000 kPa
138386 | H6020X6P3-S2/NVK24A-3-TPC | H6020X6P3-S2/NVK24A-3-TPC | 26 | H6020X6P3-S2 | / | NVK24A-3-TPC | Actuator with emergency control function | 1 | Scenario 2 |  | PPK¦SelectPro¦VDI3805¦Internet_EU | PPK SelectPro VDI3805 Internet_EU | PPK SelectPro VDI3805 Internet_EU | H6020X6P3-S2/NVK24A-3-TPC |  | 1500 kPa | 1000 kPa
138391 | H6025X10-S2+NVK24A-3-TPC | H6025X10-S2+NVK24A-3-TPC | 26 | H6025X10-S2 | + | NVK24A-3-TPC | Actuator with emergency control function | 1 | Scenario 2 |  | PPK¦SelectPro¦VDI3805¦Internet_EU | PPK SelectPro VDI3805 Internet_EU | PPK SelectPro VDI3805 Internet_EU | H6025X10-S2+NVK24A-3-TPC |  | 1300 kPa | 1000 kPa
138392 | H6025X10-S2/NVK24A-3-TPC | H6025X10-S2/NVK24A-3-TPC | 26 | H6025X10-S2 | / | NVK24A-3-TPC | Actuator with emergency control function | 1 | Scenario 2 |  | PPK¦SelectPro¦VDI3805¦Internet_EU | PPK SelectPro VDI3805 Internet_EU | PPK SelectPro VDI3805 Internet_EU | H6025X10-S2/NVK24A-3-TPC |  | 1300 kPa | 1000 kPa
138397 | H6025X6P3-S2+NVK24A-3-TPC | H6025X6P3-S2+NVK24A-3-TPC | 26 | H6025X6P3-S2 | + | NVK24A-3-TPC | Actuator with emergency control function | 1 | Scenario 2 |  | PPK¦SelectPro¦VDI3805¦Internet_EU | PPK SelectPro VDI3805 Internet_EU | PPK SelectPro VDI3805 Internet_EU | H6025X6P3-S2+NVK24A-3-TPC |  | 1300 kPa | 1000 kPa
138398 | H6025X6P3-S2/NVK24A-3-TPC | H6025X6P3-S2/NVK24A-3-TPC | 26 | H6025X6P3-S2 | / | NVK24A-3-TPC | Actuator with emergency control function | 1 | Scenario 2 |  | PPK¦SelectPro¦VDI3805¦Internet_EU | PPK SelectPro VDI3805 Internet_EU | PPK SelectPro VDI3805 Internet_EU | H6025X6P3-S2/NVK24A-3-TPC |  | 1300 kPa | 1000 kPa
138403 | H6032X10-S2+NVK24A-3-TPC | H6032X10-S2+NVK24A-3-TPC | 26 | H6032X10-S2 | + | NVK24A-3-TPC | Actuator with emergency control function | 1 | Scenario 2 |  | PPK¦SelectPro¦VDI3805¦Internet_EU | PPK SelectPro VDI3805 Internet_EU | PPK SelectPro VDI3805 Internet_EU | H6032X10-S2+NVK24A-3-TPC |  | 900 kPa | 900 kPa
138404 | H6032X10-S2/NVK24A-3-TPC | H6032X10-S2/NVK24A-3-TPC | 26 | H6032X10-S2 | / | NVK24A-3-TPC | Actuator with emergency control function | 1 | Scenario 2 |  | PPK¦SelectPro¦VDI3805¦Internet_EU | PPK SelectPro VDI3805 Internet_EU | PPK SelectPro VDI3805 Internet_EU | H6032X10-S2/NVK24A-3-TPC |  | 900 kPa | 900 kPa
138409 | H6032X16-S2+NVK24A-3-TPC | H6032X16-S2+NVK24A-3-TPC | 26 | H6032X16-S2 | + | NVK24A-3-TPC | Actuator with emergency control function | 1 | Scenario 2 |  | PPK¦SelectPro¦VDI3805¦Internet_EU | PPK SelectPro VDI3805 Internet_EU | PPK SelectPro VDI3805 Internet_EU | H6032X16-S2+NVK24A-3-TPC |  | 900 kPa | 900 kPa
138410 | H6032X16-S2/NVK24A-3-TPC | H6032X16-S2/NVK24A-3-TPC | 26 | H6032X16-S2 | / | NVK24A-3-TPC | Actuator with emergency control function | 1 | Scenario 2 |  | PPK¦SelectPro¦VDI3805¦Internet_EU | PPK SelectPro VDI3805 Internet_EU | PPK SelectPro VDI3805 Internet_EU | H6032X16-S2/NVK24A-3-TPC |  | 900 kPa | 900 kPa
138415 | H6040X16-S2+NVK24A-3-TPC | H6040X16-S2+NVK24A-3-TPC | 26 | H6040X16-S2 | + | NVK24A-3-TPC | Actuator with emergency control function | 1 | Scenario 2 |  | PPK¦SelectPro¦VDI3805¦Internet_EU | PPK SelectPro VDI3805 Internet_EU | PPK SelectPro VDI3805 Internet_EU | H6040X16-S2+NVK24A-3-TPC |  | 500 kPa | 500 kPa
138416 | H6040X16-S2/NVK24A-3-TPC | H6040X16-S2/NVK24A-3-TPC | 26 | H6040X16-S2 | / | NVK24A-3-TPC | Actuator with emergency control function | 1 | Scenario 2 |  | PPK¦SelectPro¦VDI3805¦Internet_EU | PPK SelectPro VDI3805 Internet_EU | PPK SelectPro VDI3805 Internet_EU | H6040X16-S2/NVK24A-3-TPC |  | 500 kPa | 500 kPa
138421 | H6040X25-S2+NVK24A-3-TPC | H6040X25-S2+NVK24A-3-TPC | 26 | H6040X25-S2 | + | NVK24A-3-TPC | Actuator with emergency control function | 1 | Scenario 2 |  | PPK¦SelectPro¦VDI3805¦Internet_EU | PPK SelectPro VDI3805 Internet_EU | PPK SelectPro VDI3805 Internet_EU | H6040X25-S2+NVK24A-3-TPC |  | 500 kPa | 500 kPa
138422 | H6040X25-S2/NVK24A-3-TPC | H6040X25-S2/NVK24A-3-TPC | 26 | H6040X25-S2 | / | NVK24A-3-TPC | Actuator with emergency control function | 1 | Scenario 2 |  | PPK¦SelectPro¦VDI3805¦Internet_EU | PPK SelectPro VDI3805 Internet_EU | PPK SelectPro VDI3805 Internet_EU | H6040X25-S2/NVK24A-3-TPC |  | 500 kPa | 500 kPa
138427 | H6050X25-S2+NVK24A-3-TPC | H6050X25-S2+NVK24A-3-TPC | 26 | H6050X25-S2 | + | NVK24A-3-TPC | Actuator with emergency control function | 1 | Scenario 2 |  | PPK¦SelectPro¦VDI3805¦Internet_EU | PPK SelectPro VDI3805 Internet_EU | PPK SelectPro VDI3805 Internet_EU | H6050X25-S2+NVK24A-3-TPC |  | 300 kPa | 300 kPa
138428 | H6050X25-S2/NVK24A-3-TPC | H6050X25-S2/NVK24A-3-TPC | 26 | H6050X25-S2 | / | NVK24A-3-TPC | Actuator with emergency control function | 1 | Scenario 2 |  | PPK¦SelectPro¦VDI3805¦Internet_EU | PPK SelectPro VDI3805 Internet_EU | PPK SelectPro VDI3805 Internet_EU | H6050X25-S2/NVK24A-3-TPC |  | 300 kPa | 300 kPa
138433 | H6050X40-S2+NVK24A-3-TPC | H6050X40-S2+NVK24A-3-TPC | 26 | H6050X40-S2 | + | NVK24A-3-TPC | Actuator with emergency control function | 1 | Scenario 2 |  | PPK¦SelectPro¦VDI3805¦Internet_EU | PPK SelectPro VDI3805 Internet_EU | PPK SelectPro VDI3805 Internet_EU | H6050X40-S2+NVK24A-3-TPC |  | 300 kPa | 300 kPa
138434 | H6050X40-S2/NVK24A-3-TPC | H6050X40-S2/NVK24A-3-TPC | 26 | H6050X40-S2 | / | NVK24A-3-TPC | Actuator with emergency control function | 1 | Scenario 2 |  | PPK¦SelectPro¦VDI3805¦Internet_EU | PPK SelectPro VDI3805 Internet_EU | PPK SelectPro VDI3805 Internet_EU | H6050X40-S2/NVK24A-3-TPC |  | 300 kPa | 300 kPa
138439 | H6065X58-SP2+NVK24A-3-TPC | H6065X58-SP2+NVK24A-3-TPC | 26 | H6065X58-SP2 | + | NVK24A-3-TPC | Actuator with emergency control function | 1 | Scenario 2 |  | PPK¦SelectPro¦VDI3805¦Internet_EU | PPK SelectPro VDI3805 Internet_EU | PPK SelectPro VDI3805 Internet_EU | H6065X58-SP2+NVK24A-3-TPC |  | 2100 kPa | 1000 kPa
138440 | H6065X58-SP2/NVK24A-3-TPC | H6065X58-SP2/NVK24A-3-TPC | 26 | H6065X58-SP2 | / | NVK24A-3-TPC | Actuator with emergency control function | 1 | Scenario 2 |  | PPK¦SelectPro¦VDI3805¦Internet_EU | PPK SelectPro VDI3805 Internet_EU | PPK SelectPro VDI3805 Internet_EU | H6065X58-SP2/NVK24A-3-TPC |  | 2100 kPa | 1000 kPa
138445 | H6080X90-SP2+NVK24A-3-TPC | H6080X90-SP2+NVK24A-3-TPC | 26 | H6080X90-SP2 | + | NVK24A-3-TPC | Actuator with emergency control function | 1 | Scenario 2 |  | PPK¦SelectPro¦VDI3805¦Internet_EU | PPK SelectPro VDI3805 Internet_EU | PPK SelectPro VDI3805 Internet_EU | H6080X90-SP2+NVK24A-3-TPC |  | 1600 kPa | 1000 kPa
138446 | H6080X90-SP2/NVK24A-3-TPC | H6080X90-SP2/NVK24A-3-TPC | 26 | H6080X90-SP2 | / | NVK24A-3-TPC | Actuator with emergency control function | 1 | Scenario 2 |  | PPK¦SelectPro¦VDI3805¦Internet_EU | PPK SelectPro VDI3805 Internet_EU | PPK SelectPro VDI3805 Internet_EU | H6080X90-SP2/NVK24A-3-TPC |  | 1600 kPa | 1000 kPa
138451 | H6100X125-SP2+NVK24A-3-TPC | H6100X125-SP2+NVK24A-3-TPC | 26 | H6100X125-SP2 | + | NVK24A-3-TPC | Actuator with emergency control function | 1 | Scenario 2 |  | PPK¦SelectPro¦VDI3805¦Internet_EU | PPK SelectPro VDI3805 Internet_EU | PPK SelectPro VDI3805 Internet_EU | H6100X125-SP2+NVK24A-3-TPC |  | 1000 kPa | 1000 kPa
138452 | H6100X125-SP2/NVK24A-3-TPC | H6100X125-SP2/NVK24A-3-TPC | 26 | H6100X125-SP2 | / | NVK24A-3-TPC | Actuator with emergency control function | 1 | Scenario 2 |  | PPK¦SelectPro¦VDI3805¦Internet_EU | PPK SelectPro VDI3805 Internet_EU | PPK SelectPro VDI3805 Internet_EU | H6100X125-SP2/NVK24A-3-TPC |  | 1000 kPa | 1000 kPa
138457 | H610S+NVK24A-3-TPC | H610S+NVK24A-3-TPC | 26 | H610S | + | NVK24A-3-TPC | Actuator with emergency control function | 1 | Scenario 2 |  | PPK¦SelectPro¦VDI3805¦Internet_EU | PPK SelectPro VDI3805 Internet_EU | PPK SelectPro VDI3805 Internet_EU | H610S+NVK24A-3-TPC |  | 1600 kPa | 1000 kPa
138458 | H610S/NVK24A-3-TPC | H610S/NVK24A-3-TPC | 26 | H610S | / | NVK24A-3-TPC | Actuator with emergency control function | 1 | Scenario 2 |  | PPK¦SelectPro¦VDI3805¦Internet_EU | PPK SelectPro VDI3805 Internet_EU | PPK SelectPro VDI3805 Internet_EU | H610S/NVK24A-3-TPC |  | 1600 kPa | 1000 kPa
138463 | H611N+NVK24A-3-TPC | H611N+NVK24A-3-TPC | 26 | H611N | + | NVK24A-3-TPC | Actuator with emergency control function | 1 | Scenario 2 |  | PPK¦SelectPro¦VDI3805¦Internet_EU | PPK SelectPro VDI3805 Internet_EU | PPK SelectPro VDI3805 Internet_EU | H611N+NVK24A-3-TPC |  | 1600 kPa | 400 kPa
138464 | H611N/NVK24A-3-TPC | H611N/NVK24A-3-TPC | 26 | H611N | / | NVK24A-3-TPC | Actuator with emergency control function | 1 | Scenario 2 |  | PPK¦SelectPro¦VDI3805¦Internet_EU | PPK SelectPro VDI3805 Internet_EU | PPK SelectPro VDI3805 Internet_EU | H611N/NVK24A-3-TPC |  | 1600 kPa | 400 kPa
138469 | H611R+NVK24A-3-TPC | H611R+NVK24A-3-TPC | 26 | H611R | + | NVK24A-3-TPC | Actuator with emergency control function | 1 | Scenario 2 |  | PPK¦SelectPro¦VDI3805¦Internet_EU | PPK SelectPro VDI3805 Internet_EU | PPK SelectPro VDI3805 Internet_EU | H611R+NVK24A-3-TPC |  | 600 kPa | 400 kPa
138470 | H611R/NVK24A-3-TPC | H611R/NVK24A-3-TPC | 26 | H611R | / | NVK24A-3-TPC | Actuator with emergency control function | 1 | Scenario 2 |  | PPK¦SelectPro¦VDI3805¦Internet_EU | PPK SelectPro VDI3805 Internet_EU | PPK SelectPro VDI3805 Internet_EU | H611R/NVK24A-3-TPC |  | 600 kPa | 400 kPa
138475 | H611S+NVK24A-3-TPC | H611S+NVK24A-3-TPC | 26 | H611S | + | NVK24A-3-TPC | Actuator with emergency control function | 1 | Scenario 2 |  | PPK¦SelectPro¦VDI3805¦Internet_EU | PPK SelectPro VDI3805 Internet_EU | PPK SelectPro VDI3805 Internet_EU | H611S+NVK24A-3-TPC |  | 1600 kPa | 1000 kPa
138476 | H611S/NVK24A-3-TPC | H611S/NVK24A-3-TPC | 26 | H611S | / | NVK24A-3-TPC | Actuator with emergency control function | 1 | Scenario 2 |  | PPK¦SelectPro¦VDI3805¦Internet_EU | PPK SelectPro VDI3805 Internet_EU | PPK SelectPro VDI3805 Internet_EU | H611S/NVK24A-3-TPC |  | 1600 kPa | 1000 kPa
138481 | H612N+NVK24A-3-TPC | H612N+NVK24A-3-TPC | 26 | H612N | + | NVK24A-3-TPC | Actuator with emergency control function | 1 | Scenario 2 |  | PPK¦SelectPro¦VDI3805¦Internet_EU | PPK SelectPro VDI3805 Internet_EU | PPK SelectPro VDI3805 Internet_EU | H612N+NVK24A-3-TPC |  | 1600 kPa | 400 kPa
138482 | H612N/NVK24A-3-TPC | H612N/NVK24A-3-TPC | 26 | H612N | / | NVK24A-3-TPC | Actuator with emergency control function | 1 | Scenario 2 |  | PPK¦SelectPro¦VDI3805¦Internet_EU | PPK SelectPro VDI3805 Internet_EU | PPK SelectPro VDI3805 Internet_EU | H612N/NVK24A-3-TPC |  | 1600 kPa | 400 kPa
138487 | H612R+NVK24A-3-TPC | H612R+NVK24A-3-TPC | 26 | H612R | + | NVK24A-3-TPC | Actuator with emergency control function | 1 | Scenario 2 |  | PPK¦SelectPro¦VDI3805¦Internet_EU | PPK SelectPro VDI3805 Internet_EU | PPK SelectPro VDI3805 Internet_EU | H612R+NVK24A-3-TPC |  | 600 kPa | 400 kPa
138488 | H612R/NVK24A-3-TPC | H612R/NVK24A-3-TPC | 26 | H612R | / | NVK24A-3-TPC | Actuator with emergency control function | 1 | Scenario 2 |  | PPK¦SelectPro¦VDI3805¦Internet_EU | PPK SelectPro VDI3805 Internet_EU | PPK SelectPro VDI3805 Internet_EU | H612R/NVK24A-3-TPC |  | 600 kPa | 400 kPa
138493 | H612S+NVK24A-3-TPC | H612S+NVK24A-3-TPC | 26 | H612S | + | NVK24A-3-TPC | Actuator with emergency control function | 1 | Scenario 2 |  | PPK¦SelectPro¦VDI3805¦Internet_EU | PPK SelectPro VDI3805 Internet_EU | PPK SelectPro VDI3805 Internet_EU | H612S+NVK24A-3-TPC |  | 1600 kPa | 1000 kPa
138494 | H612S/NVK24A-3-TPC | H612S/NVK24A-3-TPC | 26 | H612S | / | NVK24A-3-TPC | Actuator with emergency control function | 1 | Scenario 2 |  | PPK¦SelectPro¦VDI3805¦Internet_EU | PPK SelectPro VDI3805 Internet_EU | PPK SelectPro VDI3805 Internet_EU | H612S/NVK24A-3-TPC |  | 1600 kPa | 1000 kPa
138499 | H613N+NVK24A-3-TPC | H613N+NVK24A-3-TPC | 26 | H613N | + | NVK24A-3-TPC | Actuator with emergency control function | 1 | Scenario 2 |  | PPK¦SelectPro¦VDI3805¦Internet_EU | PPK SelectPro VDI3805 Internet_EU | PPK SelectPro VDI3805 Internet_EU | H613N+NVK24A-3-TPC |  | 1600 kPa | 400 kPa
138500 | H613N/NVK24A-3-TPC | H613N/NVK24A-3-TPC | 26 | H613N | / | NVK24A-3-TPC | Actuator with emergency control function | 1 | Scenario 2 |  | PPK¦SelectPro¦VDI3805¦Internet_EU | PPK SelectPro VDI3805 Internet_EU | PPK SelectPro VDI3805 Internet_EU | H613N/NVK24A-3-TPC |  | 1600 kPa | 400 kPa
138505 | H613R+NVK24A-3-TPC | H613R+NVK24A-3-TPC | 26 | H613R | + | NVK24A-3-TPC | Actuator with emergency control function | 1 | Scenario 2 |  | PPK¦SelectPro¦VDI3805¦Internet_EU | PPK SelectPro VDI3805 Internet_EU | PPK SelectPro VDI3805 Internet_EU | H613R+NVK24A-3-TPC |  | 600 kPa | 400 kPa
138506 | H613R/NVK24A-3-TPC | H613R/NVK24A-3-TPC | 26 | H613R | / | NVK24A-3-TPC | Actuator with emergency control function | 1 | Scenario 2 |  | PPK¦SelectPro¦VDI3805¦Internet_EU | PPK SelectPro VDI3805 Internet_EU | PPK SelectPro VDI3805 Internet_EU | H613R/NVK24A-3-TPC |  | 600 kPa | 400 kPa
138511 | H613S+NVK24A-3-TPC | H613S+NVK24A-3-TPC | 26 | H613S | + | NVK24A-3-TPC | Actuator with emergency control function | 1 | Scenario 2 |  | PPK¦SelectPro¦VDI3805¦Internet_EU | PPK SelectPro VDI3805 Internet_EU | PPK SelectPro VDI3805 Internet_EU | H613S+NVK24A-3-TPC |  | 1600 kPa | 1000 kPa
138512 | H613S/NVK24A-3-TPC | H613S/NVK24A-3-TPC | 26 | H613S | / | NVK24A-3-TPC | Actuator with emergency control function | 1 | Scenario 2 |  | PPK¦SelectPro¦VDI3805¦Internet_EU | PPK SelectPro VDI3805 Internet_EU | PPK SelectPro VDI3805 Internet_EU | H613S/NVK24A-3-TPC |  | 1600 kPa | 1000 kPa
138517 | H614N+NVK24A-3-TPC | H614N+NVK24A-3-TPC | 26 | H614N | + | NVK24A-3-TPC | Actuator with emergency control function | 1 | Scenario 2 |  | PPK¦SelectPro¦VDI3805¦Internet_EU | PPK SelectPro VDI3805 Internet_EU | PPK SelectPro VDI3805 Internet_EU | H614N+NVK24A-3-TPC |  | 1600 kPa | 400 kPa
138518 | H614N/NVK24A-3-TPC | H614N/NVK24A-3-TPC | 26 | H614N | / | NVK24A-3-TPC | Actuator with emergency control function | 1 | Scenario 2 |  | PPK¦SelectPro¦VDI3805¦Internet_EU | PPK SelectPro VDI3805 Internet_EU | PPK SelectPro VDI3805 Internet_EU | H614N/NVK24A-3-TPC |  | 1600 kPa | 400 kPa
138523 | H614R+NVK24A-3-TPC | H614R+NVK24A-3-TPC | 26 | H614R | + | NVK24A-3-TPC | Actuator with emergency control function | 1 | Scenario 2 |  | PPK¦SelectPro¦VDI3805¦Internet_EU | PPK SelectPro VDI3805 Internet_EU | PPK SelectPro VDI3805 Internet_EU | H614R+NVK24A-3-TPC |  | 600 kPa | 400 kPa
138524 | H614R/NVK24A-3-TPC | H614R/NVK24A-3-TPC | 26 | H614R | / | NVK24A-3-TPC | Actuator with emergency control function | 1 | Scenario 2 |  | PPK¦SelectPro¦VDI3805¦Internet_EU | PPK SelectPro VDI3805 Internet_EU | PPK SelectPro VDI3805 Internet_EU | H614R/NVK24A-3-TPC |  | 600 kPa | 400 kPa
138529 | H614S+NVK24A-3-TPC | H614S+NVK24A-3-TPC | 26 | H614S | + | NVK24A-3-TPC | Actuator with emergency control function | 1 | Scenario 2 |  | PPK¦SelectPro¦VDI3805¦Internet_EU | PPK SelectPro VDI3805 Internet_EU | PPK SelectPro VDI3805 Internet_EU | H614S+NVK24A-3-TPC |  | 1600 kPa | 1000 kPa
138530 | H614S/NVK24A-3-TPC | H614S/NVK24A-3-TPC | 26 | H614S | / | NVK24A-3-TPC | Actuator with emergency control function | 1 | Scenario 2 |  | PPK¦SelectPro¦VDI3805¦Internet_EU | PPK SelectPro VDI3805 Internet_EU | PPK SelectPro VDI3805 Internet_EU | H614S/NVK24A-3-TPC |  | 1600 kPa | 1000 kPa
138535 | H615N+NVK24A-3-TPC | H615N+NVK24A-3-TPC | 26 | H615N | + | NVK24A-3-TPC | Actuator with emergency control function | 1 | Scenario 2 |  | PPK¦SelectPro¦VDI3805¦Internet_EU | PPK SelectPro VDI3805 Internet_EU | PPK SelectPro VDI3805 Internet_EU | H615N+NVK24A-3-TPC |  | 1600 kPa | 400 kPa
138536 | H615N/NVK24A-3-TPC | H615N/NVK24A-3-TPC | 26 | H615N | / | NVK24A-3-TPC | Actuator with emergency control function | 1 | Scenario 2 |  | PPK¦SelectPro¦VDI3805¦Internet_EU | PPK SelectPro VDI3805 Internet_EU | PPK SelectPro VDI3805 Internet_EU | H615N/NVK24A-3-TPC |  | 1600 kPa | 400 kPa
138541 | H615R+NVK24A-3-TPC | H615R+NVK24A-3-TPC | 26 | H615R | + | NVK24A-3-TPC | Actuator with emergency control function | 1 | Scenario 2 |  | PPK¦SelectPro¦VDI3805¦Internet_EU | PPK SelectPro VDI3805 Internet_EU | PPK SelectPro VDI3805 Internet_EU | H615R+NVK24A-3-TPC |  | 600 kPa | 400 kPa
138542 | H615R/NVK24A-3-TPC | H615R/NVK24A-3-TPC | 26 | H615R | / | NVK24A-3-TPC | Actuator with emergency control function | 1 | Scenario 2 |  | PPK¦SelectPro¦VDI3805¦Internet_EU | PPK SelectPro VDI3805 Internet_EU | PPK SelectPro VDI3805 Internet_EU | H615R/NVK24A-3-TPC |  | 600 kPa | 400 kPa
138547 | H615S+NVK24A-3-TPC | H615S+NVK24A-3-TPC | 26 | H615S | + | NVK24A-3-TPC | Actuator with emergency control function | 1 | Scenario 2 |  | PPK¦SelectPro¦VDI3805¦Internet_EU | PPK SelectPro VDI3805 Internet_EU | PPK SelectPro VDI3805 Internet_EU | H615S+NVK24A-3-TPC |  | 1600 kPa | 1000 kPa
138548 | H615S/NVK24A-3-TPC | H615S/NVK24A-3-TPC | 26 | H615S | / | NVK24A-3-TPC | Actuator with emergency control function | 1 | Scenario 2 |  | PPK¦SelectPro¦VDI3805¦Internet_EU | PPK SelectPro VDI3805 Internet_EU | PPK SelectPro VDI3805 Internet_EU | H615S/NVK24A-3-TPC |  | 1600 kPa | 1000 kPa
138553 | H619S+NVK24A-3-TPC | H619S+NVK24A-3-TPC | 26 | H619S | + | NVK24A-3-TPC | Actuator with emergency control function | 1 | Scenario 2 |  | PPK¦SelectPro¦VDI3805¦Internet_EU | PPK SelectPro VDI3805 Internet_EU | PPK SelectPro VDI3805 Internet_EU | H619S+NVK24A-3-TPC |  | 1600 kPa | 1000 kPa
138554 | H619S/NVK24A-3-TPC | H619S/NVK24A-3-TPC | 26 | H619S | / | NVK24A-3-TPC | Actuator with emergency control function | 1 | Scenario 2 |  | PPK¦SelectPro¦VDI3805¦Internet_EU | PPK SelectPro VDI3805 Internet_EU | PPK SelectPro VDI3805 Internet_EU | H619S/NVK24A-3-TPC |  | 1600 kPa | 1000 kPa
138559 | H620N+NVK24A-3-TPC | H620N+NVK24A-3-TPC | 26 | H620N | + | NVK24A-3-TPC | Actuator with emergency control function | 1 | Scenario 2 |  | PPK¦SelectPro¦VDI3805¦Internet_EU | PPK SelectPro VDI3805 Internet_EU | PPK SelectPro VDI3805 Internet_EU | H620N+NVK24A-3-TPC |  | 1600 kPa | 400 kPa
138560 | H620N/NVK24A-3-TPC | H620N/NVK24A-3-TPC | 26 | H620N | / | NVK24A-3-TPC | Actuator with emergency control function | 1 | Scenario 2 |  | PPK¦SelectPro¦VDI3805¦Internet_EU | PPK SelectPro VDI3805 Internet_EU | PPK SelectPro VDI3805 Internet_EU | H620N/NVK24A-3-TPC |  | 1600 kPa | 400 kPa
138565 | H620R+NVK24A-3-TPC | H620R+NVK24A-3-TPC | 26 | H620R | + | NVK24A-3-TPC | Actuator with emergency control function | 1 | Scenario 2 |  | PPK¦SelectPro¦VDI3805¦Internet_EU | PPK SelectPro VDI3805 Internet_EU | PPK SelectPro VDI3805 Internet_EU | H620R+NVK24A-3-TPC |  | 600 kPa | 400 kPa
138566 | H620R/NVK24A-3-TPC | H620R/NVK24A-3-TPC | 26 | H620R | / | NVK24A-3-TPC | Actuator with emergency control function | 1 | Scenario 2 |  | PPK¦SelectPro¦VDI3805¦Internet_EU | PPK SelectPro VDI3805 Internet_EU | PPK SelectPro VDI3805 Internet_EU | H620R/NVK24A-3-TPC |  | 600 kPa | 400 kPa
138571 | H620S+NVK24A-3-TPC | H620S+NVK24A-3-TPC | 26 | H620S | + | NVK24A-3-TPC | Actuator with emergency control function | 1 | Scenario 2 |  | PPK¦SelectPro¦VDI3805¦Internet_EU | PPK SelectPro VDI3805 Internet_EU | PPK SelectPro VDI3805 Internet_EU | H620S+NVK24A-3-TPC |  | 1600 kPa | 1000 kPa
138572 | H620S/NVK24A-3-TPC | H620S/NVK24A-3-TPC | 26 | H620S | / | NVK24A-3-TPC | Actuator with emergency control function | 1 | Scenario 2 |  | PPK¦SelectPro¦VDI3805¦Internet_EU | PPK SelectPro VDI3805 Internet_EU | PPK SelectPro VDI3805 Internet_EU | H620S/NVK24A-3-TPC |  | 1600 kPa | 1000 kPa
138577 | H624S+NVK24A-3-TPC | H624S+NVK24A-3-TPC | 26 | H624S | + | NVK24A-3-TPC | Actuator with emergency control function | 1 | Scenario 2 |  | PPK¦SelectPro¦VDI3805¦Internet_EU | PPK SelectPro VDI3805 Internet_EU | PPK SelectPro VDI3805 Internet_EU | H624S+NVK24A-3-TPC |  | 1300 kPa | 1000 kPa
138578 | H624S/NVK24A-3-TPC | H624S/NVK24A-3-TPC | 26 | H624S | / | NVK24A-3-TPC | Actuator with emergency control function | 1 | Scenario 2 |  | PPK¦SelectPro¦VDI3805¦Internet_EU | PPK SelectPro VDI3805 Internet_EU | PPK SelectPro VDI3805 Internet_EU | H624S/NVK24A-3-TPC |  | 1300 kPa | 1000 kPa
138583 | H625N+NVK24A-3-TPC | H625N+NVK24A-3-TPC | 26 | H625N | + | NVK24A-3-TPC | Actuator with emergency control function | 1 | Scenario 2 |  | PPK¦SelectPro¦VDI3805¦Internet_EU | PPK SelectPro VDI3805 Internet_EU | PPK SelectPro VDI3805 Internet_EU | H625N+NVK24A-3-TPC |  | 1300 kPa | 400 kPa
138584 | H625N/NVK24A-3-TPC | H625N/NVK24A-3-TPC | 26 | H625N | / | NVK24A-3-TPC | Actuator with emergency control function | 1 | Scenario 2 |  | PPK¦SelectPro¦VDI3805¦Internet_EU | PPK SelectPro VDI3805 Internet_EU | PPK SelectPro VDI3805 Internet_EU | H625N/NVK24A-3-TPC |  | 1300 kPa | 400 kPa
138589 | H625R+NVK24A-3-TPC | H625R+NVK24A-3-TPC | 26 | H625R | + | NVK24A-3-TPC | Actuator with emergency control function | 1 | Scenario 2 |  | PPK¦SelectPro¦VDI3805¦Internet_EU | PPK SelectPro VDI3805 Internet_EU | PPK SelectPro VDI3805 Internet_EU | H625R+NVK24A-3-TPC |  | 600 kPa | 400 kPa
138590 | H625R/NVK24A-3-TPC | H625R/NVK24A-3-TPC | 26 | H625R | / | NVK24A-3-TPC | Actuator with emergency control function | 1 | Scenario 2 |  | PPK¦SelectPro¦VDI3805¦Internet_EU | PPK SelectPro VDI3805 Internet_EU | PPK SelectPro VDI3805 Internet_EU | H625R/NVK24A-3-TPC |  | 600 kPa | 400 kPa
138595 | H625S+NVK24A-3-TPC | H625S+NVK24A-3-TPC | 26 | H625S | + | NVK24A-3-TPC | Actuator with emergency control function | 1 | Scenario 2 |  | PPK¦SelectPro¦VDI3805¦Internet_EU | PPK SelectPro VDI3805 Internet_EU | PPK SelectPro VDI3805 Internet_EU | H625S+NVK24A-3-TPC |  | 1300 kPa | 1000 kPa
138596 | H625S/NVK24A-3-TPC | H625S/NVK24A-3-TPC | 26 | H625S | / | NVK24A-3-TPC | Actuator with emergency control function | 1 | Scenario 2 |  | PPK¦SelectPro¦VDI3805¦Internet_EU | PPK SelectPro VDI3805 Internet_EU | PPK SelectPro VDI3805 Internet_EU | H625S/NVK24A-3-TPC |  | 1300 kPa | 1000 kPa
138601 | H632N+NVK24A-3-TPC | H632N+NVK24A-3-TPC | 26 | H632N | + | NVK24A-3-TPC | Actuator with emergency control function | 1 | Scenario 2 |  | PPK¦SelectPro¦VDI3805¦Internet_EU | PPK SelectPro VDI3805 Internet_EU | PPK SelectPro VDI3805 Internet_EU | H632N+NVK24A-3-TPC |  | 1000 kPa | 400 kPa
138602 | H632N/NVK24A-3-TPC | H632N/NVK24A-3-TPC | 26 | H632N | / | NVK24A-3-TPC | Actuator with emergency control function | 1 | Scenario 2 |  | PPK¦SelectPro¦VDI3805¦Internet_EU | PPK SelectPro VDI3805 Internet_EU | PPK SelectPro VDI3805 Internet_EU | H632N/NVK24A-3-TPC |  | 1000 kPa | 400 kPa
138607 | H632R+NVK24A-3-TPC | H632R+NVK24A-3-TPC | 26 | H632R | + | NVK24A-3-TPC | Actuator with emergency control function | 1 | Scenario 2 |  | PPK¦SelectPro¦VDI3805¦Internet_EU | PPK SelectPro VDI3805 Internet_EU | PPK SelectPro VDI3805 Internet_EU | H632R+NVK24A-3-TPC |  | 600 kPa | 400 kPa
138608 | H632R/NVK24A-3-TPC | H632R/NVK24A-3-TPC | 26 | H632R | / | NVK24A-3-TPC | Actuator with emergency control function | 1 | Scenario 2 |  | PPK¦SelectPro¦VDI3805¦Internet_EU | PPK SelectPro VDI3805 Internet_EU | PPK SelectPro VDI3805 Internet_EU | H632R/NVK24A-3-TPC |  | 600 kPa | 400 kPa
138613 | H632S+NVK24A-3-TPC | H632S+NVK24A-3-TPC | 26 | H632S | + | NVK24A-3-TPC | Actuator with emergency control function | 1 | Scenario 2 |  | PPK¦SelectPro¦VDI3805¦Internet_EU | PPK SelectPro VDI3805 Internet_EU | PPK SelectPro VDI3805 Internet_EU | H632S+NVK24A-3-TPC |  | 950 kPa | 950 kPa
138614 | H632S/NVK24A-3-TPC | H632S/NVK24A-3-TPC | 26 | H632S | / | NVK24A-3-TPC | Actuator with emergency control function | 1 | Scenario 2 |  | PPK¦SelectPro¦VDI3805¦Internet_EU | PPK SelectPro VDI3805 Internet_EU | PPK SelectPro VDI3805 Internet_EU | H632S/NVK24A-3-TPC |  | 950 kPa | 950 kPa
138619 | H640N+NVK24A-3-TPC | H640N+NVK24A-3-TPC | 26 | H640N | + | NVK24A-3-TPC | Actuator with emergency control function | 1 | Scenario 2 |  | PPK¦SelectPro¦VDI3805¦Internet_EU | PPK SelectPro VDI3805 Internet_EU | PPK SelectPro VDI3805 Internet_EU | H640N+NVK24A-3-TPC |  | 500 kPa | 400 kPa
138620 | H640N/NVK24A-3-TPC | H640N/NVK24A-3-TPC | 26 | H640N | / | NVK24A-3-TPC | Actuator with emergency control function | 1 | Scenario 2 |  | PPK¦SelectPro¦VDI3805¦Internet_EU | PPK SelectPro VDI3805 Internet_EU | PPK SelectPro VDI3805 Internet_EU | H640N/NVK24A-3-TPC |  | 500 kPa | 400 kPa
138695 | D680N+GRK24A-SR-5 | D680N+GRK24A-SR-5 | 26 | D680N | + | GRK24A-SR-5 | Actuator with emergency control function | 0 | Scenario 2 |  | PPK¦SelectPro¦VDI3805¦Internet_EU | PPK SelectPro VDI3805 Internet_EU | PPK SelectPro VDI3805 Internet_EU | D680N+GRK24A-SR-5 |  | 1200 kPa | 2.4 kPa
138696 | D680N/GRK24A-SR-5 | D680N/GRK24A-SR-5 | 26 | D680N | / | GRK24A-SR-5 | Actuator with emergency control function | 0 | Scenario 2 |  | PPK¦SelectPro¦VDI3805¦Internet_EU | PPK SelectPro VDI3805 Internet_EU | PPK SelectPro VDI3805 Internet_EU | D680N/GRK24A-SR-5 |  | 1200 kPa | 2.4 kPa
138701 | D680NL+GRK24A-SR-5 | D680NL+GRK24A-SR-5 | 26 | D680NL | + | GRK24A-SR-5 | Actuator with emergency control function | 0 | Scenario 2 |  | PPK¦SelectPro¦VDI3805¦Internet_EU | PPK SelectPro VDI3805 Internet_EU | PPK SelectPro VDI3805 Internet_EU | D680NL+GRK24A-SR-5 |  | 1200 kPa | 2.4 kPa
138702 | D680NL/GRK24A-SR-5 | D680NL/GRK24A-SR-5 | 26 | D680NL | / | GRK24A-SR-5 | Actuator with emergency control function | 0 | Scenario 2 |  | PPK¦SelectPro¦VDI3805¦Internet_EU | PPK SelectPro VDI3805 Internet_EU | PPK SelectPro VDI3805 Internet_EU | D680NL/GRK24A-SR-5 |  | 1200 kPa | 2.4 kPa
138717 | R6100W160-S8+GRK24A-5 | R6100W160-S8+GRK24A-5 | 26 | R6100W160-S8 | + | GRK24A-5 | Actuator with emergency control function | 1 | Scenario 2 |  | PPK¦SelectPro¦VDI3805¦Internet_EU | PPK SelectPro VDI3805 Internet_EU | PPK SelectPro VDI3805 Internet_EU | R6100W160-S8+GRK24A-5 |  | 690 kPa | 400 kPa
138718 | R6100W160-S8/GRK24A-5 | R6100W160-S8/GRK24A-5 | 26 | R6100W160-S8 | / | GRK24A-5 | Actuator with emergency control function | 1 | Scenario 2 |  | PPK¦SelectPro¦VDI3805¦Internet_EU | PPK SelectPro VDI3805 Internet_EU | PPK SelectPro VDI3805 Internet_EU | R6100W160-S8/GRK24A-5 |  | 690 kPa | 400 kPa
138719 | R6100W160-S8+GRK24A-SR-5 | R6100W160-S8+GRK24A-SR-5 | 26 | R6100W160-S8 | + | GRK24A-SR-5 | Actuator with emergency control function | 1 | Scenario 2 |  | PPK¦SelectPro¦VDI3805¦Internet_EU | PPK SelectPro VDI3805 Internet_EU | PPK SelectPro VDI3805 Internet_EU | R6100W160-S8+GRK24A-SR-5 |  | 690 kPa | 400 kPa
138720 | R6100W160-S8/GRK24A-SR-5 | R6100W160-S8/GRK24A-SR-5 | 26 | R6100W160-S8 | / | GRK24A-SR-5 | Actuator with emergency control function | 1 | Scenario 2 |  | PPK¦SelectPro¦VDI3805¦Internet_EU | PPK SelectPro VDI3805 Internet_EU | PPK SelectPro VDI3805 Internet_EU | R6100W160-S8/GRK24A-SR-5 |  | 690 kPa | 400 kPa
138723 | R6125W250-S8+GRK24A-5 | R6125W250-S8+GRK24A-5 | 26 | R6125W250-S8 | + | GRK24A-5 | Actuator with emergency control function | 1 | Scenario 2 |  | PPK¦SelectPro¦VDI3805¦Internet_EU | PPK SelectPro VDI3805 Internet_EU | PPK SelectPro VDI3805 Internet_EU | R6125W250-S8+GRK24A-5 |  | 690 kPa | 400 kPa
138724 | R6125W250-S8/GRK24A-5 | R6125W250-S8/GRK24A-5 | 26 | R6125W250-S8 | / | GRK24A-5 | Actuator with emergency control function | 1 | Scenario 2 |  | PPK¦SelectPro¦VDI3805¦Internet_EU | PPK SelectPro VDI3805 Internet_EU | PPK SelectPro VDI3805 Internet_EU | R6125W250-S8/GRK24A-5 |  | 690 kPa | 400 kPa
138725 | R6125W250-S8+GRK24A-SR-5 | R6125W250-S8+GRK24A-SR-5 | 26 | R6125W250-S8 | + | GRK24A-SR-5 | Actuator with emergency control function | 1 | Scenario 2 |  | PPK¦SelectPro¦VDI3805¦Internet_EU | PPK SelectPro VDI3805 Internet_EU | PPK SelectPro VDI3805 Internet_EU | R6125W250-S8+GRK24A-SR-5 |  | 690 kPa | 400 kPa
138726 | R6125W250-S8/GRK24A-SR-5 | R6125W250-S8/GRK24A-SR-5 | 26 | R6125W250-S8 | / | GRK24A-SR-5 | Actuator with emergency control function | 1 | Scenario 2 |  | PPK¦SelectPro¦VDI3805¦Internet_EU | PPK SelectPro VDI3805 Internet_EU | PPK SelectPro VDI3805 Internet_EU | R6125W250-S8/GRK24A-SR-5 |  | 690 kPa | 400 kPa
138729 | R6150W320-S8+GRK24A-5 | R6150W320-S8+GRK24A-5 | 26 | R6150W320-S8 | + | GRK24A-5 | Actuator with emergency control function | 1 | Scenario 2 |  | PPK¦SelectPro¦VDI3805¦Internet_EU | PPK SelectPro VDI3805 Internet_EU | PPK SelectPro VDI3805 Internet_EU | R6150W320-S8+GRK24A-5 |  | 690 kPa | 400 kPa
138730 | R6150W320-S8/GRK24A-5 | R6150W320-S8/GRK24A-5 | 26 | R6150W320-S8 | / | GRK24A-5 | Actuator with emergency control function | 1 | Scenario 2 |  | PPK¦SelectPro¦VDI3805¦Internet_EU | PPK SelectPro VDI3805 Internet_EU | PPK SelectPro VDI3805 Internet_EU | R6150W320-S8/GRK24A-5 |  | 690 kPa | 400 kPa
138731 | R6150W320-S8+GRK24A-SR-5 | R6150W320-S8+GRK24A-SR-5 | 26 | R6150W320-S8 | + | GRK24A-SR-5 | Actuator with emergency control function | 1 | Scenario 2 |  | PPK¦SelectPro¦VDI3805¦Internet_EU | PPK SelectPro VDI3805 Internet_EU | PPK SelectPro VDI3805 Internet_EU | R6150W320-S8+GRK24A-SR-5 |  | 690 kPa | 400 kPa
138732 | R6150W320-S8/GRK24A-SR-5 | R6150W320-S8/GRK24A-SR-5 | 26 | R6150W320-S8 | / | GRK24A-SR-5 | Actuator with emergency control function | 1 | Scenario 2 |  | PPK¦SelectPro¦VDI3805¦Internet_EU | PPK SelectPro VDI3805 Internet_EU | PPK SelectPro VDI3805 Internet_EU | R6150W320-S8/GRK24A-SR-5 |  | 690 kPa | 400 kPa
138735 | H640R+NVK24A-3-TPC | H640R+NVK24A-3-TPC | 26 | H640R | + | NVK24A-3-TPC | Actuator with emergency control function | 1 | Scenario 2 |  | PPK¦SelectPro¦VDI3805¦Internet_EU | PPK SelectPro VDI3805 Internet_EU | PPK SelectPro VDI3805 Internet_EU | H640R+NVK24A-3-TPC |  | 500 kPa | 400 kPa
138736 | H640R/NVK24A-3-TPC | H640R/NVK24A-3-TPC | 26 | H640R | / | NVK24A-3-TPC | Actuator with emergency control function | 1 | Scenario 2 |  | PPK¦SelectPro¦VDI3805¦Internet_EU | PPK SelectPro VDI3805 Internet_EU | PPK SelectPro VDI3805 Internet_EU | H640R/NVK24A-3-TPC |  | 500 kPa | 400 kPa
138741 | H640S+NVK24A-3-TPC | H640S+NVK24A-3-TPC | 26 | H640S | + | NVK24A-3-TPC | Actuator with emergency control function | 1 | Scenario 2 |  | PPK¦SelectPro¦VDI3805¦Internet_EU | PPK SelectPro VDI3805 Internet_EU | PPK SelectPro VDI3805 Internet_EU | H640S+NVK24A-3-TPC |  | 500 kPa | 500 kPa
138742 | H640S/NVK24A-3-TPC | H640S/NVK24A-3-TPC | 26 | H640S | / | NVK24A-3-TPC | Actuator with emergency control function | 1 | Scenario 2 |  | PPK¦SelectPro¦VDI3805¦Internet_EU | PPK SelectPro VDI3805 Internet_EU | PPK SelectPro VDI3805 Internet_EU | H640S/NVK24A-3-TPC |  | 500 kPa | 500 kPa
138747 | H640SP+NVK24A-3-TPC | H640SP+NVK24A-3-TPC | 26 | H640SP | + | NVK24A-3-TPC | Actuator with emergency control function | 1 | Scenario 2 |  | PPK¦SelectPro¦VDI3805¦Internet_EU | PPK SelectPro VDI3805 Internet_EU | PPK SelectPro VDI3805 Internet_EU | H640SP+NVK24A-3-TPC |  | 1600 kPa | 1000 kPa
138748 | H640SP/NVK24A-3-TPC | H640SP/NVK24A-3-TPC | 26 | H640SP | / | NVK24A-3-TPC | Actuator with emergency control function | 1 | Scenario 2 |  | PPK¦SelectPro¦VDI3805¦Internet_EU | PPK SelectPro VDI3805 Internet_EU | PPK SelectPro VDI3805 Internet_EU | H640SP/NVK24A-3-TPC |  | 1600 kPa | 1000 kPa
138753 | H650N+NVK24A-3-TPC | H650N+NVK24A-3-TPC | 26 | H650N | + | NVK24A-3-TPC | Actuator with emergency control function | 1 | Scenario 2 |  | PPK¦SelectPro¦VDI3805¦Internet_EU | PPK SelectPro VDI3805 Internet_EU | PPK SelectPro VDI3805 Internet_EU | H650N+NVK24A-3-TPC |  | 300 kPa | 300 kPa
138754 | H650N/NVK24A-3-TPC | H650N/NVK24A-3-TPC | 26 | H650N | / | NVK24A-3-TPC | Actuator with emergency control function | 1 | Scenario 2 |  | PPK¦SelectPro¦VDI3805¦Internet_EU | PPK SelectPro VDI3805 Internet_EU | PPK SelectPro VDI3805 Internet_EU | H650N/NVK24A-3-TPC |  | 300 kPa | 300 kPa
138759 | H650R+NVK24A-3-TPC | H650R+NVK24A-3-TPC | 26 | H650R | + | NVK24A-3-TPC | Actuator with emergency control function | 1 | Scenario 2 |  | PPK¦SelectPro¦VDI3805¦Internet_EU | PPK SelectPro VDI3805 Internet_EU | PPK SelectPro VDI3805 Internet_EU | H650R+NVK24A-3-TPC |  | 300 kPa | 300 kPa
138760 | H650R/NVK24A-3-TPC | H650R/NVK24A-3-TPC | 26 | H650R | / | NVK24A-3-TPC | Actuator with emergency control function | 1 | Scenario 2 |  | PPK¦SelectPro¦VDI3805¦Internet_EU | PPK SelectPro VDI3805 Internet_EU | PPK SelectPro VDI3805 Internet_EU | H650R/NVK24A-3-TPC |  | 300 kPa | 300 kPa
138765 | H650S+NVK24A-3-TPC | H650S+NVK24A-3-TPC | 26 | H650S | + | NVK24A-3-TPC | Actuator with emergency control function | 1 | Scenario 2 |  | PPK¦SelectPro¦VDI3805¦Internet_EU | PPK SelectPro VDI3805 Internet_EU | PPK SelectPro VDI3805 Internet_EU | H650S+NVK24A-3-TPC |  | 300 kPa | 300 kPa
138766 | H650S/NVK24A-3-TPC | H650S/NVK24A-3-TPC | 26 | H650S | / | NVK24A-3-TPC | Actuator with emergency control function | 1 | Scenario 2 |  | PPK¦SelectPro¦VDI3805¦Internet_EU | PPK SelectPro VDI3805 Internet_EU | PPK SelectPro VDI3805 Internet_EU | H650S/NVK24A-3-TPC |  | 300 kPa | 300 kPa
138771 | H650SP+NVK24A-3-TPC | H650SP+NVK24A-3-TPC | 26 | H650SP | + | NVK24A-3-TPC | Actuator with emergency control function | 1 | Scenario 2 |  | PPK¦SelectPro¦VDI3805¦Internet_EU | PPK SelectPro VDI3805 Internet_EU | PPK SelectPro VDI3805 Internet_EU | H650SP+NVK24A-3-TPC |  | 1600 kPa | 1000 kPa
138772 | H650SP/NVK24A-3-TPC | H650SP/NVK24A-3-TPC | 26 | H650SP | / | NVK24A-3-TPC | Actuator with emergency control function | 1 | Scenario 2 |  | PPK¦SelectPro¦VDI3805¦Internet_EU | PPK SelectPro VDI3805 Internet_EU | PPK SelectPro VDI3805 Internet_EU | H650SP/NVK24A-3-TPC |  | 1600 kPa | 1000 kPa
138777 | H664N+NVK24A-3-TPC | H664N+NVK24A-3-TPC | 26 | H664N | + | NVK24A-3-TPC | Actuator with emergency control function | 1 | Scenario 2 |  | PPK¦SelectPro¦VDI3805¦Internet_EU | PPK SelectPro VDI3805 Internet_EU | PPK SelectPro VDI3805 Internet_EU | H664N+NVK24A-3-TPC |  | 140 kPa | 140 kPa
138778 | H664N/NVK24A-3-TPC | H664N/NVK24A-3-TPC | 26 | H664N | / | NVK24A-3-TPC | Actuator with emergency control function | 1 | Scenario 2 |  | PPK¦SelectPro¦VDI3805¦Internet_EU | PPK SelectPro VDI3805 Internet_EU | PPK SelectPro VDI3805 Internet_EU | H664N/NVK24A-3-TPC |  | 140 kPa | 140 kPa
138783 | H664R+NVK24A-3-TPC | H664R+NVK24A-3-TPC | 26 | H664R | + | NVK24A-3-TPC | Actuator with emergency control function | 1 | Scenario 2 |  | PPK¦SelectPro¦VDI3805¦Internet_EU | PPK SelectPro VDI3805 Internet_EU | PPK SelectPro VDI3805 Internet_EU | H664R+NVK24A-3-TPC |  | 140 kPa | 140 kPa
138784 | H664R/NVK24A-3-TPC | H664R/NVK24A-3-TPC | 26 | H664R | / | NVK24A-3-TPC | Actuator with emergency control function | 1 | Scenario 2 |  | PPK¦SelectPro¦VDI3805¦Internet_EU | PPK SelectPro VDI3805 Internet_EU | PPK SelectPro VDI3805 Internet_EU | H664R/NVK24A-3-TPC |  | 140 kPa | 140 kPa
138789 | H664S+NVK24A-3-TPC | H664S+NVK24A-3-TPC | 26 | H664S | + | NVK24A-3-TPC | Actuator with emergency control function | 1 | Scenario 2 |  | PPK¦SelectPro¦VDI3805¦Internet_EU | PPK SelectPro VDI3805 Internet_EU | PPK SelectPro VDI3805 Internet_EU | H664S+NVK24A-3-TPC |  | 130 kPa | 130 kPa
138790 | H664S/NVK24A-3-TPC | H664S/NVK24A-3-TPC | 26 | H664S | / | NVK24A-3-TPC | Actuator with emergency control function | 1 | Scenario 2 |  | PPK¦SelectPro¦VDI3805¦Internet_EU | PPK SelectPro VDI3805 Internet_EU | PPK SelectPro VDI3805 Internet_EU | H664S/NVK24A-3-TPC |  | 130 kPa | 130 kPa
138795 | H664SP+NVK24A-3-TPC | H664SP+NVK24A-3-TPC | 26 | H664SP | + | NVK24A-3-TPC | Actuator with emergency control function | 1 | Scenario 2 |  | PPK¦SelectPro¦VDI3805¦Internet_EU | PPK SelectPro VDI3805 Internet_EU | PPK SelectPro VDI3805 Internet_EU | H664SP+NVK24A-3-TPC |  | 1600 kPa | 1000 kPa
138796 | H664SP/NVK24A-3-TPC | H664SP/NVK24A-3-TPC | 26 | H664SP | / | NVK24A-3-TPC | Actuator with emergency control function | 1 | Scenario 2 |  | PPK¦SelectPro¦VDI3805¦Internet_EU | PPK SelectPro VDI3805 Internet_EU | PPK SelectPro VDI3805 Internet_EU | H664SP/NVK24A-3-TPC |  | 1600 kPa | 1000 kPa
138801 | H679N+NVK24A-3-TPC | H679N+NVK24A-3-TPC | 26 | H679N | + | NVK24A-3-TPC | Actuator with emergency control function | 1 | Scenario 2 |  | PPK¦SelectPro¦VDI3805¦Internet_EU | PPK SelectPro VDI3805 Internet_EU | PPK SelectPro VDI3805 Internet_EU | H679N+NVK24A-3-TPC |  | 80 kPa | 80 kPa
138802 | H679N/NVK24A-3-TPC | H679N/NVK24A-3-TPC | 26 | H679N | / | NVK24A-3-TPC | Actuator with emergency control function | 1 | Scenario 2 |  | PPK¦SelectPro¦VDI3805¦Internet_EU | PPK SelectPro VDI3805 Internet_EU | PPK SelectPro VDI3805 Internet_EU | H679N/NVK24A-3-TPC |  | 80 kPa | 80 kPa
138807 | H679R+NVK24A-3-TPC | H679R+NVK24A-3-TPC | 26 | H679R | + | NVK24A-3-TPC | Actuator with emergency control function | 1 | Scenario 2 |  | PPK¦SelectPro¦VDI3805¦Internet_EU | PPK SelectPro VDI3805 Internet_EU | PPK SelectPro VDI3805 Internet_EU | H679R+NVK24A-3-TPC |  | 80 kPa | 80 kPa
138808 | H679R/NVK24A-3-TPC | H679R/NVK24A-3-TPC | 26 | H679R | / | NVK24A-3-TPC | Actuator with emergency control function | 1 | Scenario 2 |  | PPK¦SelectPro¦VDI3805¦Internet_EU | PPK SelectPro VDI3805 Internet_EU | PPK SelectPro VDI3805 Internet_EU | H679R/NVK24A-3-TPC |  | 80 kPa | 80 kPa
138813 | H679SP+NVK24A-3-TPC | H679SP+NVK24A-3-TPC | 26 | H679SP | + | NVK24A-3-TPC | Actuator with emergency control function | 1 | Scenario 2 |  | PPK¦SelectPro¦VDI3805¦Internet_EU | PPK SelectPro VDI3805 Internet_EU | PPK SelectPro VDI3805 Internet_EU | H679SP+NVK24A-3-TPC |  | 1600 kPa | 1000 kPa
138814 | H679SP/NVK24A-3-TPC | H679SP/NVK24A-3-TPC | 26 | H679SP | / | NVK24A-3-TPC | Actuator with emergency control function | 1 | Scenario 2 |  | PPK¦SelectPro¦VDI3805¦Internet_EU | PPK SelectPro VDI3805 Internet_EU | PPK SelectPro VDI3805 Internet_EU | H679SP/NVK24A-3-TPC |  | 1600 kPa | 1000 kPa
138819 | H7015X4-S2+NVK24A-3-TPC | H7015X4-S2+NVK24A-3-TPC | 26 | H7015X4-S2 | + | NVK24A-3-TPC | Actuator with emergency control function | 1 | Scenario 2 |  | PPK¦SelectPro¦VDI3805¦Internet_EU | PPK SelectPro VDI3805 Internet_EU | PPK SelectPro VDI3805 Internet_EU | H7015X4-S2+NVK24A-3-TPC |  | 2200 kPa | 1000 kPa
138820 | H7015X4-S2/NVK24A-3-TPC | H7015X4-S2/NVK24A-3-TPC | 26 | H7015X4-S2 | / | NVK24A-3-TPC | Actuator with emergency control function | 1 | Scenario 2 |  | PPK¦SelectPro¦VDI3805¦Internet_EU | PPK SelectPro VDI3805 Internet_EU | PPK SelectPro VDI3805 Internet_EU | H7015X4-S2/NVK24A-3-TPC |  | 2200 kPa | 1000 kPa
138825 | H7015Y4-S2+NVK24A-3-TPC | H7015Y4-S2+NVK24A-3-TPC | 26 | H7015Y4-S2 | + | NVK24A-3-TPC | Actuator with emergency control function | 1 | Scenario 2 |  | PPK¦SelectPro¦VDI3805¦Internet_EU | PPK SelectPro VDI3805 Internet_EU | PPK SelectPro VDI3805 Internet_EU | H7015Y4-S2+NVK24A-3-TPC |  | 2200 kPa | 1000 kPa
138826 | H7015Y4-S2/NVK24A-3-TPC | H7015Y4-S2/NVK24A-3-TPC | 26 | H7015Y4-S2 | / | NVK24A-3-TPC | Actuator with emergency control function | 1 | Scenario 2 |  | PPK¦SelectPro¦VDI3805¦Internet_EU | PPK SelectPro VDI3805 Internet_EU | PPK SelectPro VDI3805 Internet_EU | H7015Y4-S2/NVK24A-3-TPC |  | 2200 kPa | 1000 kPa
138831 | H7020X6P3-S2+NVK24A-3-TPC | H7020X6P3-S2+NVK24A-3-TPC | 26 | H7020X6P3-S2 | + | NVK24A-3-TPC | Actuator with emergency control function | 1 | Scenario 2 |  | PPK¦SelectPro¦VDI3805¦Internet_EU | PPK SelectPro VDI3805 Internet_EU | PPK SelectPro VDI3805 Internet_EU | H7020X6P3-S2+NVK24A-3-TPC |  | 1500 kPa | 1000 kPa
138832 | H7020X6P3-S2/NVK24A-3-TPC | H7020X6P3-S2/NVK24A-3-TPC | 26 | H7020X6P3-S2 | / | NVK24A-3-TPC | Actuator with emergency control function | 1 | Scenario 2 |  | PPK¦SelectPro¦VDI3805¦Internet_EU | PPK SelectPro VDI3805 Internet_EU | PPK SelectPro VDI3805 Internet_EU | H7020X6P3-S2/NVK24A-3-TPC |  | 1500 kPa | 1000 kPa
138837 | H7020Y6P3-S2+NVK24A-3-TPC | H7020Y6P3-S2+NVK24A-3-TPC | 26 | H7020Y6P3-S2 | + | NVK24A-3-TPC | Actuator with emergency control function | 1 | Scenario 2 |  | PPK¦SelectPro¦VDI3805¦Internet_EU | PPK SelectPro VDI3805 Internet_EU | PPK SelectPro VDI3805 Internet_EU | H7020Y6P3-S2+NVK24A-3-TPC |  | 1500 kPa | 1000 kPa
138838 | H7020Y6P3-S2/NVK24A-3-TPC | H7020Y6P3-S2/NVK24A-3-TPC | 26 | H7020Y6P3-S2 | / | NVK24A-3-TPC | Actuator with emergency control function | 1 | Scenario 2 |  | PPK¦SelectPro¦VDI3805¦Internet_EU | PPK SelectPro VDI3805 Internet_EU | PPK SelectPro VDI3805 Internet_EU | H7020Y6P3-S2/NVK24A-3-TPC |  | 1500 kPa | 1000 kPa
138843 | H7025X10-S2+NVK24A-3-TPC | H7025X10-S2+NVK24A-3-TPC | 26 | H7025X10-S2 | + | NVK24A-3-TPC | Actuator with emergency control function | 1 | Scenario 2 |  | PPK¦SelectPro¦VDI3805¦Internet_EU | PPK SelectPro VDI3805 Internet_EU | PPK SelectPro VDI3805 Internet_EU | H7025X10-S2+NVK24A-3-TPC |  | 1300 kPa | 1000 kPa
138844 | H7025X10-S2/NVK24A-3-TPC | H7025X10-S2/NVK24A-3-TPC | 26 | H7025X10-S2 | / | NVK24A-3-TPC | Actuator with emergency control function | 1 | Scenario 2 |  | PPK¦SelectPro¦VDI3805¦Internet_EU | PPK SelectPro VDI3805 Internet_EU | PPK SelectPro VDI3805 Internet_EU | H7025X10-S2/NVK24A-3-TPC |  | 1300 kPa | 1000 kPa
138849 | H7025Y10-S2+NVK24A-3-TPC | H7025Y10-S2+NVK24A-3-TPC | 26 | H7025Y10-S2 | + | NVK24A-3-TPC | Actuator with emergency control function | 1 | Scenario 2 |  | PPK¦SelectPro¦VDI3805¦Internet_EU | PPK SelectPro VDI3805 Internet_EU | PPK SelectPro VDI3805 Internet_EU | H7025Y10-S2+NVK24A-3-TPC |  | 1300 kPa | 1000 kPa
138850 | H7025Y10-S2/NVK24A-3-TPC | H7025Y10-S2/NVK24A-3-TPC | 26 | H7025Y10-S2 | / | NVK24A-3-TPC | Actuator with emergency control function | 1 | Scenario 2 |  | PPK¦SelectPro¦VDI3805¦Internet_EU | PPK SelectPro VDI3805 Internet_EU | PPK SelectPro VDI3805 Internet_EU | H7025Y10-S2/NVK24A-3-TPC |  | 1300 kPa | 1000 kPa
138855 | H7032X16-S2+NVK24A-3-TPC | H7032X16-S2+NVK24A-3-TPC | 26 | H7032X16-S2 | + | NVK24A-3-TPC | Actuator with emergency control function | 1 | Scenario 2 |  | PPK¦SelectPro¦VDI3805¦Internet_EU | PPK SelectPro VDI3805 Internet_EU | PPK SelectPro VDI3805 Internet_EU | H7032X16-S2+NVK24A-3-TPC |  | 900 kPa | 900 kPa
138856 | H7032X16-S2/NVK24A-3-TPC | H7032X16-S2/NVK24A-3-TPC | 26 | H7032X16-S2 | / | NVK24A-3-TPC | Actuator with emergency control function | 1 | Scenario 2 |  | PPK¦SelectPro¦VDI3805¦Internet_EU | PPK SelectPro VDI3805 Internet_EU | PPK SelectPro VDI3805 Internet_EU | H7032X16-S2/NVK24A-3-TPC |  | 900 kPa | 900 kPa
138861 | H7032Y16-S2+NVK24A-3-TPC | H7032Y16-S2+NVK24A-3-TPC | 26 | H7032Y16-S2 | + | NVK24A-3-TPC | Actuator with emergency control function | 1 | Scenario 2 |  | PPK¦SelectPro¦VDI3805¦Internet_EU | PPK SelectPro VDI3805 Internet_EU | PPK SelectPro VDI3805 Internet_EU | H7032Y16-S2+NVK24A-3-TPC |  | 900 kPa | 900 kPa
138862 | H7032Y16-S2/NVK24A-3-TPC | H7032Y16-S2/NVK24A-3-TPC | 26 | H7032Y16-S2 | / | NVK24A-3-TPC | Actuator with emergency control function | 1 | Scenario 2 |  | PPK¦SelectPro¦VDI3805¦Internet_EU | PPK SelectPro VDI3805 Internet_EU | PPK SelectPro VDI3805 Internet_EU | H7032Y16-S2/NVK24A-3-TPC |  | 900 kPa | 900 kPa
138867 | H7040X25-S2+NVK24A-3-TPC | H7040X25-S2+NVK24A-3-TPC | 26 | H7040X25-S2 | + | NVK24A-3-TPC | Actuator with emergency control function | 1 | Scenario 2 |  | PPK¦SelectPro¦VDI3805¦Internet_EU | PPK SelectPro VDI3805 Internet_EU | PPK SelectPro VDI3805 Internet_EU | H7040X25-S2+NVK24A-3-TPC |  | 500 kPa | 500 kPa
138868 | H7040X25-S2/NVK24A-3-TPC | H7040X25-S2/NVK24A-3-TPC | 26 | H7040X25-S2 | / | NVK24A-3-TPC | Actuator with emergency control function | 1 | Scenario 2 |  | PPK¦SelectPro¦VDI3805¦Internet_EU | PPK SelectPro VDI3805 Internet_EU | PPK SelectPro VDI3805 Internet_EU | H7040X25-S2/NVK24A-3-TPC |  | 500 kPa | 500 kPa
138873 | H7040Y25-S2+NVK24A-3-TPC | H7040Y25-S2+NVK24A-3-TPC | 26 | H7040Y25-S2 | + | NVK24A-3-TPC | Actuator with emergency control function | 1 | Scenario 2 |  | PPK¦SelectPro¦VDI3805¦Internet_EU | PPK SelectPro VDI3805 Internet_EU | PPK SelectPro VDI3805 Internet_EU | H7040Y25-S2+NVK24A-3-TPC |  | 500 kPa | 500 kPa
138874 | H7040Y25-S2/NVK24A-3-TPC | H7040Y25-S2/NVK24A-3-TPC | 26 | H7040Y25-S2 | / | NVK24A-3-TPC | Actuator with emergency control function | 1 | Scenario 2 |  | PPK¦SelectPro¦VDI3805¦Internet_EU | PPK SelectPro VDI3805 Internet_EU | PPK SelectPro VDI3805 Internet_EU | H7040Y25-S2/NVK24A-3-TPC |  | 500 kPa | 500 kPa
138879 | H7050X40-S2+NVK24A-3-TPC | H7050X40-S2+NVK24A-3-TPC | 26 | H7050X40-S2 | + | NVK24A-3-TPC | Actuator with emergency control function | 1 | Scenario 2 |  | PPK¦SelectPro¦VDI3805¦Internet_EU | PPK SelectPro VDI3805 Internet_EU | PPK SelectPro VDI3805 Internet_EU | H7050X40-S2+NVK24A-3-TPC |  | 300 kPa | 300 kPa
138880 | H7050X40-S2/NVK24A-3-TPC | H7050X40-S2/NVK24A-3-TPC | 26 | H7050X40-S2 | / | NVK24A-3-TPC | Actuator with emergency control function | 1 | Scenario 2 |  | PPK¦SelectPro¦VDI3805¦Internet_EU | PPK SelectPro VDI3805 Internet_EU | PPK SelectPro VDI3805 Internet_EU | H7050X40-S2/NVK24A-3-TPC |  | 300 kPa | 300 kPa
138885 | H7050Y40-S2+NVK24A-3-TPC | H7050Y40-S2+NVK24A-3-TPC | 26 | H7050Y40-S2 | + | NVK24A-3-TPC | Actuator with emergency control function | 1 | Scenario 2 |  | PPK¦SelectPro¦VDI3805¦Internet_EU | PPK SelectPro VDI3805 Internet_EU | PPK SelectPro VDI3805 Internet_EU | H7050Y40-S2+NVK24A-3-TPC |  | 300 kPa | 300 kPa
138886 | H7050Y40-S2/NVK24A-3-TPC | H7050Y40-S2/NVK24A-3-TPC | 26 | H7050Y40-S2 | / | NVK24A-3-TPC | Actuator with emergency control function | 1 | Scenario 2 |  | PPK¦SelectPro¦VDI3805¦Internet_EU | PPK SelectPro VDI3805 Internet_EU | PPK SelectPro VDI3805 Internet_EU | H7050Y40-S2/NVK24A-3-TPC |  | 300 kPa | 300 kPa
138891 | H711N+NVK24A-3-TPC | H711N+NVK24A-3-TPC | 26 | H711N | + | NVK24A-3-TPC | Actuator with emergency control function | 1 | Scenario 2 |  | PPK¦SelectPro¦VDI3805¦Internet_EU | PPK SelectPro VDI3805 Internet_EU | PPK SelectPro VDI3805 Internet_EU | H711N+NVK24A-3-TPC |  | 1600 kPa | 400 kPa
138892 | H711N/NVK24A-3-TPC | H711N/NVK24A-3-TPC | 26 | H711N | / | NVK24A-3-TPC | Actuator with emergency control function | 1 | Scenario 2 |  | PPK¦SelectPro¦VDI3805¦Internet_EU | PPK SelectPro VDI3805 Internet_EU | PPK SelectPro VDI3805 Internet_EU | H711N/NVK24A-3-TPC |  | 1600 kPa | 400 kPa
138897 | H711R+NVK24A-3-TPC | H711R+NVK24A-3-TPC | 26 | H711R | + | NVK24A-3-TPC | Actuator with emergency control function | 1 | Scenario 2 |  | PPK¦SelectPro¦VDI3805¦Internet_EU | PPK SelectPro VDI3805 Internet_EU | PPK SelectPro VDI3805 Internet_EU | H711R+NVK24A-3-TPC |  | 600 kPa | 400 kPa
138898 | H711R/NVK24A-3-TPC | H711R/NVK24A-3-TPC | 26 | H711R | / | NVK24A-3-TPC | Actuator with emergency control function | 1 | Scenario 2 |  | PPK¦SelectPro¦VDI3805¦Internet_EU | PPK SelectPro VDI3805 Internet_EU | PPK SelectPro VDI3805 Internet_EU | H711R/NVK24A-3-TPC |  | 600 kPa | 400 kPa
138903 | H712N+NVK24A-3-TPC | H712N+NVK24A-3-TPC | 26 | H712N | + | NVK24A-3-TPC | Actuator with emergency control function | 1 | Scenario 2 |  | PPK¦SelectPro¦VDI3805¦Internet_EU | PPK SelectPro VDI3805 Internet_EU | PPK SelectPro VDI3805 Internet_EU | H712N+NVK24A-3-TPC |  | 1600 kPa | 400 kPa
138904 | H712N/NVK24A-3-TPC | H712N/NVK24A-3-TPC | 26 | H712N | / | NVK24A-3-TPC | Actuator with emergency control function | 1 | Scenario 2 |  | PPK¦SelectPro¦VDI3805¦Internet_EU | PPK SelectPro VDI3805 Internet_EU | PPK SelectPro VDI3805 Internet_EU | H712N/NVK24A-3-TPC |  | 1600 kPa | 400 kPa
138909 | H712R+NVK24A-3-TPC | H712R+NVK24A-3-TPC | 26 | H712R | + | NVK24A-3-TPC | Actuator with emergency control function | 1 | Scenario 2 |  | PPK¦SelectPro¦VDI3805¦Internet_EU | PPK SelectPro VDI3805 Internet_EU | PPK SelectPro VDI3805 Internet_EU | H712R+NVK24A-3-TPC |  | 600 kPa | 400 kPa
138910 | H712R/NVK24A-3-TPC | H712R/NVK24A-3-TPC | 26 | H712R | / | NVK24A-3-TPC | Actuator with emergency control function | 1 | Scenario 2 |  | PPK¦SelectPro¦VDI3805¦Internet_EU | PPK SelectPro VDI3805 Internet_EU | PPK SelectPro VDI3805 Internet_EU | H712R/NVK24A-3-TPC |  | 600 kPa | 400 kPa
138915 | H713N+NVK24A-3-TPC | H713N+NVK24A-3-TPC | 26 | H713N | + | NVK24A-3-TPC | Actuator with emergency control function | 1 | Scenario 2 |  | PPK¦SelectPro¦VDI3805¦Internet_EU | PPK SelectPro VDI3805 Internet_EU | PPK SelectPro VDI3805 Internet_EU | H713N+NVK24A-3-TPC |  | 1600 kPa | 400 kPa
138916 | H713N/NVK24A-3-TPC | H713N/NVK24A-3-TPC | 26 | H713N | / | NVK24A-3-TPC | Actuator with emergency control function | 1 | Scenario 2 |  | PPK¦SelectPro¦VDI3805¦Internet_EU | PPK SelectPro VDI3805 Internet_EU | PPK SelectPro VDI3805 Internet_EU | H713N/NVK24A-3-TPC |  | 1600 kPa | 400 kPa
138921 | H713R+NVK24A-3-TPC | H713R+NVK24A-3-TPC | 26 | H713R | + | NVK24A-3-TPC | Actuator with emergency control function | 1 | Scenario 2 |  | PPK¦SelectPro¦VDI3805¦Internet_EU | PPK SelectPro VDI3805 Internet_EU | PPK SelectPro VDI3805 Internet_EU | H713R+NVK24A-3-TPC |  | 600 kPa | 400 kPa
138922 | H713R/NVK24A-3-TPC | H713R/NVK24A-3-TPC | 26 | H713R | / | NVK24A-3-TPC | Actuator with emergency control function | 1 | Scenario 2 |  | PPK¦SelectPro¦VDI3805¦Internet_EU | PPK SelectPro VDI3805 Internet_EU | PPK SelectPro VDI3805 Internet_EU | H713R/NVK24A-3-TPC |  | 600 kPa | 400 kPa
138927 | H714N+NVK24A-3-TPC | H714N+NVK24A-3-TPC | 26 | H714N | + | NVK24A-3-TPC | Actuator with emergency control function | 1 | Scenario 2 |  | PPK¦SelectPro¦VDI3805¦Internet_EU | PPK SelectPro VDI3805 Internet_EU | PPK SelectPro VDI3805 Internet_EU | H714N+NVK24A-3-TPC |  | 1600 kPa | 400 kPa
138928 | H714N/NVK24A-3-TPC | H714N/NVK24A-3-TPC | 26 | H714N | / | NVK24A-3-TPC | Actuator with emergency control function | 1 | Scenario 2 |  | PPK¦SelectPro¦VDI3805¦Internet_EU | PPK SelectPro VDI3805 Internet_EU | PPK SelectPro VDI3805 Internet_EU | H714N/NVK24A-3-TPC |  | 1600 kPa | 400 kPa
138933 | H714R+NVK24A-3-TPC | H714R+NVK24A-3-TPC | 26 | H714R | + | NVK24A-3-TPC | Actuator with emergency control function | 1 | Scenario 2 |  | PPK¦SelectPro¦VDI3805¦Internet_EU | PPK SelectPro VDI3805 Internet_EU | PPK SelectPro VDI3805 Internet_EU | H714R+NVK24A-3-TPC |  | 600 kPa | 400 kPa
138934 | H714R/NVK24A-3-TPC | H714R/NVK24A-3-TPC | 26 | H714R | / | NVK24A-3-TPC | Actuator with emergency control function | 1 | Scenario 2 |  | PPK¦SelectPro¦VDI3805¦Internet_EU | PPK SelectPro VDI3805 Internet_EU | PPK SelectPro VDI3805 Internet_EU | H714R/NVK24A-3-TPC |  | 600 kPa | 400 kPa
138939 | H715N+NVK24A-3-TPC | H715N+NVK24A-3-TPC | 26 | H715N | + | NVK24A-3-TPC | Actuator with emergency control function | 1 | Scenario 2 |  | PPK¦SelectPro¦VDI3805¦Internet_EU | PPK SelectPro VDI3805 Internet_EU | PPK SelectPro VDI3805 Internet_EU | H715N+NVK24A-3-TPC |  | 1600 kPa | 400 kPa
138940 | H715N/NVK24A-3-TPC | H715N/NVK24A-3-TPC | 26 | H715N | / | NVK24A-3-TPC | Actuator with emergency control function | 1 | Scenario 2 |  | PPK¦SelectPro¦VDI3805¦Internet_EU | PPK SelectPro VDI3805 Internet_EU | PPK SelectPro VDI3805 Internet_EU | H715N/NVK24A-3-TPC |  | 1600 kPa | 400 kPa
138945 | H715R+NVK24A-3-TPC | H715R+NVK24A-3-TPC | 26 | H715R | + | NVK24A-3-TPC | Actuator with emergency control function | 1 | Scenario 2 |  | PPK¦SelectPro¦VDI3805¦Internet_EU | PPK SelectPro VDI3805 Internet_EU | PPK SelectPro VDI3805 Internet_EU | H715R+NVK24A-3-TPC |  | 600 kPa | 400 kPa
138946 | H715R/NVK24A-3-TPC | H715R/NVK24A-3-TPC | 26 | H715R | / | NVK24A-3-TPC | Actuator with emergency control function | 1 | Scenario 2 |  | PPK¦SelectPro¦VDI3805¦Internet_EU | PPK SelectPro VDI3805 Internet_EU | PPK SelectPro VDI3805 Internet_EU | H715R/NVK24A-3-TPC |  | 600 kPa | 400 kPa
138951 | H720N+NVK24A-3-TPC | H720N+NVK24A-3-TPC | 26 | H720N | + | NVK24A-3-TPC | Actuator with emergency control function | 1 | Scenario 2 |  | PPK¦SelectPro¦VDI3805¦Internet_EU | PPK SelectPro VDI3805 Internet_EU | PPK SelectPro VDI3805 Internet_EU | H720N+NVK24A-3-TPC |  | 1600 kPa | 400 kPa
138952 | H720N/NVK24A-3-TPC | H720N/NVK24A-3-TPC | 26 | H720N | / | NVK24A-3-TPC | Actuator with emergency control function | 1 | Scenario 2 |  | PPK¦SelectPro¦VDI3805¦Internet_EU | PPK SelectPro VDI3805 Internet_EU | PPK SelectPro VDI3805 Internet_EU | H720N/NVK24A-3-TPC |  | 1600 kPa | 400 kPa
138957 | H720R+NVK24A-3-TPC | H720R+NVK24A-3-TPC | 26 | H720R | + | NVK24A-3-TPC | Actuator with emergency control function | 1 | Scenario 2 |  | PPK¦SelectPro¦VDI3805¦Internet_EU | PPK SelectPro VDI3805 Internet_EU | PPK SelectPro VDI3805 Internet_EU | H720R+NVK24A-3-TPC |  | 600 kPa | 400 kPa
138958 | H720R/NVK24A-3-TPC | H720R/NVK24A-3-TPC | 26 | H720R | / | NVK24A-3-TPC | Actuator with emergency control function | 1 | Scenario 2 |  | PPK¦SelectPro¦VDI3805¦Internet_EU | PPK SelectPro VDI3805 Internet_EU | PPK SelectPro VDI3805 Internet_EU | H720R/NVK24A-3-TPC |  | 600 kPa | 400 kPa
138963 | H725N+NVK24A-3-TPC | H725N+NVK24A-3-TPC | 26 | H725N | + | NVK24A-3-TPC | Actuator with emergency control function | 1 | Scenario 2 |  | PPK¦SelectPro¦VDI3805¦Internet_EU | PPK SelectPro VDI3805 Internet_EU | PPK SelectPro VDI3805 Internet_EU | H725N+NVK24A-3-TPC |  | 1300 kPa | 400 kPa
138964 | H725N/NVK24A-3-TPC | H725N/NVK24A-3-TPC | 26 | H725N | / | NVK24A-3-TPC | Actuator with emergency control function | 1 | Scenario 2 |  | PPK¦SelectPro¦VDI3805¦Internet_EU | PPK SelectPro VDI3805 Internet_EU | PPK SelectPro VDI3805 Internet_EU | H725N/NVK24A-3-TPC |  | 1300 kPa | 400 kPa
138969 | H725R+NVK24A-3-TPC | H725R+NVK24A-3-TPC | 26 | H725R | + | NVK24A-3-TPC | Actuator with emergency control function | 1 | Scenario 2 |  | PPK¦SelectPro¦VDI3805¦Internet_EU | PPK SelectPro VDI3805 Internet_EU | PPK SelectPro VDI3805 Internet_EU | H725R+NVK24A-3-TPC |  | 600 kPa | 400 kPa
138970 | H725R/NVK24A-3-TPC | H725R/NVK24A-3-TPC | 26 | H725R | / | NVK24A-3-TPC | Actuator with emergency control function | 1 | Scenario 2 |  | PPK¦SelectPro¦VDI3805¦Internet_EU | PPK SelectPro VDI3805 Internet_EU | PPK SelectPro VDI3805 Internet_EU | H725R/NVK24A-3-TPC |  | 600 kPa | 400 kPa
138975 | H732N+NVK24A-3-TPC | H732N+NVK24A-3-TPC | 26 | H732N | + | NVK24A-3-TPC | Actuator with emergency control function | 1 | Scenario 2 |  | PPK¦SelectPro¦VDI3805¦Internet_EU | PPK SelectPro VDI3805 Internet_EU | PPK SelectPro VDI3805 Internet_EU | H732N+NVK24A-3-TPC |  | 1000 kPa | 400 kPa
138976 | H732N/NVK24A-3-TPC | H732N/NVK24A-3-TPC | 26 | H732N | / | NVK24A-3-TPC | Actuator with emergency control function | 1 | Scenario 2 |  | PPK¦SelectPro¦VDI3805¦Internet_EU | PPK SelectPro VDI3805 Internet_EU | PPK SelectPro VDI3805 Internet_EU | H732N/NVK24A-3-TPC |  | 1000 kPa | 400 kPa
138981 | H732R+NVK24A-3-TPC | H732R+NVK24A-3-TPC | 26 | H732R | + | NVK24A-3-TPC | Actuator with emergency control function | 1 | Scenario 2 |  | PPK¦SelectPro¦VDI3805¦Internet_EU | PPK SelectPro VDI3805 Internet_EU | PPK SelectPro VDI3805 Internet_EU | H732R+NVK24A-3-TPC |  | 600 kPa | 400 kPa
138982 | H732R/NVK24A-3-TPC | H732R/NVK24A-3-TPC | 26 | H732R | / | NVK24A-3-TPC | Actuator with emergency control function | 1 | Scenario 2 |  | PPK¦SelectPro¦VDI3805¦Internet_EU | PPK SelectPro VDI3805 Internet_EU | PPK SelectPro VDI3805 Internet_EU | H732R/NVK24A-3-TPC |  | 600 kPa | 400 kPa
138987 | H740N+NVK24A-3-TPC | H740N+NVK24A-3-TPC | 26 | H740N | + | NVK24A-3-TPC | Actuator with emergency control function | 1 | Scenario 2 |  | PPK¦SelectPro¦VDI3805¦Internet_EU | PPK SelectPro VDI3805 Internet_EU | PPK SelectPro VDI3805 Internet_EU | H740N+NVK24A-3-TPC |  | 500 kPa | 400 kPa
138988 | H740N/NVK24A-3-TPC | H740N/NVK24A-3-TPC | 26 | H740N | / | NVK24A-3-TPC | Actuator with emergency control function | 1 | Scenario 2 |  | PPK¦SelectPro¦VDI3805¦Internet_EU | PPK SelectPro VDI3805 Internet_EU | PPK SelectPro VDI3805 Internet_EU | H740N/NVK24A-3-TPC |  | 500 kPa | 400 kPa
138993 | H740R+NVK24A-3-TPC | H740R+NVK24A-3-TPC | 26 | H740R | + | NVK24A-3-TPC | Actuator with emergency control function | 1 | Scenario 2 |  | PPK¦SelectPro¦VDI3805¦Internet_EU | PPK SelectPro VDI3805 Internet_EU | PPK SelectPro VDI3805 Internet_EU | H740R+NVK24A-3-TPC |  | 500 kPa | 400 kPa
138994 | H740R/NVK24A-3-TPC | H740R/NVK24A-3-TPC | 26 | H740R | / | NVK24A-3-TPC | Actuator with emergency control function | 1 | Scenario 2 |  | PPK¦SelectPro¦VDI3805¦Internet_EU | PPK SelectPro VDI3805 Internet_EU | PPK SelectPro VDI3805 Internet_EU | H740R/NVK24A-3-TPC |  | 500 kPa | 400 kPa
138999 | H750N+NVK24A-3-TPC | H750N+NVK24A-3-TPC | 26 | H750N | + | NVK24A-3-TPC | Actuator with emergency control function | 1 | Scenario 2 |  | PPK¦SelectPro¦VDI3805¦Internet_EU | PPK SelectPro VDI3805 Internet_EU | PPK SelectPro VDI3805 Internet_EU | H750N+NVK24A-3-TPC |  | 300 kPa | 300 kPa
139000 | H750N/NVK24A-3-TPC | H750N/NVK24A-3-TPC | 26 | H750N | / | NVK24A-3-TPC | Actuator with emergency control function | 1 | Scenario 2 |  | PPK¦SelectPro¦VDI3805¦Internet_EU | PPK SelectPro VDI3805 Internet_EU | PPK SelectPro VDI3805 Internet_EU | H750N/NVK24A-3-TPC |  | 300 kPa | 300 kPa
139005 | H750R+NVK24A-3-TPC | H750R+NVK24A-3-TPC | 26 | H750R | + | NVK24A-3-TPC | Actuator with emergency control function | 1 | Scenario 2 |  | PPK¦SelectPro¦VDI3805¦Internet_EU | PPK SelectPro VDI3805 Internet_EU | PPK SelectPro VDI3805 Internet_EU | H750R+NVK24A-3-TPC |  | 300 kPa | 300 kPa
139006 | H750R/NVK24A-3-TPC | H750R/NVK24A-3-TPC | 26 | H750R | / | NVK24A-3-TPC | Actuator with emergency control function | 1 | Scenario 2 |  | PPK¦SelectPro¦VDI3805¦Internet_EU | PPK SelectPro VDI3805 Internet_EU | PPK SelectPro VDI3805 Internet_EU | H750R/NVK24A-3-TPC |  | 300 kPa | 300 kPa
139011 | H764N+NVK24A-3-TPC | H764N+NVK24A-3-TPC | 26 | H764N | + | NVK24A-3-TPC | Actuator with emergency control function | 1 | Scenario 2 |  | PPK¦SelectPro¦VDI3805¦Internet_EU | PPK SelectPro VDI3805 Internet_EU | PPK SelectPro VDI3805 Internet_EU | H764N+NVK24A-3-TPC |  | 140 kPa | 140 kPa
139012 | H764N/NVK24A-3-TPC | H764N/NVK24A-3-TPC | 26 | H764N | / | NVK24A-3-TPC | Actuator with emergency control function | 1 | Scenario 2 |  | PPK¦SelectPro¦VDI3805¦Internet_EU | PPK SelectPro VDI3805 Internet_EU | PPK SelectPro VDI3805 Internet_EU | H764N/NVK24A-3-TPC |  | 140 kPa | 140 kPa
139017 | H764R+NVK24A-3-TPC | H764R+NVK24A-3-TPC | 26 | H764R | + | NVK24A-3-TPC | Actuator with emergency control function | 1 | Scenario 2 |  | PPK¦SelectPro¦VDI3805¦Internet_EU | PPK SelectPro VDI3805 Internet_EU | PPK SelectPro VDI3805 Internet_EU | H764R+NVK24A-3-TPC |  | 140 kPa | 140 kPa
139018 | H764R/NVK24A-3-TPC | H764R/NVK24A-3-TPC | 26 | H764R | / | NVK24A-3-TPC | Actuator with emergency control function | 1 | Scenario 2 |  | PPK¦SelectPro¦VDI3805¦Internet_EU | PPK SelectPro VDI3805 Internet_EU | PPK SelectPro VDI3805 Internet_EU | H764R/NVK24A-3-TPC |  | 140 kPa | 140 kPa
139023 | H779N+NVK24A-3-TPC | H779N+NVK24A-3-TPC | 26 | H779N | + | NVK24A-3-TPC | Actuator with emergency control function | 1 | Scenario 2 |  | PPK¦SelectPro¦VDI3805¦Internet_EU | PPK SelectPro VDI3805 Internet_EU | PPK SelectPro VDI3805 Internet_EU | H779N+NVK24A-3-TPC |  | 80 kPa | 80 kPa
139024 | H779N/NVK24A-3-TPC | H779N/NVK24A-3-TPC | 26 | H779N | / | NVK24A-3-TPC | Actuator with emergency control function | 1 | Scenario 2 |  | PPK¦SelectPro¦VDI3805¦Internet_EU | PPK SelectPro VDI3805 Internet_EU | PPK SelectPro VDI3805 Internet_EU | H779N/NVK24A-3-TPC |  | 80 kPa | 80 kPa
139029 | H779R+NVK24A-3-TPC | H779R+NVK24A-3-TPC | 26 | H779R | + | NVK24A-3-TPC | Actuator with emergency control function | 1 | Scenario 2 |  | PPK¦SelectPro¦VDI3805¦Internet_EU | PPK SelectPro VDI3805 Internet_EU | PPK SelectPro VDI3805 Internet_EU | H779R+NVK24A-3-TPC |  | 80 kPa | 80 kPa
139030 | H779R/NVK24A-3-TPC | H779R/NVK24A-3-TPC | 26 | H779R | / | NVK24A-3-TPC | Actuator with emergency control function | 1 | Scenario 2 |  | PPK¦SelectPro¦VDI3805¦Internet_EU | PPK SelectPro VDI3805 Internet_EU | PPK SelectPro VDI3805 Internet_EU | H779R/NVK24A-3-TPC |  | 80 kPa | 80 kPa
139805 | H620R+NV230A-TPC | H620R+NV230A-TPC | 26 | H620R | + | NV230A-TPC | Standard actuator | 0 | Scenario 2 |  | PPK¦SelectPro¦VDI3805¦Internet_EU | PPK SelectPro VDI3805 Internet_EU | PPK SelectPro VDI3805 Internet_EU | H620R+NV230A-TPC |  | 600 kPa | 400 kPa
139806 | H620R/NV230A-TPC | H620R/NV230A-TPC | 26 | H620R | / | NV230A-TPC | Standard actuator | 0 | Scenario 2 |  | PPK¦SelectPro¦VDI3805¦Internet_EU | PPK SelectPro VDI3805 Internet_EU | PPK SelectPro VDI3805 Internet_EU | H620R/NV230A-TPC |  | 600 kPa | 400 kPa
139817 | H620S+NV230A-TPC | H620S+NV230A-TPC | 26 | H620S | + | NV230A-TPC | Standard actuator | 1 | Scenario 2 |  | PPK¦SelectPro¦VDI3805¦Internet_EU | PPK SelectPro VDI3805 Internet_EU | PPK SelectPro VDI3805 Internet_EU | H620S+NV230A-TPC |  | 1600 kPa | 1000 kPa
139818 | H620S/NV230A-TPC | H620S/NV230A-TPC | 26 | H620S | / | NV230A-TPC | Standard actuator | 1 | Scenario 2 |  | PPK¦SelectPro¦VDI3805¦Internet_EU | PPK SelectPro VDI3805 Internet_EU | PPK SelectPro VDI3805 Internet_EU | H620S/NV230A-TPC |  | 1600 kPa | 1000 kPa
139829 | H624S+NV230A-TPC | H624S+NV230A-TPC | 26 | H624S | + | NV230A-TPC | Standard actuator | 1 | Scenario 2 |  | PPK¦SelectPro¦VDI3805¦Internet_EU | PPK SelectPro VDI3805 Internet_EU | PPK SelectPro VDI3805 Internet_EU | H624S+NV230A-TPC |  | 1300 kPa | 1000 kPa
139830 | H624S/NV230A-TPC | H624S/NV230A-TPC | 26 | H624S | / | NV230A-TPC | Standard actuator | 1 | Scenario 2 |  | PPK¦SelectPro¦VDI3805¦Internet_EU | PPK SelectPro VDI3805 Internet_EU | PPK SelectPro VDI3805 Internet_EU | H624S/NV230A-TPC |  | 1300 kPa | 1000 kPa
139841 | H625N+NV230A-TPC | H625N+NV230A-TPC | 26 | H625N | + | NV230A-TPC | Standard actuator | 0 | Scenario 2 |  | PPK¦SelectPro¦VDI3805¦Internet_EU | PPK SelectPro VDI3805 Internet_EU | PPK SelectPro VDI3805 Internet_EU | H625N+NV230A-TPC |  | 1300 kPa | 400 kPa
139842 | H625N/NV230A-TPC | H625N/NV230A-TPC | 26 | H625N | / | NV230A-TPC | Standard actuator | 0 | Scenario 2 |  | PPK¦SelectPro¦VDI3805¦Internet_EU | PPK SelectPro VDI3805 Internet_EU | PPK SelectPro VDI3805 Internet_EU | H625N/NV230A-TPC |  | 1300 kPa | 400 kPa
139853 | H625R+NV230A-TPC | H625R+NV230A-TPC | 26 | H625R | + | NV230A-TPC | Standard actuator | 0 | Scenario 2 |  | PPK¦SelectPro¦VDI3805¦Internet_EU | PPK SelectPro VDI3805 Internet_EU | PPK SelectPro VDI3805 Internet_EU | H625R+NV230A-TPC |  | 600 kPa | 400 kPa
139854 | H625R/NV230A-TPC | H625R/NV230A-TPC | 26 | H625R | / | NV230A-TPC | Standard actuator | 0 | Scenario 2 |  | PPK¦SelectPro¦VDI3805¦Internet_EU | PPK SelectPro VDI3805 Internet_EU | PPK SelectPro VDI3805 Internet_EU | H625R/NV230A-TPC |  | 600 kPa | 400 kPa
139865 | H625S+NV230A-TPC | H625S+NV230A-TPC | 26 | H625S | + | NV230A-TPC | Standard actuator | 1 | Scenario 2 |  | PPK¦SelectPro¦VDI3805¦Internet_EU | PPK SelectPro VDI3805 Internet_EU | PPK SelectPro VDI3805 Internet_EU | H625S+NV230A-TPC |  | 1300 kPa | 1000 kPa
139866 | H625S/NV230A-TPC | H625S/NV230A-TPC | 26 | H625S | / | NV230A-TPC | Standard actuator | 1 | Scenario 2 |  | PPK¦SelectPro¦VDI3805¦Internet_EU | PPK SelectPro VDI3805 Internet_EU | PPK SelectPro VDI3805 Internet_EU | H625S/NV230A-TPC |  | 1300 kPa | 1000 kPa
139877 | H632N+NV230A-TPC | H632N+NV230A-TPC | 26 | H632N | + | NV230A-TPC | Standard actuator | 1 | Scenario 2 |  | PPK¦SelectPro¦VDI3805¦Internet_EU | PPK SelectPro VDI3805 Internet_EU | PPK SelectPro VDI3805 Internet_EU | H632N+NV230A-TPC |  | 1000 kPa | 400 kPa
139878 | H632N/NV230A-TPC | H632N/NV230A-TPC | 26 | H632N | / | NV230A-TPC | Standard actuator | 1 | Scenario 2 |  | PPK¦SelectPro¦VDI3805¦Internet_EU | PPK SelectPro VDI3805 Internet_EU | PPK SelectPro VDI3805 Internet_EU | H632N/NV230A-TPC |  | 1000 kPa | 400 kPa
139889 | H632R+NV230A-TPC | H632R+NV230A-TPC | 26 | H632R | + | NV230A-TPC | Standard actuator | 1 | Scenario 2 |  | PPK¦SelectPro¦VDI3805¦Internet_EU | PPK SelectPro VDI3805 Internet_EU | PPK SelectPro VDI3805 Internet_EU | H632R+NV230A-TPC |  | 600 kPa | 400 kPa
139890 | H632R/NV230A-TPC | H632R/NV230A-TPC | 26 | H632R | / | NV230A-TPC | Standard actuator | 1 | Scenario 2 |  | PPK¦SelectPro¦VDI3805¦Internet_EU | PPK SelectPro VDI3805 Internet_EU | PPK SelectPro VDI3805 Internet_EU | H632R/NV230A-TPC |  | 600 kPa | 400 kPa
139901 | H632S+NV230A-TPC | H632S+NV230A-TPC | 26 | H632S | + | NV230A-TPC | Standard actuator | 0 | Scenario 2 |  | PPK¦SelectPro¦VDI3805¦Internet_EU | PPK SelectPro VDI3805 Internet_EU | PPK SelectPro VDI3805 Internet_EU | H632S+NV230A-TPC |  | 950 kPa | 950 kPa
139902 | H632S/NV230A-TPC | H632S/NV230A-TPC | 26 | H632S | / | NV230A-TPC | Standard actuator | 0 | Scenario 2 |  | PPK¦SelectPro¦VDI3805¦Internet_EU | PPK SelectPro VDI3805 Internet_EU | PPK SelectPro VDI3805 Internet_EU | H632S/NV230A-TPC |  | 950 kPa | 950 kPa
139913 | H640N+NV230A-TPC | H640N+NV230A-TPC | 26 | H640N | + | NV230A-TPC | Standard actuator | 1 | Scenario 2 |  | PPK¦SelectPro¦VDI3805¦Internet_EU | PPK SelectPro VDI3805 Internet_EU | PPK SelectPro VDI3805 Internet_EU | H640N+NV230A-TPC |  | 500 kPa | 400 kPa
139914 | H640N/NV230A-TPC | H640N/NV230A-TPC | 26 | H640N | / | NV230A-TPC | Standard actuator | 1 | Scenario 2 |  | PPK¦SelectPro¦VDI3805¦Internet_EU | PPK SelectPro VDI3805 Internet_EU | PPK SelectPro VDI3805 Internet_EU | H640N/NV230A-TPC |  | 500 kPa | 400 kPa
139925 | H640R+NV230A-TPC | H640R+NV230A-TPC | 26 | H640R | + | NV230A-TPC | Standard actuator | 1 | Scenario 2 |  | PPK¦SelectPro¦VDI3805¦Internet_EU | PPK SelectPro VDI3805 Internet_EU | PPK SelectPro VDI3805 Internet_EU | H640R+NV230A-TPC |  | 500 kPa | 400 kPa
139926 | H640R/NV230A-TPC | H640R/NV230A-TPC | 26 | H640R | / | NV230A-TPC | Standard actuator | 1 | Scenario 2 |  | PPK¦SelectPro¦VDI3805¦Internet_EU | PPK SelectPro VDI3805 Internet_EU | PPK SelectPro VDI3805 Internet_EU | H640R/NV230A-TPC |  | 500 kPa | 400 kPa
139937 | H640S+NV230A-TPC | H640S+NV230A-TPC | 26 | H640S | + | NV230A-TPC | Standard actuator | 0 | Scenario 2 |  | PPK¦SelectPro¦VDI3805¦Internet_EU | PPK SelectPro VDI3805 Internet_EU | PPK SelectPro VDI3805 Internet_EU | H640S+NV230A-TPC |  | 500 kPa | 500 kPa
139938 | H640S/NV230A-TPC | H640S/NV230A-TPC | 26 | H640S | / | NV230A-TPC | Standard actuator | 0 | Scenario 2 |  | PPK¦SelectPro¦VDI3805¦Internet_EU | PPK SelectPro VDI3805 Internet_EU | PPK SelectPro VDI3805 Internet_EU | H640S/NV230A-TPC |  | 500 kPa | 500 kPa
139949 | H640SP+NV230A-TPC | H640SP+NV230A-TPC | 26 | H640SP | + | NV230A-TPC | Standard actuator | 1 | Scenario 2 |  | PPK¦SelectPro¦VDI3805¦Internet_EU | PPK SelectPro VDI3805 Internet_EU | PPK SelectPro VDI3805 Internet_EU | H640SP+NV230A-TPC |  | 1600 kPa | 1000 kPa
139950 | H640SP/NV230A-TPC | H640SP/NV230A-TPC | 26 | H640SP | / | NV230A-TPC | Standard actuator | 1 | Scenario 2 |  | PPK¦SelectPro¦VDI3805¦Internet_EU | PPK SelectPro VDI3805 Internet_EU | PPK SelectPro VDI3805 Internet_EU | H640SP/NV230A-TPC |  | 1600 kPa | 1000 kPa
139961 | H650N+NV230A-TPC | H650N+NV230A-TPC | 26 | H650N | + | NV230A-TPC | Standard actuator | 0 | Scenario 2 |  | PPK¦SelectPro¦VDI3805¦Internet_EU | PPK SelectPro VDI3805 Internet_EU | PPK SelectPro VDI3805 Internet_EU | H650N+NV230A-TPC |  | 300 kPa | 300 kPa
139962 | H650N/NV230A-TPC | H650N/NV230A-TPC | 26 | H650N | / | NV230A-TPC | Standard actuator | 0 | Scenario 2 |  | PPK¦SelectPro¦VDI3805¦Internet_EU | PPK SelectPro VDI3805 Internet_EU | PPK SelectPro VDI3805 Internet_EU | H650N/NV230A-TPC |  | 300 kPa | 300 kPa
139973 | H650R+NV230A-TPC | H650R+NV230A-TPC | 26 | H650R | + | NV230A-TPC | Standard actuator | 0 | Scenario 2 |  | PPK¦SelectPro¦VDI3805¦Internet_EU | PPK SelectPro VDI3805 Internet_EU | PPK SelectPro VDI3805 Internet_EU | H650R+NV230A-TPC |  | 300 kPa | 300 kPa
139974 | H650R/NV230A-TPC | H650R/NV230A-TPC | 26 | H650R | / | NV230A-TPC | Standard actuator | 0 | Scenario 2 |  | PPK¦SelectPro¦VDI3805¦Internet_EU | PPK SelectPro VDI3805 Internet_EU | PPK SelectPro VDI3805 Internet_EU | H650R/NV230A-TPC |  | 300 kPa | 300 kPa
139985 | H650S+NV230A-TPC | H650S+NV230A-TPC | 26 | H650S | + | NV230A-TPC | Standard actuator | 0 | Scenario 2 |  | PPK¦SelectPro¦VDI3805¦Internet_EU | PPK SelectPro VDI3805 Internet_EU | PPK SelectPro VDI3805 Internet_EU | H650S+NV230A-TPC |  | 300 kPa | 300 kPa
139986 | H650S/NV230A-TPC | H650S/NV230A-TPC | 26 | H650S | / | NV230A-TPC | Standard actuator | 0 | Scenario 2 |  | PPK¦SelectPro¦VDI3805¦Internet_EU | PPK SelectPro VDI3805 Internet_EU | PPK SelectPro VDI3805 Internet_EU | H650S/NV230A-TPC |  | 300 kPa | 300 kPa
139997 | H650SP+NV230A-TPC | H650SP+NV230A-TPC | 26 | H650SP | + | NV230A-TPC | Standard actuator | 1 | Scenario 2 |  | PPK¦SelectPro¦VDI3805¦Internet_EU | PPK SelectPro VDI3805 Internet_EU | PPK SelectPro VDI3805 Internet_EU | H650SP+NV230A-TPC |  | 1600 kPa | 1000 kPa
139998 | H650SP/NV230A-TPC | H650SP/NV230A-TPC | 26 | H650SP | / | NV230A-TPC | Standard actuator | 1 | Scenario 2 |  | PPK¦SelectPro¦VDI3805¦Internet_EU | PPK SelectPro VDI3805 Internet_EU | PPK SelectPro VDI3805 Internet_EU | H650SP/NV230A-TPC |  | 1600 kPa | 1000 kPa
140009 | H664N+NV230A-TPC | H664N+NV230A-TPC | 26 | H664N | + | NV230A-TPC | Standard actuator | 0 | Scenario 2 |  | PPK¦SelectPro¦VDI3805¦Internet_EU | PPK SelectPro VDI3805 Internet_EU | PPK SelectPro VDI3805 Internet_EU | H664N+NV230A-TPC |  | 140 kPa | 140 kPa
140010 | H664N/NV230A-TPC | H664N/NV230A-TPC | 26 | H664N | / | NV230A-TPC | Standard actuator | 0 | Scenario 2 |  | PPK¦SelectPro¦VDI3805¦Internet_EU | PPK SelectPro VDI3805 Internet_EU | PPK SelectPro VDI3805 Internet_EU | H664N/NV230A-TPC |  | 140 kPa | 140 kPa
140021 | H664R+NV230A-TPC | H664R+NV230A-TPC | 26 | H664R | + | NV230A-TPC | Standard actuator | 0 | Scenario 2 |  | PPK¦SelectPro¦VDI3805¦Internet_EU | PPK SelectPro VDI3805 Internet_EU | PPK SelectPro VDI3805 Internet_EU | H664R+NV230A-TPC |  | 140 kPa | 140 kPa
140022 | H664R/NV230A-TPC | H664R/NV230A-TPC | 26 | H664R | / | NV230A-TPC | Standard actuator | 0 | Scenario 2 |  | PPK¦SelectPro¦VDI3805¦Internet_EU | PPK SelectPro VDI3805 Internet_EU | PPK SelectPro VDI3805 Internet_EU | H664R/NV230A-TPC |  | 140 kPa | 140 kPa
140033 | H664S+NV230A-TPC | H664S+NV230A-TPC | 26 | H664S | + | NV230A-TPC | Standard actuator | 0 | Scenario 2 |  | PPK¦SelectPro¦VDI3805¦Internet_EU | PPK SelectPro VDI3805 Internet_EU | PPK SelectPro VDI3805 Internet_EU | H664S+NV230A-TPC |  | 130 kPa | 130 kPa
140034 | H664S/NV230A-TPC | H664S/NV230A-TPC | 26 | H664S | / | NV230A-TPC | Standard actuator | 0 | Scenario 2 |  | PPK¦SelectPro¦VDI3805¦Internet_EU | PPK SelectPro VDI3805 Internet_EU | PPK SelectPro VDI3805 Internet_EU | H664S/NV230A-TPC |  | 130 kPa | 130 kPa
140045 | H664SP+NV230A-TPC | H664SP+NV230A-TPC | 26 | H664SP | + | NV230A-TPC | Standard actuator | 1 | Scenario 2 |  | PPK¦SelectPro¦VDI3805¦Internet_EU | PPK SelectPro VDI3805 Internet_EU | PPK SelectPro VDI3805 Internet_EU | H664SP+NV230A-TPC |  | 1600 kPa | 1000 kPa
140046 | H664SP/NV230A-TPC | H664SP/NV230A-TPC | 26 | H664SP | / | NV230A-TPC | Standard actuator | 1 | Scenario 2 |  | PPK¦SelectPro¦VDI3805¦Internet_EU | PPK SelectPro VDI3805 Internet_EU | PPK SelectPro VDI3805 Internet_EU | H664SP/NV230A-TPC |  | 1600 kPa | 1000 kPa
140057 | H679N+NV230A-TPC | H679N+NV230A-TPC | 26 | H679N | + | NV230A-TPC | Standard actuator | 0 | Scenario 2 |  | PPK¦SelectPro¦VDI3805¦Internet_EU | PPK SelectPro VDI3805 Internet_EU | PPK SelectPro VDI3805 Internet_EU | H679N+NV230A-TPC |  | 80 kPa | 80 kPa
140058 | H679N/NV230A-TPC | H679N/NV230A-TPC | 26 | H679N | / | NV230A-TPC | Standard actuator | 0 | Scenario 2 |  | PPK¦SelectPro¦VDI3805¦Internet_EU | PPK SelectPro VDI3805 Internet_EU | PPK SelectPro VDI3805 Internet_EU | H679N/NV230A-TPC |  | 80 kPa | 80 kPa
140069 | H679R+NV230A-TPC | H679R+NV230A-TPC | 26 | H679R | + | NV230A-TPC | Standard actuator | 0 | Scenario 2 |  | PPK¦SelectPro¦VDI3805¦Internet_EU | PPK SelectPro VDI3805 Internet_EU | PPK SelectPro VDI3805 Internet_EU | H679R+NV230A-TPC |  | 80 kPa | 80 kPa
140070 | H679R/NV230A-TPC | H679R/NV230A-TPC | 26 | H679R | / | NV230A-TPC | Standard actuator | 0 | Scenario 2 |  | PPK¦SelectPro¦VDI3805¦Internet_EU | PPK SelectPro VDI3805 Internet_EU | PPK SelectPro VDI3805 Internet_EU | H679R/NV230A-TPC |  | 80 kPa | 80 kPa
140313 | H411B+SV230A-TPC | H411B+SV230A-TPC | 26 | H411B | + | SV230A-TPC | Standard actuator | 0 | Scenario 2 |  | PPK¦SelectPro¦VDI3805¦Internet_EU | PPK SelectPro VDI3805 Internet_EU | PPK SelectPro VDI3805 Internet_EU | H411B+SV230A-TPC |  | 1600 kPa | 400 kPa
140314 | H411B/SV230A-TPC | H411B/SV230A-TPC | 26 | H411B | / | SV230A-TPC | Standard actuator | 0 | Scenario 2 |  | PPK¦SelectPro¦VDI3805¦Internet_EU | PPK SelectPro VDI3805 Internet_EU | PPK SelectPro VDI3805 Internet_EU | H411B/SV230A-TPC |  | 1600 kPa | 400 kPa
140315 | H411B+SV24A-TPC | H411B+SV24A-TPC | 26 | H411B | + | SV24A-TPC | Standard actuator | 0 | Scenario 2 |  | PPK¦SelectPro¦VDI3805¦Internet_EU | PPK SelectPro VDI3805 Internet_EU | PPK SelectPro VDI3805 Internet_EU | H411B+SV24A-TPC |  | 1600 kPa | 400 kPa
140316 | H411B/SV24A-TPC | H411B/SV24A-TPC | 26 | H411B | / | SV24A-TPC | Standard actuator | 0 | Scenario 2 |  | PPK¦SelectPro¦VDI3805¦Internet_EU | PPK SelectPro VDI3805 Internet_EU | PPK SelectPro VDI3805 Internet_EU | H411B/SV24A-TPC |  | 1600 kPa | 400 kPa
140317 | H412B+SV230A-TPC | H412B+SV230A-TPC | 26 | H412B | + | SV230A-TPC | Standard actuator | 0 | Scenario 2 |  | PPK¦SelectPro¦VDI3805¦Internet_EU | PPK SelectPro VDI3805 Internet_EU | PPK SelectPro VDI3805 Internet_EU | H412B+SV230A-TPC |  | 1600 kPa | 400 kPa
140318 | H412B/SV230A-TPC | H412B/SV230A-TPC | 26 | H412B | / | SV230A-TPC | Standard actuator | 0 | Scenario 2 |  | PPK¦SelectPro¦VDI3805¦Internet_EU | PPK SelectPro VDI3805 Internet_EU | PPK SelectPro VDI3805 Internet_EU | H412B/SV230A-TPC |  | 1600 kPa | 400 kPa
140319 | H412B+SV24A-TPC | H412B+SV24A-TPC | 26 | H412B | + | SV24A-TPC | Standard actuator | 0 | Scenario 2 |  | PPK¦SelectPro¦VDI3805¦Internet_EU | PPK SelectPro VDI3805 Internet_EU | PPK SelectPro VDI3805 Internet_EU | H412B+SV24A-TPC |  | 1600 kPa | 400 kPa
140320 | H412B/SV24A-TPC | H412B/SV24A-TPC | 26 | H412B | / | SV24A-TPC | Standard actuator | 0 | Scenario 2 |  | PPK¦SelectPro¦VDI3805¦Internet_EU | PPK SelectPro VDI3805 Internet_EU | PPK SelectPro VDI3805 Internet_EU | H412B/SV24A-TPC |  | 1600 kPa | 400 kPa
140321 | H413B+SV230A-TPC | H413B+SV230A-TPC | 26 | H413B | + | SV230A-TPC | Standard actuator | 0 | Scenario 2 |  | PPK¦SelectPro¦VDI3805¦Internet_EU | PPK SelectPro VDI3805 Internet_EU | PPK SelectPro VDI3805 Internet_EU | H413B+SV230A-TPC |  | 1600 kPa | 400 kPa
140322 | H413B/SV230A-TPC | H413B/SV230A-TPC | 26 | H413B | / | SV230A-TPC | Standard actuator | 0 | Scenario 2 |  | PPK¦SelectPro¦VDI3805¦Internet_EU | PPK SelectPro VDI3805 Internet_EU | PPK SelectPro VDI3805 Internet_EU | H413B/SV230A-TPC |  | 1600 kPa | 400 kPa
140323 | H413B+SV24A-TPC | H413B+SV24A-TPC | 26 | H413B | + | SV24A-TPC | Standard actuator | 0 | Scenario 2 |  | PPK¦SelectPro¦VDI3805¦Internet_EU | PPK SelectPro VDI3805 Internet_EU | PPK SelectPro VDI3805 Internet_EU | H413B+SV24A-TPC |  | 1600 kPa | 400 kPa
140324 | H413B/SV24A-TPC | H413B/SV24A-TPC | 26 | H413B | / | SV24A-TPC | Standard actuator | 0 | Scenario 2 |  | PPK¦SelectPro¦VDI3805¦Internet_EU | PPK SelectPro VDI3805 Internet_EU | PPK SelectPro VDI3805 Internet_EU | H413B/SV24A-TPC |  | 1600 kPa | 400 kPa
140325 | H414B+SV230A-TPC | H414B+SV230A-TPC | 26 | H414B | + | SV230A-TPC | Standard actuator | 0 | Scenario 2 |  | PPK¦SelectPro¦VDI3805¦Internet_EU | PPK SelectPro VDI3805 Internet_EU | PPK SelectPro VDI3805 Internet_EU | H414B+SV230A-TPC |  | 1600 kPa | 400 kPa
140326 | H414B/SV230A-TPC | H414B/SV230A-TPC | 26 | H414B | / | SV230A-TPC | Standard actuator | 0 | Scenario 2 |  | PPK¦SelectPro¦VDI3805¦Internet_EU | PPK SelectPro VDI3805 Internet_EU | PPK SelectPro VDI3805 Internet_EU | H414B/SV230A-TPC |  | 1600 kPa | 400 kPa
140327 | H414B+SV24A-TPC | H414B+SV24A-TPC | 26 | H414B | + | SV24A-TPC | Standard actuator | 0 | Scenario 2 |  | PPK¦SelectPro¦VDI3805¦Internet_EU | PPK SelectPro VDI3805 Internet_EU | PPK SelectPro VDI3805 Internet_EU | H414B+SV24A-TPC |  | 1600 kPa | 400 kPa
140328 | H414B/SV24A-TPC | H414B/SV24A-TPC | 26 | H414B | / | SV24A-TPC | Standard actuator | 0 | Scenario 2 |  | PPK¦SelectPro¦VDI3805¦Internet_EU | PPK SelectPro VDI3805 Internet_EU | PPK SelectPro VDI3805 Internet_EU | H414B/SV24A-TPC |  | 1600 kPa | 400 kPa
140329 | H415B+SV230A-TPC | H415B+SV230A-TPC | 26 | H415B | + | SV230A-TPC | Standard actuator | 0 | Scenario 2 |  | PPK¦SelectPro¦VDI3805¦Internet_EU | PPK SelectPro VDI3805 Internet_EU | PPK SelectPro VDI3805 Internet_EU | H415B+SV230A-TPC |  | 1600 kPa | 400 kPa
140330 | H415B/SV230A-TPC | H415B/SV230A-TPC | 26 | H415B | / | SV230A-TPC | Standard actuator | 0 | Scenario 2 |  | PPK¦SelectPro¦VDI3805¦Internet_EU | PPK SelectPro VDI3805 Internet_EU | PPK SelectPro VDI3805 Internet_EU | H415B/SV230A-TPC |  | 1600 kPa | 400 kPa
140331 | H415B+SV24A-TPC | H415B+SV24A-TPC | 26 | H415B | + | SV24A-TPC | Standard actuator | 0 | Scenario 2 |  | PPK¦SelectPro¦VDI3805¦Internet_EU | PPK SelectPro VDI3805 Internet_EU | PPK SelectPro VDI3805 Internet_EU | H415B+SV24A-TPC |  | 1600 kPa | 400 kPa
140332 | H415B/SV24A-TPC | H415B/SV24A-TPC | 26 | H415B | / | SV24A-TPC | Standard actuator | 0 | Scenario 2 |  | PPK¦SelectPro¦VDI3805¦Internet_EU | PPK SelectPro VDI3805 Internet_EU | PPK SelectPro VDI3805 Internet_EU | H415B/SV24A-TPC |  | 1600 kPa | 400 kPa
140333 | H420B+SV230A-TPC | H420B+SV230A-TPC | 26 | H420B | + | SV230A-TPC | Standard actuator | 0 | Scenario 2 |  | PPK¦SelectPro¦VDI3805¦Internet_EU | PPK SelectPro VDI3805 Internet_EU | PPK SelectPro VDI3805 Internet_EU | H420B+SV230A-TPC |  | 1600 kPa | 400 kPa
140334 | H420B/SV230A-TPC | H420B/SV230A-TPC | 26 | H420B | / | SV230A-TPC | Standard actuator | 0 | Scenario 2 |  | PPK¦SelectPro¦VDI3805¦Internet_EU | PPK SelectPro VDI3805 Internet_EU | PPK SelectPro VDI3805 Internet_EU | H420B/SV230A-TPC |  | 1600 kPa | 400 kPa
140335 | H420B+SV24A-TPC | H420B+SV24A-TPC | 26 | H420B | + | SV24A-TPC | Standard actuator | 0 | Scenario 2 |  | PPK¦SelectPro¦VDI3805¦Internet_EU | PPK SelectPro VDI3805 Internet_EU | PPK SelectPro VDI3805 Internet_EU | H420B+SV24A-TPC |  | 1600 kPa | 400 kPa
140336 | H420B/SV24A-TPC | H420B/SV24A-TPC | 26 | H420B | / | SV24A-TPC | Standard actuator | 0 | Scenario 2 |  | PPK¦SelectPro¦VDI3805¦Internet_EU | PPK SelectPro VDI3805 Internet_EU | PPK SelectPro VDI3805 Internet_EU | H420B/SV24A-TPC |  | 1600 kPa | 400 kPa
140338 | H425B+SV230A-TPC | H425B+SV230A-TPC | 26 | H425B | + | SV230A-TPC | Standard actuator | 0 | Scenario 2 |  | PPK¦SelectPro¦VDI3805¦Internet_EU | PPK SelectPro VDI3805 Internet_EU | PPK SelectPro VDI3805 Internet_EU | H425B+SV230A-TPC |  | 1600 kPa | 400 kPa
140339 | H425B/SV230A-TPC | H425B/SV230A-TPC | 26 | H425B | / | SV230A-TPC | Standard actuator | 0 | Scenario 2 |  | PPK¦SelectPro¦VDI3805¦Internet_EU | PPK SelectPro VDI3805 Internet_EU | PPK SelectPro VDI3805 Internet_EU | H425B/SV230A-TPC |  | 1600 kPa | 400 kPa
140340 | H425B+SV24A-TPC | H425B+SV24A-TPC | 26 | H425B | + | SV24A-TPC | Standard actuator | 0 | Scenario 2 |  | PPK¦SelectPro¦VDI3805¦Internet_EU | PPK SelectPro VDI3805 Internet_EU | PPK SelectPro VDI3805 Internet_EU | H425B+SV24A-TPC |  | 1600 kPa | 400 kPa
140341 | H425B/SV24A-TPC | H425B/SV24A-TPC | 26 | H425B | / | SV24A-TPC | Standard actuator | 0 | Scenario 2 |  | PPK¦SelectPro¦VDI3805¦Internet_EU | PPK SelectPro VDI3805 Internet_EU | PPK SelectPro VDI3805 Internet_EU | H425B/SV24A-TPC |  | 1600 kPa | 400 kPa
140342 | H432B+SV230A-TPC | H432B+SV230A-TPC | 26 | H432B | + | SV230A-TPC | Standard actuator | 0 | Scenario 2 |  | PPK¦SelectPro¦VDI3805¦Internet_EU | PPK SelectPro VDI3805 Internet_EU | PPK SelectPro VDI3805 Internet_EU | H432B+SV230A-TPC |  | 1600 kPa | 400 kPa
140343 | H432B/SV230A-TPC | H432B/SV230A-TPC | 26 | H432B | / | SV230A-TPC | Standard actuator | 0 | Scenario 2 |  | PPK¦SelectPro¦VDI3805¦Internet_EU | PPK SelectPro VDI3805 Internet_EU | PPK SelectPro VDI3805 Internet_EU | H432B/SV230A-TPC |  | 1600 kPa | 400 kPa
140344 | H432B+SV24A-TPC | H432B+SV24A-TPC | 26 | H432B | + | SV24A-TPC | Standard actuator | 0 | Scenario 2 |  | PPK¦SelectPro¦VDI3805¦Internet_EU | PPK SelectPro VDI3805 Internet_EU | PPK SelectPro VDI3805 Internet_EU | H432B+SV24A-TPC |  | 1600 kPa | 400 kPa
140345 | H432B/SV24A-TPC | H432B/SV24A-TPC | 26 | H432B | / | SV24A-TPC | Standard actuator | 0 | Scenario 2 |  | PPK¦SelectPro¦VDI3805¦Internet_EU | PPK SelectPro VDI3805 Internet_EU | PPK SelectPro VDI3805 Internet_EU | H432B/SV24A-TPC |  | 1600 kPa | 400 kPa
140346 | H440B+SV230A-TPC | H440B+SV230A-TPC | 26 | H440B | + | SV230A-TPC | Standard actuator | 0 | Scenario 2 |  | PPK¦SelectPro¦VDI3805¦Internet_EU | PPK SelectPro VDI3805 Internet_EU | PPK SelectPro VDI3805 Internet_EU | H440B+SV230A-TPC |  | 900 kPa | 400 kPa
140347 | H440B/SV230A-TPC | H440B/SV230A-TPC | 26 | H440B | / | SV230A-TPC | Standard actuator | 0 | Scenario 2 |  | PPK¦SelectPro¦VDI3805¦Internet_EU | PPK SelectPro VDI3805 Internet_EU | PPK SelectPro VDI3805 Internet_EU | H440B/SV230A-TPC |  | 900 kPa | 400 kPa
140348 | H440B+SV24A-TPC | H440B+SV24A-TPC | 26 | H440B | + | SV24A-TPC | Standard actuator | 0 | Scenario 2 |  | PPK¦SelectPro¦VDI3805¦Internet_EU | PPK SelectPro VDI3805 Internet_EU | PPK SelectPro VDI3805 Internet_EU | H440B+SV24A-TPC |  | 900 kPa | 400 kPa
140349 | H440B/SV24A-TPC | H440B/SV24A-TPC | 26 | H440B | / | SV24A-TPC | Standard actuator | 0 | Scenario 2 |  | PPK¦SelectPro¦VDI3805¦Internet_EU | PPK SelectPro VDI3805 Internet_EU | PPK SelectPro VDI3805 Internet_EU | H440B/SV24A-TPC |  | 900 kPa | 400 kPa
140350 | H450B+SV230A-TPC | H450B+SV230A-TPC | 26 | H450B | + | SV230A-TPC | Standard actuator | 1 | Scenario 2 |  | PPK¦SelectPro¦VDI3805¦Internet_EU | PPK SelectPro VDI3805 Internet_EU | PPK SelectPro VDI3805 Internet_EU | H450B+SV230A-TPC |  | 550 kPa | 400 kPa
140351 | H450B/SV230A-TPC | H450B/SV230A-TPC | 26 | H450B | / | SV230A-TPC | Standard actuator | 1 | Scenario 2 |  | PPK¦SelectPro¦VDI3805¦Internet_EU | PPK SelectPro VDI3805 Internet_EU | PPK SelectPro VDI3805 Internet_EU | H450B/SV230A-TPC |  | 550 kPa | 400 kPa
140352 | H450B+SV24A-TPC | H450B+SV24A-TPC | 26 | H450B | + | SV24A-TPC | Standard actuator | 1 | Scenario 2 |  | PPK¦SelectPro¦VDI3805¦Internet_EU | PPK SelectPro VDI3805 Internet_EU | PPK SelectPro VDI3805 Internet_EU | H450B+SV24A-TPC |  | 550 kPa | 400 kPa
140353 | H450B/SV24A-TPC | H450B/SV24A-TPC | 26 | H450B | / | SV24A-TPC | Standard actuator | 1 | Scenario 2 |  | PPK¦SelectPro¦VDI3805¦Internet_EU | PPK SelectPro VDI3805 Internet_EU | PPK SelectPro VDI3805 Internet_EU | H450B/SV24A-TPC |  | 550 kPa | 400 kPa
140354 | H511B+SV230A-TPC | H511B+SV230A-TPC | 26 | H511B | + | SV230A-TPC | Standard actuator | 0 | Scenario 2 |  | PPK¦SelectPro¦VDI3805¦Internet_EU | PPK SelectPro VDI3805 Internet_EU | PPK SelectPro VDI3805 Internet_EU | H511B+SV230A-TPC |  | 1600 kPa | 400 kPa
140355 | H511B/SV230A-TPC | H511B/SV230A-TPC | 26 | H511B | / | SV230A-TPC | Standard actuator | 0 | Scenario 2 |  | PPK¦SelectPro¦VDI3805¦Internet_EU | PPK SelectPro VDI3805 Internet_EU | PPK SelectPro VDI3805 Internet_EU | H511B/SV230A-TPC |  | 1600 kPa | 400 kPa
140356 | H511B+SV24A-TPC | H511B+SV24A-TPC | 26 | H511B | + | SV24A-TPC | Standard actuator | 0 | Scenario 2 |  | PPK¦SelectPro¦VDI3805¦Internet_EU | PPK SelectPro VDI3805 Internet_EU | PPK SelectPro VDI3805 Internet_EU | H511B+SV24A-TPC |  | 1600 kPa | 400 kPa
140357 | H511B/SV24A-TPC | H511B/SV24A-TPC | 26 | H511B | / | SV24A-TPC | Standard actuator | 0 | Scenario 2 |  | PPK¦SelectPro¦VDI3805¦Internet_EU | PPK SelectPro VDI3805 Internet_EU | PPK SelectPro VDI3805 Internet_EU | H511B/SV24A-TPC |  | 1600 kPa | 400 kPa
140358 | H512B+SV230A-TPC | H512B+SV230A-TPC | 26 | H512B | + | SV230A-TPC | Standard actuator | 0 | Scenario 2 |  | PPK¦SelectPro¦VDI3805¦Internet_EU | PPK SelectPro VDI3805 Internet_EU | PPK SelectPro VDI3805 Internet_EU | H512B+SV230A-TPC |  | 1600 kPa | 400 kPa
140359 | H512B/SV230A-TPC | H512B/SV230A-TPC | 26 | H512B | / | SV230A-TPC | Standard actuator | 0 | Scenario 2 |  | PPK¦SelectPro¦VDI3805¦Internet_EU | PPK SelectPro VDI3805 Internet_EU | PPK SelectPro VDI3805 Internet_EU | H512B/SV230A-TPC |  | 1600 kPa | 400 kPa
140360 | H512B+SV24A-TPC | H512B+SV24A-TPC | 26 | H512B | + | SV24A-TPC | Standard actuator | 0 | Scenario 2 |  | PPK¦SelectPro¦VDI3805¦Internet_EU | PPK SelectPro VDI3805 Internet_EU | PPK SelectPro VDI3805 Internet_EU | H512B+SV24A-TPC |  | 1600 kPa | 400 kPa
140361 | H512B/SV24A-TPC | H512B/SV24A-TPC | 26 | H512B | / | SV24A-TPC | Standard actuator | 0 | Scenario 2 |  | PPK¦SelectPro¦VDI3805¦Internet_EU | PPK SelectPro VDI3805 Internet_EU | PPK SelectPro VDI3805 Internet_EU | H512B/SV24A-TPC |  | 1600 kPa | 400 kPa
140362 | H513B+SV230A-TPC | H513B+SV230A-TPC | 26 | H513B | + | SV230A-TPC | Standard actuator | 0 | Scenario 2 |  | PPK¦SelectPro¦VDI3805¦Internet_EU | PPK SelectPro VDI3805 Internet_EU | PPK SelectPro VDI3805 Internet_EU | H513B+SV230A-TPC |  | 1600 kPa | 400 kPa
140363 | H513B/SV230A-TPC | H513B/SV230A-TPC | 26 | H513B | / | SV230A-TPC | Standard actuator | 0 | Scenario 2 |  | PPK¦SelectPro¦VDI3805¦Internet_EU | PPK SelectPro VDI3805 Internet_EU | PPK SelectPro VDI3805 Internet_EU | H513B/SV230A-TPC |  | 1600 kPa | 400 kPa
140364 | H513B+SV24A-TPC | H513B+SV24A-TPC | 26 | H513B | + | SV24A-TPC | Standard actuator | 0 | Scenario 2 |  | PPK¦SelectPro¦VDI3805¦Internet_EU | PPK SelectPro VDI3805 Internet_EU | PPK SelectPro VDI3805 Internet_EU | H513B+SV24A-TPC |  | 1600 kPa | 400 kPa
140365 | H513B/SV24A-TPC | H513B/SV24A-TPC | 26 | H513B | / | SV24A-TPC | Standard actuator | 0 | Scenario 2 |  | PPK¦SelectPro¦VDI3805¦Internet_EU | PPK SelectPro VDI3805 Internet_EU | PPK SelectPro VDI3805 Internet_EU | H513B/SV24A-TPC |  | 1600 kPa | 400 kPa
140366 | H514B+SV230A-TPC | H514B+SV230A-TPC | 26 | H514B | + | SV230A-TPC | Standard actuator | 0 | Scenario 2 |  | PPK¦SelectPro¦VDI3805¦Internet_EU | PPK SelectPro VDI3805 Internet_EU | PPK SelectPro VDI3805 Internet_EU | H514B+SV230A-TPC |  | 1600 kPa | 400 kPa
140367 | H514B/SV230A-TPC | H514B/SV230A-TPC | 26 | H514B | / | SV230A-TPC | Standard actuator | 0 | Scenario 2 |  | PPK¦SelectPro¦VDI3805¦Internet_EU | PPK SelectPro VDI3805 Internet_EU | PPK SelectPro VDI3805 Internet_EU | H514B/SV230A-TPC |  | 1600 kPa | 400 kPa
140368 | H514B+SV24A-TPC | H514B+SV24A-TPC | 26 | H514B | + | SV24A-TPC | Standard actuator | 0 | Scenario 2 |  | PPK¦SelectPro¦VDI3805¦Internet_EU | PPK SelectPro VDI3805 Internet_EU | PPK SelectPro VDI3805 Internet_EU | H514B+SV24A-TPC |  | 1600 kPa | 400 kPa
140369 | H514B/SV24A-TPC | H514B/SV24A-TPC | 26 | H514B | / | SV24A-TPC | Standard actuator | 0 | Scenario 2 |  | PPK¦SelectPro¦VDI3805¦Internet_EU | PPK SelectPro VDI3805 Internet_EU | PPK SelectPro VDI3805 Internet_EU | H514B/SV24A-TPC |  | 1600 kPa | 400 kPa
140370 | H515B+SV230A-TPC | H515B+SV230A-TPC | 26 | H515B | + | SV230A-TPC | Standard actuator | 0 | Scenario 2 |  | PPK¦SelectPro¦VDI3805¦Internet_EU | PPK SelectPro VDI3805 Internet_EU | PPK SelectPro VDI3805 Internet_EU | H515B+SV230A-TPC |  | 1600 kPa | 400 kPa
140371 | H515B/SV230A-TPC | H515B/SV230A-TPC | 26 | H515B | / | SV230A-TPC | Standard actuator | 0 | Scenario 2 |  | PPK¦SelectPro¦VDI3805¦Internet_EU | PPK SelectPro VDI3805 Internet_EU | PPK SelectPro VDI3805 Internet_EU | H515B/SV230A-TPC |  | 1600 kPa | 400 kPa
140372 | H515B+SV24A-TPC | H515B+SV24A-TPC | 26 | H515B | + | SV24A-TPC | Standard actuator | 0 | Scenario 2 |  | PPK¦SelectPro¦VDI3805¦Internet_EU | PPK SelectPro VDI3805 Internet_EU | PPK SelectPro VDI3805 Internet_EU | H515B+SV24A-TPC |  | 1600 kPa | 400 kPa
140373 | H515B/SV24A-TPC | H515B/SV24A-TPC | 26 | H515B | / | SV24A-TPC | Standard actuator | 0 | Scenario 2 |  | PPK¦SelectPro¦VDI3805¦Internet_EU | PPK SelectPro VDI3805 Internet_EU | PPK SelectPro VDI3805 Internet_EU | H515B/SV24A-TPC |  | 1600 kPa | 400 kPa
140374 | H520B+SV230A-TPC | H520B+SV230A-TPC | 26 | H520B | + | SV230A-TPC | Standard actuator | 0 | Scenario 2 |  | PPK¦SelectPro¦VDI3805¦Internet_EU | PPK SelectPro VDI3805 Internet_EU | PPK SelectPro VDI3805 Internet_EU | H520B+SV230A-TPC |  | 1600 kPa | 400 kPa
140375 | H520B/SV230A-TPC | H520B/SV230A-TPC | 26 | H520B | / | SV230A-TPC | Standard actuator | 0 | Scenario 2 |  | PPK¦SelectPro¦VDI3805¦Internet_EU | PPK SelectPro VDI3805 Internet_EU | PPK SelectPro VDI3805 Internet_EU | H520B/SV230A-TPC |  | 1600 kPa | 400 kPa
140376 | H520B+SV24A-TPC | H520B+SV24A-TPC | 26 | H520B | + | SV24A-TPC | Standard actuator | 0 | Scenario 2 |  | PPK¦SelectPro¦VDI3805¦Internet_EU | PPK SelectPro VDI3805 Internet_EU | PPK SelectPro VDI3805 Internet_EU | H520B+SV24A-TPC |  | 1600 kPa | 400 kPa
140377 | H520B/SV24A-TPC | H520B/SV24A-TPC | 26 | H520B | / | SV24A-TPC | Standard actuator | 0 | Scenario 2 |  | PPK¦SelectPro¦VDI3805¦Internet_EU | PPK SelectPro VDI3805 Internet_EU | PPK SelectPro VDI3805 Internet_EU | H520B/SV24A-TPC |  | 1600 kPa | 400 kPa
140378 | H525B+SV230A-TPC | H525B+SV230A-TPC | 26 | H525B | + | SV230A-TPC | Standard actuator | 0 | Scenario 2 |  | PPK¦SelectPro¦VDI3805¦Internet_EU | PPK SelectPro VDI3805 Internet_EU | PPK SelectPro VDI3805 Internet_EU | H525B+SV230A-TPC |  | 1600 kPa | 400 kPa
140379 | H525B/SV230A-TPC | H525B/SV230A-TPC | 26 | H525B | / | SV230A-TPC | Standard actuator | 0 | Scenario 2 |  | PPK¦SelectPro¦VDI3805¦Internet_EU | PPK SelectPro VDI3805 Internet_EU | PPK SelectPro VDI3805 Internet_EU | H525B/SV230A-TPC |  | 1600 kPa | 400 kPa
140380 | H525B+SV24A-TPC | H525B+SV24A-TPC | 26 | H525B | + | SV24A-TPC | Standard actuator | 0 | Scenario 2 |  | PPK¦SelectPro¦VDI3805¦Internet_EU | PPK SelectPro VDI3805 Internet_EU | PPK SelectPro VDI3805 Internet_EU | H525B+SV24A-TPC |  | 1600 kPa | 400 kPa
140381 | H525B/SV24A-TPC | H525B/SV24A-TPC | 26 | H525B | / | SV24A-TPC | Standard actuator | 0 | Scenario 2 |  | PPK¦SelectPro¦VDI3805¦Internet_EU | PPK SelectPro VDI3805 Internet_EU | PPK SelectPro VDI3805 Internet_EU | H525B/SV24A-TPC |  | 1600 kPa | 400 kPa
140382 | H532B+SV230A-TPC | H532B+SV230A-TPC | 26 | H532B | + | SV230A-TPC | Standard actuator | 0 | Scenario 2 |  | PPK¦SelectPro¦VDI3805¦Internet_EU | PPK SelectPro VDI3805 Internet_EU | PPK SelectPro VDI3805 Internet_EU | H532B+SV230A-TPC |  | 1600 kPa | 400 kPa
140383 | H532B/SV230A-TPC | H532B/SV230A-TPC | 26 | H532B | / | SV230A-TPC | Standard actuator | 0 | Scenario 2 |  | PPK¦SelectPro¦VDI3805¦Internet_EU | PPK SelectPro VDI3805 Internet_EU | PPK SelectPro VDI3805 Internet_EU | H532B/SV230A-TPC |  | 1600 kPa | 400 kPa
140384 | H532B+SV24A-TPC | H532B+SV24A-TPC | 26 | H532B | + | SV24A-TPC | Standard actuator | 0 | Scenario 2 |  | PPK¦SelectPro¦VDI3805¦Internet_EU | PPK SelectPro VDI3805 Internet_EU | PPK SelectPro VDI3805 Internet_EU | H532B+SV24A-TPC |  | 1600 kPa | 400 kPa
140385 | H532B/SV24A-TPC | H532B/SV24A-TPC | 26 | H532B | / | SV24A-TPC | Standard actuator | 0 | Scenario 2 |  | PPK¦SelectPro¦VDI3805¦Internet_EU | PPK SelectPro VDI3805 Internet_EU | PPK SelectPro VDI3805 Internet_EU | H532B/SV24A-TPC |  | 1600 kPa | 400 kPa
140386 | H540B+SV230A-TPC | H540B+SV230A-TPC | 26 | H540B | + | SV230A-TPC | Standard actuator | 0 | Scenario 2 |  | PPK¦SelectPro¦VDI3805¦Internet_EU | PPK SelectPro VDI3805 Internet_EU | PPK SelectPro VDI3805 Internet_EU | H540B+SV230A-TPC |  | 900 kPa | 400 kPa
140387 | H540B/SV230A-TPC | H540B/SV230A-TPC | 26 | H540B | / | SV230A-TPC | Standard actuator | 0 | Scenario 2 |  | PPK¦SelectPro¦VDI3805¦Internet_EU | PPK SelectPro VDI3805 Internet_EU | PPK SelectPro VDI3805 Internet_EU | H540B/SV230A-TPC |  | 900 kPa | 400 kPa
140388 | H540B+SV24A-TPC | H540B+SV24A-TPC | 26 | H540B | + | SV24A-TPC | Standard actuator | 0 | Scenario 2 |  | PPK¦SelectPro¦VDI3805¦Internet_EU | PPK SelectPro VDI3805 Internet_EU | PPK SelectPro VDI3805 Internet_EU | H540B+SV24A-TPC |  | 900 kPa | 400 kPa
140389 | H540B/SV24A-TPC | H540B/SV24A-TPC | 26 | H540B | / | SV24A-TPC | Standard actuator | 0 | Scenario 2 |  | PPK¦SelectPro¦VDI3805¦Internet_EU | PPK SelectPro VDI3805 Internet_EU | PPK SelectPro VDI3805 Internet_EU | H540B/SV24A-TPC |  | 900 kPa | 400 kPa
140390 | H550B+SV230A-TPC | H550B+SV230A-TPC | 26 | H550B | + | SV230A-TPC | Standard actuator | 1 | Scenario 2 |  | PPK¦SelectPro¦VDI3805¦Internet_EU | PPK SelectPro VDI3805 Internet_EU | PPK SelectPro VDI3805 Internet_EU | H550B+SV230A-TPC |  | 550 kPa | 400 kPa
140391 | H550B/SV230A-TPC | H550B/SV230A-TPC | 26 | H550B | / | SV230A-TPC | Standard actuator | 1 | Scenario 2 |  | PPK¦SelectPro¦VDI3805¦Internet_EU | PPK SelectPro VDI3805 Internet_EU | PPK SelectPro VDI3805 Internet_EU | H550B/SV230A-TPC |  | 550 kPa | 400 kPa
140392 | H550B+SV24A-TPC | H550B+SV24A-TPC | 26 | H550B | + | SV24A-TPC | Standard actuator | 1 | Scenario 2 |  | PPK¦SelectPro¦VDI3805¦Internet_EU | PPK SelectPro VDI3805 Internet_EU | PPK SelectPro VDI3805 Internet_EU | H550B+SV24A-TPC |  | 550 kPa | 400 kPa
140393 | H550B/SV24A-TPC | H550B/SV24A-TPC | 26 | H550B | / | SV24A-TPC | Standard actuator | 1 | Scenario 2 |  | PPK¦SelectPro¦VDI3805¦Internet_EU | PPK SelectPro VDI3805 Internet_EU | PPK SelectPro VDI3805 Internet_EU | H550B/SV24A-TPC |  | 550 kPa | 400 kPa
140394 | H6015X1-S2+SV230A-TPC | H6015X1-S2+SV230A-TPC | 26 | H6015X1-S2 | + | SV230A-TPC | Standard actuator | 0 | Scenario 2 |  | PPK¦SelectPro¦VDI3805¦Internet_EU | PPK SelectPro VDI3805 Internet_EU | PPK SelectPro VDI3805 Internet_EU | H6015X1-S2+SV230A-TPC |  | 2500 kPa | 1000 kPa
140395 | H6015X1-S2/SV230A-TPC | H6015X1-S2/SV230A-TPC | 26 | H6015X1-S2 | / | SV230A-TPC | Standard actuator | 0 | Scenario 2 |  | PPK¦SelectPro¦VDI3805¦Internet_EU | PPK SelectPro VDI3805 Internet_EU | PPK SelectPro VDI3805 Internet_EU | H6015X1-S2/SV230A-TPC |  | 2500 kPa | 1000 kPa
140396 | H6015X1-S2+SV24A-TPC | H6015X1-S2+SV24A-TPC | 26 | H6015X1-S2 | + | SV24A-TPC | Standard actuator | 0 | Scenario 2 |  | PPK¦SelectPro¦VDI3805¦Internet_EU | PPK SelectPro VDI3805 Internet_EU | PPK SelectPro VDI3805 Internet_EU | H6015X1-S2+SV24A-TPC |  | 2500 kPa | 1000 kPa
140397 | H6015X1-S2/SV24A-TPC | H6015X1-S2/SV24A-TPC | 26 | H6015X1-S2 | / | SV24A-TPC | Standard actuator | 0 | Scenario 2 |  | PPK¦SelectPro¦VDI3805¦Internet_EU | PPK SelectPro VDI3805 Internet_EU | PPK SelectPro VDI3805 Internet_EU | H6015X1-S2/SV24A-TPC |  | 2500 kPa | 1000 kPa
140398 | H6015X1P6-S2+SV230A-TPC | H6015X1P6-S2+SV230A-TPC | 26 | H6015X1P6-S2 | + | SV230A-TPC | Standard actuator | 0 | Scenario 2 |  | PPK¦SelectPro¦VDI3805¦Internet_EU | PPK SelectPro VDI3805 Internet_EU | PPK SelectPro VDI3805 Internet_EU | H6015X1P6-S2+SV230A-TPC |  | 2500 kPa | 1000 kPa
140399 | H6015X1P6-S2/SV230A-TPC | H6015X1P6-S2/SV230A-TPC | 26 | H6015X1P6-S2 | / | SV230A-TPC | Standard actuator | 0 | Scenario 2 |  | PPK¦SelectPro¦VDI3805¦Internet_EU | PPK SelectPro VDI3805 Internet_EU | PPK SelectPro VDI3805 Internet_EU | H6015X1P6-S2/SV230A-TPC |  | 2500 kPa | 1000 kPa
140400 | H6015X1P6-S2+SV24A-TPC | H6015X1P6-S2+SV24A-TPC | 26 | H6015X1P6-S2 | + | SV24A-TPC | Standard actuator | 0 | Scenario 2 |  | PPK¦SelectPro¦VDI3805¦Internet_EU | PPK SelectPro VDI3805 Internet_EU | PPK SelectPro VDI3805 Internet_EU | H6015X1P6-S2+SV24A-TPC |  | 2500 kPa | 1000 kPa
140401 | H6015X1P6-S2/SV24A-TPC | H6015X1P6-S2/SV24A-TPC | 26 | H6015X1P6-S2 | / | SV24A-TPC | Standard actuator | 0 | Scenario 2 |  | PPK¦SelectPro¦VDI3805¦Internet_EU | PPK SelectPro VDI3805 Internet_EU | PPK SelectPro VDI3805 Internet_EU | H6015X1P6-S2/SV24A-TPC |  | 2500 kPa | 1000 kPa
140402 | H6015X2P5-S2+SV230A-TPC | H6015X2P5-S2+SV230A-TPC | 26 | H6015X2P5-S2 | + | SV230A-TPC | Standard actuator | 0 | Scenario 2 |  | PPK¦SelectPro¦VDI3805¦Internet_EU | PPK SelectPro VDI3805 Internet_EU | PPK SelectPro VDI3805 Internet_EU | H6015X2P5-S2+SV230A-TPC |  | 2500 kPa | 1000 kPa
140403 | H6015X2P5-S2/SV230A-TPC | H6015X2P5-S2/SV230A-TPC | 26 | H6015X2P5-S2 | / | SV230A-TPC | Standard actuator | 0 | Scenario 2 |  | PPK¦SelectPro¦VDI3805¦Internet_EU | PPK SelectPro VDI3805 Internet_EU | PPK SelectPro VDI3805 Internet_EU | H6015X2P5-S2/SV230A-TPC |  | 2500 kPa | 1000 kPa
140404 | H6015X2P5-S2+SV24A-TPC | H6015X2P5-S2+SV24A-TPC | 26 | H6015X2P5-S2 | + | SV24A-TPC | Standard actuator | 0 | Scenario 2 |  | PPK¦SelectPro¦VDI3805¦Internet_EU | PPK SelectPro VDI3805 Internet_EU | PPK SelectPro VDI3805 Internet_EU | H6015X2P5-S2+SV24A-TPC |  | 2500 kPa | 1000 kPa
140405 | H6015X2P5-S2/SV24A-TPC | H6015X2P5-S2/SV24A-TPC | 26 | H6015X2P5-S2 | / | SV24A-TPC | Standard actuator | 0 | Scenario 2 |  | PPK¦SelectPro¦VDI3805¦Internet_EU | PPK SelectPro VDI3805 Internet_EU | PPK SelectPro VDI3805 Internet_EU | H6015X2P5-S2/SV24A-TPC |  | 2500 kPa | 1000 kPa
140406 | H6015X4-S2+SV230A-TPC | H6015X4-S2+SV230A-TPC | 26 | H6015X4-S2 | + | SV230A-TPC | Standard actuator | 0 | Scenario 2 |  | PPK¦SelectPro¦VDI3805¦Internet_EU | PPK SelectPro VDI3805 Internet_EU | PPK SelectPro VDI3805 Internet_EU | H6015X4-S2+SV230A-TPC |  | 2500 kPa | 1000 kPa
140407 | H6015X4-S2/SV230A-TPC | H6015X4-S2/SV230A-TPC | 26 | H6015X4-S2 | / | SV230A-TPC | Standard actuator | 0 | Scenario 2 |  | PPK¦SelectPro¦VDI3805¦Internet_EU | PPK SelectPro VDI3805 Internet_EU | PPK SelectPro VDI3805 Internet_EU | H6015X4-S2/SV230A-TPC |  | 2500 kPa | 1000 kPa
140408 | H6015X4-S2+SV24A-TPC | H6015X4-S2+SV24A-TPC | 26 | H6015X4-S2 | + | SV24A-TPC | Standard actuator | 0 | Scenario 2 |  | PPK¦SelectPro¦VDI3805¦Internet_EU | PPK SelectPro VDI3805 Internet_EU | PPK SelectPro VDI3805 Internet_EU | H6015X4-S2+SV24A-TPC |  | 2500 kPa | 1000 kPa
140409 | H6015X4-S2/SV24A-TPC | H6015X4-S2/SV24A-TPC | 26 | H6015X4-S2 | / | SV24A-TPC | Standard actuator | 0 | Scenario 2 |  | PPK¦SelectPro¦VDI3805¦Internet_EU | PPK SelectPro VDI3805 Internet_EU | PPK SelectPro VDI3805 Internet_EU | H6015X4-S2/SV24A-TPC |  | 2500 kPa | 1000 kPa
140410 | H6015XP4-S2+SV230A-TPC | H6015XP4-S2+SV230A-TPC | 26 | H6015XP4-S2 | + | SV230A-TPC | Standard actuator | 0 | Scenario 2 |  | PPK¦SelectPro¦VDI3805¦Internet_EU | PPK SelectPro VDI3805 Internet_EU | PPK SelectPro VDI3805 Internet_EU | H6015XP4-S2+SV230A-TPC |  | 2500 kPa | 1000 kPa
140411 | H6015XP4-S2/SV230A-TPC | H6015XP4-S2/SV230A-TPC | 26 | H6015XP4-S2 | / | SV230A-TPC | Standard actuator | 0 | Scenario 2 |  | PPK¦SelectPro¦VDI3805¦Internet_EU | PPK SelectPro VDI3805 Internet_EU | PPK SelectPro VDI3805 Internet_EU | H6015XP4-S2/SV230A-TPC |  | 2500 kPa | 1000 kPa
140412 | H6015XP4-S2+SV24A-TPC | H6015XP4-S2+SV24A-TPC | 26 | H6015XP4-S2 | + | SV24A-TPC | Standard actuator | 0 | Scenario 2 |  | PPK¦SelectPro¦VDI3805¦Internet_EU | PPK SelectPro VDI3805 Internet_EU | PPK SelectPro VDI3805 Internet_EU | H6015XP4-S2+SV24A-TPC |  | 2500 kPa | 1000 kPa
140413 | H6015XP4-S2/SV24A-TPC | H6015XP4-S2/SV24A-TPC | 26 | H6015XP4-S2 | / | SV24A-TPC | Standard actuator | 0 | Scenario 2 |  | PPK¦SelectPro¦VDI3805¦Internet_EU | PPK SelectPro VDI3805 Internet_EU | PPK SelectPro VDI3805 Internet_EU | H6015XP4-S2/SV24A-TPC |  | 2500 kPa | 1000 kPa
140414 | H6015XP63-S2+SV230A-TPC | H6015XP63-S2+SV230A-TPC | 26 | H6015XP63-S2 | + | SV230A-TPC | Standard actuator | 0 | Scenario 2 |  | PPK¦SelectPro¦VDI3805¦Internet_EU | PPK SelectPro VDI3805 Internet_EU | PPK SelectPro VDI3805 Internet_EU | H6015XP63-S2+SV230A-TPC |  | 2500 kPa | 1000 kPa
140415 | H6015XP63-S2/SV230A-TPC | H6015XP63-S2/SV230A-TPC | 26 | H6015XP63-S2 | / | SV230A-TPC | Standard actuator | 0 | Scenario 2 |  | PPK¦SelectPro¦VDI3805¦Internet_EU | PPK SelectPro VDI3805 Internet_EU | PPK SelectPro VDI3805 Internet_EU | H6015XP63-S2/SV230A-TPC |  | 2500 kPa | 1000 kPa
140416 | H6015XP63-S2+SV24A-TPC | H6015XP63-S2+SV24A-TPC | 26 | H6015XP63-S2 | + | SV24A-TPC | Standard actuator | 0 | Scenario 2 |  | PPK¦SelectPro¦VDI3805¦Internet_EU | PPK SelectPro VDI3805 Internet_EU | PPK SelectPro VDI3805 Internet_EU | H6015XP63-S2+SV24A-TPC |  | 2500 kPa | 1000 kPa
140417 | H6015XP63-S2/SV24A-TPC | H6015XP63-S2/SV24A-TPC | 26 | H6015XP63-S2 | / | SV24A-TPC | Standard actuator | 0 | Scenario 2 |  | PPK¦SelectPro¦VDI3805¦Internet_EU | PPK SelectPro VDI3805 Internet_EU | PPK SelectPro VDI3805 Internet_EU | H6015XP63-S2/SV24A-TPC |  | 2500 kPa | 1000 kPa
140418 | H6020X4-S2+SV230A-TPC | H6020X4-S2+SV230A-TPC | 26 | H6020X4-S2 | + | SV230A-TPC | Standard actuator | 0 | Scenario 2 |  | PPK¦SelectPro¦VDI3805¦Internet_EU | PPK SelectPro VDI3805 Internet_EU | PPK SelectPro VDI3805 Internet_EU | H6020X4-S2+SV230A-TPC |  | 2500 kPa | 1000 kPa
140419 | H6020X4-S2/SV230A-TPC | H6020X4-S2/SV230A-TPC | 26 | H6020X4-S2 | / | SV230A-TPC | Standard actuator | 0 | Scenario 2 |  | PPK¦SelectPro¦VDI3805¦Internet_EU | PPK SelectPro VDI3805 Internet_EU | PPK SelectPro VDI3805 Internet_EU | H6020X4-S2/SV230A-TPC |  | 2500 kPa | 1000 kPa
140420 | H6020X4-S2+SV24A-TPC | H6020X4-S2+SV24A-TPC | 26 | H6020X4-S2 | + | SV24A-TPC | Standard actuator | 0 | Scenario 2 |  | PPK¦SelectPro¦VDI3805¦Internet_EU | PPK SelectPro VDI3805 Internet_EU | PPK SelectPro VDI3805 Internet_EU | H6020X4-S2+SV24A-TPC |  | 2500 kPa | 1000 kPa
140421 | H6020X4-S2/SV24A-TPC | H6020X4-S2/SV24A-TPC | 26 | H6020X4-S2 | / | SV24A-TPC | Standard actuator | 0 | Scenario 2 |  | PPK¦SelectPro¦VDI3805¦Internet_EU | PPK SelectPro VDI3805 Internet_EU | PPK SelectPro VDI3805 Internet_EU | H6020X4-S2/SV24A-TPC |  | 2500 kPa | 1000 kPa
140422 | H6020X6P3-S2+SV230A-TPC | H6020X6P3-S2+SV230A-TPC | 26 | H6020X6P3-S2 | + | SV230A-TPC | Standard actuator | 0 | Scenario 2 |  | PPK¦SelectPro¦VDI3805¦Internet_EU | PPK SelectPro VDI3805 Internet_EU | PPK SelectPro VDI3805 Internet_EU | H6020X6P3-S2+SV230A-TPC |  | 2500 kPa | 1000 kPa
140423 | H6020X6P3-S2/SV230A-TPC | H6020X6P3-S2/SV230A-TPC | 26 | H6020X6P3-S2 | / | SV230A-TPC | Standard actuator | 0 | Scenario 2 |  | PPK¦SelectPro¦VDI3805¦Internet_EU | PPK SelectPro VDI3805 Internet_EU | PPK SelectPro VDI3805 Internet_EU | H6020X6P3-S2/SV230A-TPC |  | 2500 kPa | 1000 kPa
140424 | H6020X6P3-S2+SV24A-TPC | H6020X6P3-S2+SV24A-TPC | 26 | H6020X6P3-S2 | + | SV24A-TPC | Standard actuator | 0 | Scenario 2 |  | PPK¦SelectPro¦VDI3805¦Internet_EU | PPK SelectPro VDI3805 Internet_EU | PPK SelectPro VDI3805 Internet_EU | H6020X6P3-S2+SV24A-TPC |  | 2500 kPa | 1000 kPa
140425 | H6020X6P3-S2/SV24A-TPC | H6020X6P3-S2/SV24A-TPC | 26 | H6020X6P3-S2 | / | SV24A-TPC | Standard actuator | 0 | Scenario 2 |  | PPK¦SelectPro¦VDI3805¦Internet_EU | PPK SelectPro VDI3805 Internet_EU | PPK SelectPro VDI3805 Internet_EU | H6020X6P3-S2/SV24A-TPC |  | 2500 kPa | 1000 kPa
140426 | H6025X10-S2+SV230A-TPC | H6025X10-S2+SV230A-TPC | 26 | H6025X10-S2 | + | SV230A-TPC | Standard actuator | 0 | Scenario 2 |  | PPK¦SelectPro¦VDI3805¦Internet_EU | PPK SelectPro VDI3805 Internet_EU | PPK SelectPro VDI3805 Internet_EU | H6025X10-S2+SV230A-TPC |  | 2100 kPa | 1000 kPa
140427 | H6025X10-S2/SV230A-TPC | H6025X10-S2/SV230A-TPC | 26 | H6025X10-S2 | / | SV230A-TPC | Standard actuator | 0 | Scenario 2 |  | PPK¦SelectPro¦VDI3805¦Internet_EU | PPK SelectPro VDI3805 Internet_EU | PPK SelectPro VDI3805 Internet_EU | H6025X10-S2/SV230A-TPC |  | 2100 kPa | 1000 kPa
140428 | H6025X10-S2+SV24A-TPC | H6025X10-S2+SV24A-TPC | 26 | H6025X10-S2 | + | SV24A-TPC | Standard actuator | 0 | Scenario 2 |  | PPK¦SelectPro¦VDI3805¦Internet_EU | PPK SelectPro VDI3805 Internet_EU | PPK SelectPro VDI3805 Internet_EU | H6025X10-S2+SV24A-TPC |  | 2100 kPa | 1000 kPa
140429 | H6025X10-S2/SV24A-TPC | H6025X10-S2/SV24A-TPC | 26 | H6025X10-S2 | / | SV24A-TPC | Standard actuator | 0 | Scenario 2 |  | PPK¦SelectPro¦VDI3805¦Internet_EU | PPK SelectPro VDI3805 Internet_EU | PPK SelectPro VDI3805 Internet_EU | H6025X10-S2/SV24A-TPC |  | 2100 kPa | 1000 kPa
140430 | H6025X6P3-S2+SV230A-TPC | H6025X6P3-S2+SV230A-TPC | 26 | H6025X6P3-S2 | + | SV230A-TPC | Standard actuator | 0 | Scenario 2 |  | PPK¦SelectPro¦VDI3805¦Internet_EU | PPK SelectPro VDI3805 Internet_EU | PPK SelectPro VDI3805 Internet_EU | H6025X6P3-S2+SV230A-TPC |  | 2100 kPa | 1000 kPa
140431 | H6025X6P3-S2/SV230A-TPC | H6025X6P3-S2/SV230A-TPC | 26 | H6025X6P3-S2 | / | SV230A-TPC | Standard actuator | 0 | Scenario 2 |  | PPK¦SelectPro¦VDI3805¦Internet_EU | PPK SelectPro VDI3805 Internet_EU | PPK SelectPro VDI3805 Internet_EU | H6025X6P3-S2/SV230A-TPC |  | 2100 kPa | 1000 kPa
140432 | H6025X6P3-S2+SV24A-TPC | H6025X6P3-S2+SV24A-TPC | 26 | H6025X6P3-S2 | + | SV24A-TPC | Standard actuator | 0 | Scenario 2 |  | PPK¦SelectPro¦VDI3805¦Internet_EU | PPK SelectPro VDI3805 Internet_EU | PPK SelectPro VDI3805 Internet_EU | H6025X6P3-S2+SV24A-TPC |  | 2100 kPa | 1000 kPa
140433 | H6025X6P3-S2/SV24A-TPC | H6025X6P3-S2/SV24A-TPC | 26 | H6025X6P3-S2 | / | SV24A-TPC | Standard actuator | 0 | Scenario 2 |  | PPK¦SelectPro¦VDI3805¦Internet_EU | PPK SelectPro VDI3805 Internet_EU | PPK SelectPro VDI3805 Internet_EU | H6025X6P3-S2/SV24A-TPC |  | 2100 kPa | 1000 kPa
140434 | H6032X10-S2+SV230A-TPC | H6032X10-S2+SV230A-TPC | 26 | H6032X10-S2 | + | SV230A-TPC | Standard actuator | 1 | Scenario 2 |  | PPK¦SelectPro¦VDI3805¦Internet_EU | PPK SelectPro VDI3805 Internet_EU | PPK SelectPro VDI3805 Internet_EU | H6032X10-S2+SV230A-TPC |  | 1500 kPa | 1000 kPa
140435 | H6032X10-S2/SV230A-TPC | H6032X10-S2/SV230A-TPC | 26 | H6032X10-S2 | / | SV230A-TPC | Standard actuator | 1 | Scenario 2 |  | PPK¦SelectPro¦VDI3805¦Internet_EU | PPK SelectPro VDI3805 Internet_EU | PPK SelectPro VDI3805 Internet_EU | H6032X10-S2/SV230A-TPC |  | 1500 kPa | 1000 kPa
140436 | H6032X10-S2+SV24A-TPC | H6032X10-S2+SV24A-TPC | 26 | H6032X10-S2 | + | SV24A-TPC | Standard actuator | 1 | Scenario 2 |  | PPK¦SelectPro¦VDI3805¦Internet_EU | PPK SelectPro VDI3805 Internet_EU | PPK SelectPro VDI3805 Internet_EU | H6032X10-S2+SV24A-TPC |  | 1500 kPa | 1000 kPa
140437 | H6032X10-S2/SV24A-TPC | H6032X10-S2/SV24A-TPC | 26 | H6032X10-S2 | / | SV24A-TPC | Standard actuator | 1 | Scenario 2 |  | PPK¦SelectPro¦VDI3805¦Internet_EU | PPK SelectPro VDI3805 Internet_EU | PPK SelectPro VDI3805 Internet_EU | H6032X10-S2/SV24A-TPC |  | 1500 kPa | 1000 kPa
140438 | H6032X16-S2+SV230A-TPC | H6032X16-S2+SV230A-TPC | 26 | H6032X16-S2 | + | SV230A-TPC | Standard actuator | 1 | Scenario 2 |  | PPK¦SelectPro¦VDI3805¦Internet_EU | PPK SelectPro VDI3805 Internet_EU | PPK SelectPro VDI3805 Internet_EU | H6032X16-S2+SV230A-TPC |  | 1500 kPa | 1000 kPa
140439 | H6032X16-S2/SV230A-TPC | H6032X16-S2/SV230A-TPC | 26 | H6032X16-S2 | / | SV230A-TPC | Standard actuator | 1 | Scenario 2 |  | PPK¦SelectPro¦VDI3805¦Internet_EU | PPK SelectPro VDI3805 Internet_EU | PPK SelectPro VDI3805 Internet_EU | H6032X16-S2/SV230A-TPC |  | 1500 kPa | 1000 kPa
140440 | H6032X16-S2+SV24A-TPC | H6032X16-S2+SV24A-TPC | 26 | H6032X16-S2 | + | SV24A-TPC | Standard actuator | 1 | Scenario 2 |  | PPK¦SelectPro¦VDI3805¦Internet_EU | PPK SelectPro VDI3805 Internet_EU | PPK SelectPro VDI3805 Internet_EU | H6032X16-S2+SV24A-TPC |  | 1500 kPa | 1000 kPa
140441 | H6032X16-S2/SV24A-TPC | H6032X16-S2/SV24A-TPC | 26 | H6032X16-S2 | / | SV24A-TPC | Standard actuator | 1 | Scenario 2 |  | PPK¦SelectPro¦VDI3805¦Internet_EU | PPK SelectPro VDI3805 Internet_EU | PPK SelectPro VDI3805 Internet_EU | H6032X16-S2/SV24A-TPC |  | 1500 kPa | 1000 kPa
140442 | H6040X16-S2+SV230A-TPC | H6040X16-S2+SV230A-TPC | 26 | H6040X16-S2 | + | SV230A-TPC | Standard actuator | 1 | Scenario 2 |  | PPK¦SelectPro¦VDI3805¦Internet_EU | PPK SelectPro VDI3805 Internet_EU | PPK SelectPro VDI3805 Internet_EU | H6040X16-S2+SV230A-TPC |  | 850 kPa | 850 kPa
140443 | H6040X16-S2/SV230A-TPC | H6040X16-S2/SV230A-TPC | 26 | H6040X16-S2 | / | SV230A-TPC | Standard actuator | 1 | Scenario 2 |  | PPK¦SelectPro¦VDI3805¦Internet_EU | PPK SelectPro VDI3805 Internet_EU | PPK SelectPro VDI3805 Internet_EU | H6040X16-S2/SV230A-TPC |  | 850 kPa | 850 kPa
140444 | H6040X16-S2+SV24A-TPC | H6040X16-S2+SV24A-TPC | 26 | H6040X16-S2 | + | SV24A-TPC | Standard actuator | 1 | Scenario 2 |  | PPK¦SelectPro¦VDI3805¦Internet_EU | PPK SelectPro VDI3805 Internet_EU | PPK SelectPro VDI3805 Internet_EU | H6040X16-S2+SV24A-TPC |  | 850 kPa | 850 kPa
140445 | H6040X16-S2/SV24A-TPC | H6040X16-S2/SV24A-TPC | 26 | H6040X16-S2 | / | SV24A-TPC | Standard actuator | 1 | Scenario 2 |  | PPK¦SelectPro¦VDI3805¦Internet_EU | PPK SelectPro VDI3805 Internet_EU | PPK SelectPro VDI3805 Internet_EU | H6040X16-S2/SV24A-TPC |  | 850 kPa | 850 kPa
142850 | R3050-25-S4+SRC24A-SR | R3050-25-S4+SRC24A-SR | 26 | R3050-25-S4 | + | SRC24A-SR | Fast runner | 1 | Scenario 2 |  | PPK¦SelectPro¦VDI3805¦Internet_EU | PPK SelectPro VDI3805 Internet_EU | PPK SelectPro VDI3805 Internet_EU | R3050-25-S4+SRC24A-SR |  | 1400 kPa | 350 kPa
142851 | R3050-25-S4/SRC24A-SR | R3050-25-S4/SRC24A-SR | 26 | R3050-25-S4 | / | SRC24A-SR | Fast runner | 1 | Scenario 2 |  | PPK¦SelectPro¦VDI3805¦Internet_EU | PPK SelectPro VDI3805 Internet_EU | PPK SelectPro VDI3805 Internet_EU | R3050-25-S4/SRC24A-SR |  | 1400 kPa | 350 kPa
142852 | R3050-40-S4+SRC24A-SR | R3050-40-S4+SRC24A-SR | 26 | R3050-40-S4 | + | SRC24A-SR | Fast runner | 1 | Scenario 2 |  | PPK¦SelectPro¦VDI3805¦Internet_EU | PPK SelectPro VDI3805 Internet_EU | PPK SelectPro VDI3805 Internet_EU | R3050-40-S4+SRC24A-SR |  | 1400 kPa | 350 kPa
142853 | R3050-40-S4/SRC24A-SR | R3050-40-S4/SRC24A-SR | 26 | R3050-40-S4 | / | SRC24A-SR | Fast runner | 1 | Scenario 2 |  | PPK¦SelectPro¦VDI3805¦Internet_EU | PPK SelectPro VDI3805 Internet_EU | PPK SelectPro VDI3805 Internet_EU | R3050-40-S4/SRC24A-SR |  | 1400 kPa | 350 kPa
142854 | R3050-58-S4+SRC24A-SR | R3050-58-S4+SRC24A-SR | 26 | R3050-58-S4 | + | SRC24A-SR | Fast runner | 1 | Scenario 2 |  | PPK¦SelectPro¦VDI3805¦Internet_EU | PPK SelectPro VDI3805 Internet_EU | PPK SelectPro VDI3805 Internet_EU | R3050-58-S4+SRC24A-SR |  | 1400 kPa | 350 kPa
142855 | R3050-58-S4/SRC24A-SR | R3050-58-S4/SRC24A-SR | 26 | R3050-58-S4 | / | SRC24A-SR | Fast runner | 1 | Scenario 2 |  | PPK¦SelectPro¦VDI3805¦Internet_EU | PPK SelectPro VDI3805 Internet_EU | PPK SelectPro VDI3805 Internet_EU | R3050-58-S4/SRC24A-SR |  | 1400 kPa | 350 kPa
143014 | R2050-25-S4+SRC24A-SR | R2050-25-S4+SRC24A-SR | 26 | R2050-25-S4 | + | SRC24A-SR | Fast runner | 1 | Scenario 2 |  | PPK¦SelectPro¦VDI3805¦Internet_EU | PPK SelectPro VDI3805 Internet_EU | PPK SelectPro VDI3805 Internet_EU | R2050-25-S4+SRC24A-SR |  | 1400 kPa | 350 kPa
143015 | R2050-25-S4/SRC24A-SR | R2050-25-S4/SRC24A-SR | 26 | R2050-25-S4 | / | SRC24A-SR | Fast runner | 1 | Scenario 2 |  | PPK¦SelectPro¦VDI3805¦Internet_EU | PPK SelectPro VDI3805 Internet_EU | PPK SelectPro VDI3805 Internet_EU | R2050-25-S4/SRC24A-SR |  | 1400 kPa | 350 kPa
143018 | R2050-40-S4+SRC24A-SR | R2050-40-S4+SRC24A-SR | 26 | R2050-40-S4 | + | SRC24A-SR | Fast runner | 1 | Scenario 2 |  | PPK¦SelectPro¦VDI3805¦Internet_EU | PPK SelectPro VDI3805 Internet_EU | PPK SelectPro VDI3805 Internet_EU | R2050-40-S4+SRC24A-SR |  | 1400 kPa | 350 kPa
143019 | R2050-40-S4/SRC24A-SR | R2050-40-S4/SRC24A-SR | 26 | R2050-40-S4 | / | SRC24A-SR | Fast runner | 1 | Scenario 2 |  | PPK¦SelectPro¦VDI3805¦Internet_EU | PPK SelectPro VDI3805 Internet_EU | PPK SelectPro VDI3805 Internet_EU | R2050-40-S4/SRC24A-SR |  | 1400 kPa | 350 kPa
143102 | R3040-25-S4+SRC24A-SR | R3040-25-S4+SRC24A-SR | 26 | R3040-25-S4 | + | SRC24A-SR | Fast runner | 1 | Scenario 2 |  | PPK¦SelectPro¦VDI3805¦Internet_EU | PPK SelectPro VDI3805 Internet_EU | PPK SelectPro VDI3805 Internet_EU | R3040-25-S4+SRC24A-SR |  | 1400 kPa | 350 kPa
143103 | R3040-25-S4/SRC24A-SR | R3040-25-S4/SRC24A-SR | 26 | R3040-25-S4 | / | SRC24A-SR | Fast runner | 1 | Scenario 2 |  | PPK¦SelectPro¦VDI3805¦Internet_EU | PPK SelectPro VDI3805 Internet_EU | PPK SelectPro VDI3805 Internet_EU | R3040-25-S4/SRC24A-SR |  | 1400 kPa | 350 kPa
143129 | H665S+AVK230A-3 | H665S+AVK230A-3 | 26 | H665S | + | AVK230A-3 | Actuator with emergency control function | 1 | Scenario 2 |  | PPK¦SelectPro¦VDI3805¦Internet_EU | PPK SelectPro VDI3805 Internet_EU | PPK SelectPro VDI3805 Internet_EU | H665S+AVK230A-3 |  | 400 kPa | 400 kPa
143130 | H665S+AVK24A-3-TPC | H665S+AVK24A-3-TPC | 26 | H665S | + | AVK24A-3-TPC | Actuator with emergency control function | 1 | Scenario 2 |  | PPK¦SelectPro¦VDI3805¦Internet_EU | PPK SelectPro VDI3805 Internet_EU | PPK SelectPro VDI3805 Internet_EU | H665S+AVK24A-3-TPC |  | 400 kPa | 400 kPa
143139 | H680S+AVK230A-3 | H680S+AVK230A-3 | 26 | H680S | + | AVK230A-3 | Actuator with emergency control function | 1 | Scenario 2 |  | PPK¦SelectPro¦VDI3805¦Internet_EU | PPK SelectPro VDI3805 Internet_EU | PPK SelectPro VDI3805 Internet_EU | H680S+AVK230A-3 |  | 250 kPa | 250 kPa
143140 | H680S+AVK24A-3-TPC | H680S+AVK24A-3-TPC | 26 | H680S | + | AVK24A-3-TPC | Actuator with emergency control function | 1 | Scenario 2 |  | PPK¦SelectPro¦VDI3805¦Internet_EU | PPK SelectPro VDI3805 Internet_EU | PPK SelectPro VDI3805 Internet_EU | H680S+AVK24A-3-TPC |  | 250 kPa | 250 kPa
143148 | H665S+EV230A-TPC | H665S+EV230A-TPC | 26 | H665S | + | EV230A-TPC | Standard actuator | 0 | Scenario 2 |  | PPK¦SelectPro¦VDI3805¦Internet_EU | PPK SelectPro VDI3805 Internet_EU | PPK SelectPro VDI3805 Internet_EU | H665S+EV230A-TPC |  | 550 kPa | 550 kPa
143150 | H680S+EV230A-TPC | H680S+EV230A-TPC | 26 | H680S | + | EV230A-TPC | Standard actuator | 0 | Scenario 2 |  | PPK¦SelectPro¦VDI3805¦Internet_EU | PPK SelectPro VDI3805 Internet_EU | PPK SelectPro VDI3805 Internet_EU | H680S+EV230A-TPC |  | 350 kPa | 350 kPa
143203 | H665S+EV24A-TPC | H665S+EV24A-TPC | 26 | H665S | + | EV24A-TPC | Standard actuator | 0 | Scenario 2 |  | PPK¦SelectPro¦VDI3805¦Internet_EU | PPK SelectPro VDI3805 Internet_EU | PPK SelectPro VDI3805 Internet_EU | H665S+EV24A-TPC |  | 550 kPa | 550 kPa
143213 | H680S+EV24A-TPC | H680S+EV24A-TPC | 26 | H680S | + | EV24A-TPC | Standard actuator | 0 | Scenario 2 |  | PPK¦SelectPro¦VDI3805¦Internet_EU | PPK SelectPro VDI3805 Internet_EU | PPK SelectPro VDI3805 Internet_EU | H680S+EV24A-TPC |  | 350 kPa | 350 kPa
143384 | H619S+LVC24A-SR-TPC | H619S+LVC24A-SR-TPC | 26 | H619S | + | LVC24A-SR-TPC | Fast runner | 0 | Scenario 2 |  | PPK¦SelectPro¦VDI3805¦Internet_EU | PPK SelectPro VDI3805 Internet_EU | PPK SelectPro VDI3805 Internet_EU | H619S+LVC24A-SR-TPC |  | 800 kPa | 800 kPa
143385 | H619S/LVC24A-SR-TPC | H619S/LVC24A-SR-TPC | 26 | H619S | / | LVC24A-SR-TPC | Fast runner | 0 | Scenario 2 |  | PPK¦SelectPro¦VDI3805¦Internet_EU | PPK SelectPro VDI3805 Internet_EU | PPK SelectPro VDI3805 Internet_EU | H619S/LVC24A-SR-TPC |  | 800 kPa | 800 kPa
143386 | H620N+LVC24A-SR-TPC | H620N+LVC24A-SR-TPC | 26 | H620N | + | LVC24A-SR-TPC | Fast runner | 1 | Scenario 2 |  | PPK¦SelectPro¦VDI3805¦Internet_EU | PPK SelectPro VDI3805 Internet_EU | PPK SelectPro VDI3805 Internet_EU | H620N+LVC24A-SR-TPC |  | 900 kPa | 400 kPa
143387 | H620N/LVC24A-SR-TPC | H620N/LVC24A-SR-TPC | 26 | H620N | / | LVC24A-SR-TPC | Fast runner | 1 | Scenario 2 |  | PPK¦SelectPro¦VDI3805¦Internet_EU | PPK SelectPro VDI3805 Internet_EU | PPK SelectPro VDI3805 Internet_EU | H620N/LVC24A-SR-TPC |  | 900 kPa | 400 kPa
143388 | H620R+LVC24A-SR-TPC | H620R+LVC24A-SR-TPC | 26 | H620R | + | LVC24A-SR-TPC | Fast runner | 1 | Scenario 2 |  | PPK¦SelectPro¦VDI3805¦Internet_EU | PPK SelectPro VDI3805 Internet_EU | PPK SelectPro VDI3805 Internet_EU | H620R+LVC24A-SR-TPC |  | 600 kPa | 400 kPa
143389 | H620R/LVC24A-SR-TPC | H620R/LVC24A-SR-TPC | 26 | H620R | / | LVC24A-SR-TPC | Fast runner | 1 | Scenario 2 |  | PPK¦SelectPro¦VDI3805¦Internet_EU | PPK SelectPro VDI3805 Internet_EU | PPK SelectPro VDI3805 Internet_EU | H620R/LVC24A-SR-TPC |  | 600 kPa | 400 kPa
143390 | H620S+LVC24A-SR-TPC | H620S+LVC24A-SR-TPC | 26 | H620S | + | LVC24A-SR-TPC | Fast runner | 0 | Scenario 2 |  | PPK¦SelectPro¦VDI3805¦Internet_EU | PPK SelectPro VDI3805 Internet_EU | PPK SelectPro VDI3805 Internet_EU | H620S+LVC24A-SR-TPC |  | 800 kPa | 800 kPa
143391 | H620S/LVC24A-SR-TPC | H620S/LVC24A-SR-TPC | 26 | H620S | / | LVC24A-SR-TPC | Fast runner | 0 | Scenario 2 |  | PPK¦SelectPro¦VDI3805¦Internet_EU | PPK SelectPro VDI3805 Internet_EU | PPK SelectPro VDI3805 Internet_EU | H620S/LVC24A-SR-TPC |  | 800 kPa | 800 kPa
143392 | H624S+LVC24A-SR-TPC | H624S+LVC24A-SR-TPC | 26 | H624S | + | LVC24A-SR-TPC | Fast runner | 0 | Scenario 2 |  | PPK¦SelectPro¦VDI3805¦Internet_EU | PPK SelectPro VDI3805 Internet_EU | PPK SelectPro VDI3805 Internet_EU | H624S+LVC24A-SR-TPC |  | 450 kPa | 450 kPa
143393 | H624S/LVC24A-SR-TPC | H624S/LVC24A-SR-TPC | 26 | H624S | / | LVC24A-SR-TPC | Fast runner | 0 | Scenario 2 |  | PPK¦SelectPro¦VDI3805¦Internet_EU | PPK SelectPro VDI3805 Internet_EU | PPK SelectPro VDI3805 Internet_EU | H624S/LVC24A-SR-TPC |  | 450 kPa | 450 kPa
143394 | H625N+LVC24A-SR-TPC | H625N+LVC24A-SR-TPC | 26 | H625N | + | LVC24A-SR-TPC | Fast runner | 1 | Scenario 2 |  | PPK¦SelectPro¦VDI3805¦Internet_EU | PPK SelectPro VDI3805 Internet_EU | PPK SelectPro VDI3805 Internet_EU | H625N+LVC24A-SR-TPC |  | 500 kPa | 400 kPa
143395 | H625N/LVC24A-SR-TPC | H625N/LVC24A-SR-TPC | 26 | H625N | / | LVC24A-SR-TPC | Fast runner | 1 | Scenario 2 |  | PPK¦SelectPro¦VDI3805¦Internet_EU | PPK SelectPro VDI3805 Internet_EU | PPK SelectPro VDI3805 Internet_EU | H625N/LVC24A-SR-TPC |  | 500 kPa | 400 kPa
143396 | H625R+LVC24A-SR-TPC | H625R+LVC24A-SR-TPC | 26 | H625R | + | LVC24A-SR-TPC | Fast runner | 1 | Scenario 2 |  | PPK¦SelectPro¦VDI3805¦Internet_EU | PPK SelectPro VDI3805 Internet_EU | PPK SelectPro VDI3805 Internet_EU | H625R+LVC24A-SR-TPC |  | 500 kPa | 400 kPa
143397 | H625R/LVC24A-SR-TPC | H625R/LVC24A-SR-TPC | 26 | H625R | / | LVC24A-SR-TPC | Fast runner | 1 | Scenario 2 |  | PPK¦SelectPro¦VDI3805¦Internet_EU | PPK SelectPro VDI3805 Internet_EU | PPK SelectPro VDI3805 Internet_EU | H625R/LVC24A-SR-TPC |  | 500 kPa | 400 kPa
143398 | H625S+LVC24A-SR-TPC | H625S+LVC24A-SR-TPC | 26 | H625S | + | LVC24A-SR-TPC | Fast runner | 0 | Scenario 2 |  | PPK¦SelectPro¦VDI3805¦Internet_EU | PPK SelectPro VDI3805 Internet_EU | PPK SelectPro VDI3805 Internet_EU | H625S+LVC24A-SR-TPC |  | 450 kPa | 450 kPa
143399 | H625S/LVC24A-SR-TPC | H625S/LVC24A-SR-TPC | 26 | H625S | / | LVC24A-SR-TPC | Fast runner | 0 | Scenario 2 |  | PPK¦SelectPro¦VDI3805¦Internet_EU | PPK SelectPro VDI3805 Internet_EU | PPK SelectPro VDI3805 Internet_EU | H625S/LVC24A-SR-TPC |  | 450 kPa | 450 kPa
143400 | H632N+LVC24A-SR-TPC | H632N+LVC24A-SR-TPC | 26 | H632N | + | LVC24A-SR-TPC | Fast runner | 0 | Scenario 2 |  | PPK¦SelectPro¦VDI3805¦Internet_EU | PPK SelectPro VDI3805 Internet_EU | PPK SelectPro VDI3805 Internet_EU | H632N+LVC24A-SR-TPC |  | 350 kPa | 350 kPa
143401 | H632N/LVC24A-SR-TPC | H632N/LVC24A-SR-TPC | 26 | H632N | / | LVC24A-SR-TPC | Fast runner | 0 | Scenario 2 |  | PPK¦SelectPro¦VDI3805¦Internet_EU | PPK SelectPro VDI3805 Internet_EU | PPK SelectPro VDI3805 Internet_EU | H632N/LVC24A-SR-TPC |  | 350 kPa | 350 kPa
143402 | H632R+LVC24A-SR-TPC | H632R+LVC24A-SR-TPC | 26 | H632R | + | LVC24A-SR-TPC | Fast runner | 0 | Scenario 2 |  | PPK¦SelectPro¦VDI3805¦Internet_EU | PPK SelectPro VDI3805 Internet_EU | PPK SelectPro VDI3805 Internet_EU | H632R+LVC24A-SR-TPC |  | 350 kPa | 350 kPa
143403 | H632R/LVC24A-SR-TPC | H632R/LVC24A-SR-TPC | 26 | H632R | / | LVC24A-SR-TPC | Fast runner | 0 | Scenario 2 |  | PPK¦SelectPro¦VDI3805¦Internet_EU | PPK SelectPro VDI3805 Internet_EU | PPK SelectPro VDI3805 Internet_EU | H632R/LVC24A-SR-TPC |  | 350 kPa | 350 kPa
143404 | H632S+LVC24A-SR-TPC | H632S+LVC24A-SR-TPC | 26 | H632S | + | LVC24A-SR-TPC | Fast runner | 0 | Scenario 2 |  | PPK¦SelectPro¦VDI3805¦Internet_EU | PPK SelectPro VDI3805 Internet_EU | PPK SelectPro VDI3805 Internet_EU | H632S+LVC24A-SR-TPC |  | 300 kPa | 300 kPa
143405 | H632S/LVC24A-SR-TPC | H632S/LVC24A-SR-TPC | 26 | H632S | / | LVC24A-SR-TPC | Fast runner | 0 | Scenario 2 |  | PPK¦SelectPro¦VDI3805¦Internet_EU | PPK SelectPro VDI3805 Internet_EU | PPK SelectPro VDI3805 Internet_EU | H632S/LVC24A-SR-TPC |  | 300 kPa | 300 kPa
143406 | H640N+LVC24A-SR-TPC | H640N+LVC24A-SR-TPC | 26 | H640N | + | LVC24A-SR-TPC | Fast runner | 0 | Scenario 2 |  | PPK¦SelectPro¦VDI3805¦Internet_EU | PPK SelectPro VDI3805 Internet_EU | PPK SelectPro VDI3805 Internet_EU | H640N+LVC24A-SR-TPC |  | 150 kPa | 150 kPa
143407 | H640N/LVC24A-SR-TPC | H640N/LVC24A-SR-TPC | 26 | H640N | / | LVC24A-SR-TPC | Fast runner | 0 | Scenario 2 |  | PPK¦SelectPro¦VDI3805¦Internet_EU | PPK SelectPro VDI3805 Internet_EU | PPK SelectPro VDI3805 Internet_EU | H640N/LVC24A-SR-TPC |  | 150 kPa | 150 kPa
143408 | H640R+LVC24A-SR-TPC | H640R+LVC24A-SR-TPC | 26 | H640R | + | LVC24A-SR-TPC | Fast runner | 0 | Scenario 2 |  | PPK¦SelectPro¦VDI3805¦Internet_EU | PPK SelectPro VDI3805 Internet_EU | PPK SelectPro VDI3805 Internet_EU | H640R+LVC24A-SR-TPC |  | 150 kPa | 150 kPa
143409 | H640R/LVC24A-SR-TPC | H640R/LVC24A-SR-TPC | 26 | H640R | / | LVC24A-SR-TPC | Fast runner | 0 | Scenario 2 |  | PPK¦SelectPro¦VDI3805¦Internet_EU | PPK SelectPro VDI3805 Internet_EU | PPK SelectPro VDI3805 Internet_EU | H640R/LVC24A-SR-TPC |  | 150 kPa | 150 kPa
143410 | H640S+LVC24A-SR-TPC | H640S+LVC24A-SR-TPC | 26 | H640S | + | LVC24A-SR-TPC | Fast runner | 0 | Scenario 2 |  | PPK¦SelectPro¦VDI3805¦Internet_EU | PPK SelectPro VDI3805 Internet_EU | PPK SelectPro VDI3805 Internet_EU | H640S+LVC24A-SR-TPC |  | 140 kPa | 140 kPa
143411 | H640S/LVC24A-SR-TPC | H640S/LVC24A-SR-TPC | 26 | H640S | / | LVC24A-SR-TPC | Fast runner | 0 | Scenario 2 |  | PPK¦SelectPro¦VDI3805¦Internet_EU | PPK SelectPro VDI3805 Internet_EU | PPK SelectPro VDI3805 Internet_EU | H640S/LVC24A-SR-TPC |  | 140 kPa | 140 kPa
143412 | H650N+LVC24A-SR-TPC | H650N+LVC24A-SR-TPC | 26 | H650N | + | LVC24A-SR-TPC | Fast runner | 0 | Scenario 2 |  | PPK¦SelectPro¦VDI3805¦Internet_EU | PPK SelectPro VDI3805 Internet_EU | PPK SelectPro VDI3805 Internet_EU | H650N+LVC24A-SR-TPC |  | 70 kPa | 70 kPa
143413 | H650N/LVC24A-SR-TPC | H650N/LVC24A-SR-TPC | 26 | H650N | / | LVC24A-SR-TPC | Fast runner | 0 | Scenario 2 |  | PPK¦SelectPro¦VDI3805¦Internet_EU | PPK SelectPro VDI3805 Internet_EU | PPK SelectPro VDI3805 Internet_EU | H650N/LVC24A-SR-TPC |  | 70 kPa | 70 kPa
143414 | H650R+LVC24A-SR-TPC | H650R+LVC24A-SR-TPC | 26 | H650R | + | LVC24A-SR-TPC | Fast runner | 0 | Scenario 2 |  | PPK¦SelectPro¦VDI3805¦Internet_EU | PPK SelectPro VDI3805 Internet_EU | PPK SelectPro VDI3805 Internet_EU | H650R+LVC24A-SR-TPC |  | 70 kPa | 70 kPa
143415 | H650R/LVC24A-SR-TPC | H650R/LVC24A-SR-TPC | 26 | H650R | / | LVC24A-SR-TPC | Fast runner | 0 | Scenario 2 |  | PPK¦SelectPro¦VDI3805¦Internet_EU | PPK SelectPro VDI3805 Internet_EU | PPK SelectPro VDI3805 Internet_EU | H650R/LVC24A-SR-TPC |  | 70 kPa | 70 kPa
143416 | H650S+LVC24A-SR-TPC | H650S+LVC24A-SR-TPC | 26 | H650S | + | LVC24A-SR-TPC | Fast runner | 0 | Scenario 2 |  | PPK¦SelectPro¦VDI3805¦Internet_EU | PPK SelectPro VDI3805 Internet_EU | PPK SelectPro VDI3805 Internet_EU | H650S+LVC24A-SR-TPC |  | 60 kPa | 60 kPa
143417 | H650S/LVC24A-SR-TPC | H650S/LVC24A-SR-TPC | 26 | H650S | / | LVC24A-SR-TPC | Fast runner | 0 | Scenario 2 |  | PPK¦SelectPro¦VDI3805¦Internet_EU | PPK SelectPro VDI3805 Internet_EU | PPK SelectPro VDI3805 Internet_EU | H650S/LVC24A-SR-TPC |  | 60 kPa | 60 kPa
143418 | H711N+LVC24A-SR-TPC | H711N+LVC24A-SR-TPC | 26 | H711N | + | LVC24A-SR-TPC | Fast runner | 1 | Scenario 2 |  | PPK¦SelectPro¦VDI3805¦Internet_EU | PPK SelectPro VDI3805 Internet_EU | PPK SelectPro VDI3805 Internet_EU | H711N+LVC24A-SR-TPC |  | 1300 kPa | 400 kPa
143419 | H711N/LVC24A-SR-TPC | H711N/LVC24A-SR-TPC | 26 | H711N | / | LVC24A-SR-TPC | Fast runner | 1 | Scenario 2 |  | PPK¦SelectPro¦VDI3805¦Internet_EU | PPK SelectPro VDI3805 Internet_EU | PPK SelectPro VDI3805 Internet_EU | H711N/LVC24A-SR-TPC |  | 1300 kPa | 400 kPa
143420 | H711R+LVC24A-SR-TPC | H711R+LVC24A-SR-TPC | 26 | H711R | + | LVC24A-SR-TPC | Fast runner | 1 | Scenario 2 |  | PPK¦SelectPro¦VDI3805¦Internet_EU | PPK SelectPro VDI3805 Internet_EU | PPK SelectPro VDI3805 Internet_EU | H711R+LVC24A-SR-TPC |  | 600 kPa | 400 kPa
143421 | H711R/LVC24A-SR-TPC | H711R/LVC24A-SR-TPC | 26 | H711R | / | LVC24A-SR-TPC | Fast runner | 1 | Scenario 2 |  | PPK¦SelectPro¦VDI3805¦Internet_EU | PPK SelectPro VDI3805 Internet_EU | PPK SelectPro VDI3805 Internet_EU | H711R/LVC24A-SR-TPC |  | 600 kPa | 400 kPa
143422 | H712N+LVC24A-SR-TPC | H712N+LVC24A-SR-TPC | 26 | H712N | + | LVC24A-SR-TPC | Fast runner | 1 | Scenario 2 |  | PPK¦SelectPro¦VDI3805¦Internet_EU | PPK SelectPro VDI3805 Internet_EU | PPK SelectPro VDI3805 Internet_EU | H712N+LVC24A-SR-TPC |  | 1300 kPa | 400 kPa
143423 | H712N/LVC24A-SR-TPC | H712N/LVC24A-SR-TPC | 26 | H712N | / | LVC24A-SR-TPC | Fast runner | 1 | Scenario 2 |  | PPK¦SelectPro¦VDI3805¦Internet_EU | PPK SelectPro VDI3805 Internet_EU | PPK SelectPro VDI3805 Internet_EU | H712N/LVC24A-SR-TPC |  | 1300 kPa | 400 kPa
143424 | H712R+LVC24A-SR-TPC | H712R+LVC24A-SR-TPC | 26 | H712R | + | LVC24A-SR-TPC | Fast runner | 1 | Scenario 2 |  | PPK¦SelectPro¦VDI3805¦Internet_EU | PPK SelectPro VDI3805 Internet_EU | PPK SelectPro VDI3805 Internet_EU | H712R+LVC24A-SR-TPC |  | 600 kPa | 400 kPa
143425 | H712R/LVC24A-SR-TPC | H712R/LVC24A-SR-TPC | 26 | H712R | / | LVC24A-SR-TPC | Fast runner | 1 | Scenario 2 |  | PPK¦SelectPro¦VDI3805¦Internet_EU | PPK SelectPro VDI3805 Internet_EU | PPK SelectPro VDI3805 Internet_EU | H712R/LVC24A-SR-TPC |  | 600 kPa | 400 kPa
143426 | H713N+LVC24A-SR-TPC | H713N+LVC24A-SR-TPC | 26 | H713N | + | LVC24A-SR-TPC | Fast runner | 1 | Scenario 2 |  | PPK¦SelectPro¦VDI3805¦Internet_EU | PPK SelectPro VDI3805 Internet_EU | PPK SelectPro VDI3805 Internet_EU | H713N+LVC24A-SR-TPC |  | 1300 kPa | 400 kPa
143427 | H713N/LVC24A-SR-TPC | H713N/LVC24A-SR-TPC | 26 | H713N | / | LVC24A-SR-TPC | Fast runner | 1 | Scenario 2 |  | PPK¦SelectPro¦VDI3805¦Internet_EU | PPK SelectPro VDI3805 Internet_EU | PPK SelectPro VDI3805 Internet_EU | H713N/LVC24A-SR-TPC |  | 1300 kPa | 400 kPa
143428 | H713R+LVC24A-SR-TPC | H713R+LVC24A-SR-TPC | 26 | H713R | + | LVC24A-SR-TPC | Fast runner | 1 | Scenario 2 |  | PPK¦SelectPro¦VDI3805¦Internet_EU | PPK SelectPro VDI3805 Internet_EU | PPK SelectPro VDI3805 Internet_EU | H713R+LVC24A-SR-TPC |  | 600 kPa | 400 kPa
143429 | H713R/LVC24A-SR-TPC | H713R/LVC24A-SR-TPC | 26 | H713R | / | LVC24A-SR-TPC | Fast runner | 1 | Scenario 2 |  | PPK¦SelectPro¦VDI3805¦Internet_EU | PPK SelectPro VDI3805 Internet_EU | PPK SelectPro VDI3805 Internet_EU | H713R/LVC24A-SR-TPC |  | 600 kPa | 400 kPa
143430 | H714N+LVC24A-SR-TPC | H714N+LVC24A-SR-TPC | 26 | H714N | + | LVC24A-SR-TPC | Fast runner | 1 | Scenario 2 |  | PPK¦SelectPro¦VDI3805¦Internet_EU | PPK SelectPro VDI3805 Internet_EU | PPK SelectPro VDI3805 Internet_EU | H714N+LVC24A-SR-TPC |  | 1300 kPa | 400 kPa
143431 | H714N/LVC24A-SR-TPC | H714N/LVC24A-SR-TPC | 26 | H714N | / | LVC24A-SR-TPC | Fast runner | 1 | Scenario 2 |  | PPK¦SelectPro¦VDI3805¦Internet_EU | PPK SelectPro VDI3805 Internet_EU | PPK SelectPro VDI3805 Internet_EU | H714N/LVC24A-SR-TPC |  | 1300 kPa | 400 kPa
143432 | H714R+LVC24A-SR-TPC | H714R+LVC24A-SR-TPC | 26 | H714R | + | LVC24A-SR-TPC | Fast runner | 1 | Scenario 2 |  | PPK¦SelectPro¦VDI3805¦Internet_EU | PPK SelectPro VDI3805 Internet_EU | PPK SelectPro VDI3805 Internet_EU | H714R+LVC24A-SR-TPC |  | 600 kPa | 400 kPa
143433 | H714R/LVC24A-SR-TPC | H714R/LVC24A-SR-TPC | 26 | H714R | / | LVC24A-SR-TPC | Fast runner | 1 | Scenario 2 |  | PPK¦SelectPro¦VDI3805¦Internet_EU | PPK SelectPro VDI3805 Internet_EU | PPK SelectPro VDI3805 Internet_EU | H714R/LVC24A-SR-TPC |  | 600 kPa | 400 kPa
143434 | H715N+LVC24A-SR-TPC | H715N+LVC24A-SR-TPC | 26 | H715N | + | LVC24A-SR-TPC | Fast runner | 1 | Scenario 2 |  | PPK¦SelectPro¦VDI3805¦Internet_EU | PPK SelectPro VDI3805 Internet_EU | PPK SelectPro VDI3805 Internet_EU | H715N+LVC24A-SR-TPC |  | 1300 kPa | 400 kPa
143435 | H715N/LVC24A-SR-TPC | H715N/LVC24A-SR-TPC | 26 | H715N | / | LVC24A-SR-TPC | Fast runner | 1 | Scenario 2 |  | PPK¦SelectPro¦VDI3805¦Internet_EU | PPK SelectPro VDI3805 Internet_EU | PPK SelectPro VDI3805 Internet_EU | H715N/LVC24A-SR-TPC |  | 1300 kPa | 400 kPa
143436 | H715R+LVC24A-SR-TPC | H715R+LVC24A-SR-TPC | 26 | H715R | + | LVC24A-SR-TPC | Fast runner | 1 | Scenario 2 |  | PPK¦SelectPro¦VDI3805¦Internet_EU | PPK SelectPro VDI3805 Internet_EU | PPK SelectPro VDI3805 Internet_EU | H715R+LVC24A-SR-TPC |  | 600 kPa | 400 kPa
143437 | H715R/LVC24A-SR-TPC | H715R/LVC24A-SR-TPC | 26 | H715R | / | LVC24A-SR-TPC | Fast runner | 1 | Scenario 2 |  | PPK¦SelectPro¦VDI3805¦Internet_EU | PPK SelectPro VDI3805 Internet_EU | PPK SelectPro VDI3805 Internet_EU | H715R/LVC24A-SR-TPC |  | 600 kPa | 400 kPa
143438 | H6100N/AVK24A-SR-TPC | H6100N/AVK24A-SR-TPC | 26 | H6100N | / | AVK24A-SR-TPC | Actuator with emergency control function | 1 | Scenario 2 |  | PPK¦SelectPro¦VDI3805¦Internet_EU | PPK SelectPro VDI3805 Internet_EU | PPK SelectPro VDI3805 Internet_EU | H6100N/AVK24A-SR-TPC |  | 150 kPa | 150 kPa
143439 | H6100R/AVK24A-SR-TPC | H6100R/AVK24A-SR-TPC | 26 | H6100R | / | AVK24A-SR-TPC | Actuator with emergency control function | 1 | Scenario 2 |  | PPK¦SelectPro¦VDI3805¦Internet_EU | PPK SelectPro VDI3805 Internet_EU | PPK SelectPro VDI3805 Internet_EU | H6100R/AVK24A-SR-TPC |  | 150 kPa | 150 kPa
143440 | H6100S/AVK24A-SR-TPC | H6100S/AVK24A-SR-TPC | 26 | H6100S | / | AVK24A-SR-TPC | Actuator with emergency control function | 1 | Scenario 2 |  | PPK¦SelectPro¦VDI3805¦Internet_EU | PPK SelectPro VDI3805 Internet_EU | PPK SelectPro VDI3805 Internet_EU | H6100S/AVK24A-SR-TPC |  | 150 kPa | 150 kPa
143441 | H6100SP/AVK24A-SR-TPC | H6100SP/AVK24A-SR-TPC | 26 | H6100SP | / | AVK24A-SR-TPC | Actuator with emergency control function | 1 | Scenario 2 |  | PPK¦SelectPro¦VDI3805¦Internet_EU | PPK SelectPro VDI3805 Internet_EU | PPK SelectPro VDI3805 Internet_EU | H6100SP/AVK24A-SR-TPC |  | 600 kPa | 600 kPa
143442 | H665N/AVK24A-SR-TPC | H665N/AVK24A-SR-TPC | 26 | H665N | / | AVK24A-SR-TPC | Actuator with emergency control function | 1 | Scenario 2 |  | PPK¦SelectPro¦VDI3805¦Internet_EU | PPK SelectPro VDI3805 Internet_EU | PPK SelectPro VDI3805 Internet_EU | H665N/AVK24A-SR-TPC |  | 400 kPa | 400 kPa
143443 | H665S/AVK24A-SR-TPC | H665S/AVK24A-SR-TPC | 26 | H665S | / | AVK24A-SR-TPC | Actuator with emergency control function | 1 | Scenario 2 |  | PPK¦SelectPro¦VDI3805¦Internet_EU | PPK SelectPro VDI3805 Internet_EU | PPK SelectPro VDI3805 Internet_EU | H665S/AVK24A-SR-TPC |  | 400 kPa | 400 kPa
143444 | H680N/AVK24A-SR-TPC | H680N/AVK24A-SR-TPC | 26 | H680N | / | AVK24A-SR-TPC | Actuator with emergency control function | 1 | Scenario 2 |  | PPK¦SelectPro¦VDI3805¦Internet_EU | PPK SelectPro VDI3805 Internet_EU | PPK SelectPro VDI3805 Internet_EU | H680N/AVK24A-SR-TPC |  | 250 kPa | 250 kPa
143445 | H720N+LVC24A-SR-TPC | H720N+LVC24A-SR-TPC | 26 | H720N | + | LVC24A-SR-TPC | Fast runner | 1 | Scenario 2 |  | PPK¦SelectPro¦VDI3805¦Internet_EU | PPK SelectPro VDI3805 Internet_EU | PPK SelectPro VDI3805 Internet_EU | H720N+LVC24A-SR-TPC |  | 900 kPa | 400 kPa
143446 | H720N/LVC24A-SR-TPC | H720N/LVC24A-SR-TPC | 26 | H720N | / | LVC24A-SR-TPC | Fast runner | 1 | Scenario 2 |  | PPK¦SelectPro¦VDI3805¦Internet_EU | PPK SelectPro VDI3805 Internet_EU | PPK SelectPro VDI3805 Internet_EU | H720N/LVC24A-SR-TPC |  | 900 kPa | 400 kPa
143447 | H720R+LVC24A-SR-TPC | H720R+LVC24A-SR-TPC | 26 | H720R | + | LVC24A-SR-TPC | Fast runner | 1 | Scenario 2 |  | PPK¦SelectPro¦VDI3805¦Internet_EU | PPK SelectPro VDI3805 Internet_EU | PPK SelectPro VDI3805 Internet_EU | H720R+LVC24A-SR-TPC |  | 600 kPa | 400 kPa
143448 | H720R/LVC24A-SR-TPC | H720R/LVC24A-SR-TPC | 26 | H720R | / | LVC24A-SR-TPC | Fast runner | 1 | Scenario 2 |  | PPK¦SelectPro¦VDI3805¦Internet_EU | PPK SelectPro VDI3805 Internet_EU | PPK SelectPro VDI3805 Internet_EU | H720R/LVC24A-SR-TPC |  | 600 kPa | 400 kPa
143449 | H725N+LVC24A-SR-TPC | H725N+LVC24A-SR-TPC | 26 | H725N | + | LVC24A-SR-TPC | Fast runner | 1 | Scenario 2 |  | PPK¦SelectPro¦VDI3805¦Internet_EU | PPK SelectPro VDI3805 Internet_EU | PPK SelectPro VDI3805 Internet_EU | H725N+LVC24A-SR-TPC |  | 500 kPa | 400 kPa
143450 | H725N/LVC24A-SR-TPC | H725N/LVC24A-SR-TPC | 26 | H725N | / | LVC24A-SR-TPC | Fast runner | 1 | Scenario 2 |  | PPK¦SelectPro¦VDI3805¦Internet_EU | PPK SelectPro VDI3805 Internet_EU | PPK SelectPro VDI3805 Internet_EU | H725N/LVC24A-SR-TPC |  | 500 kPa | 400 kPa
143451 | H725R+LVC24A-SR-TPC | H725R+LVC24A-SR-TPC | 26 | H725R | + | LVC24A-SR-TPC | Fast runner | 1 | Scenario 2 |  | PPK¦SelectPro¦VDI3805¦Internet_EU | PPK SelectPro VDI3805 Internet_EU | PPK SelectPro VDI3805 Internet_EU | H725R+LVC24A-SR-TPC |  | 500 kPa | 400 kPa
143452 | H725R/LVC24A-SR-TPC | H725R/LVC24A-SR-TPC | 26 | H725R | / | LVC24A-SR-TPC | Fast runner | 1 | Scenario 2 |  | PPK¦SelectPro¦VDI3805¦Internet_EU | PPK SelectPro VDI3805 Internet_EU | PPK SelectPro VDI3805 Internet_EU | H725R/LVC24A-SR-TPC |  | 500 kPa | 400 kPa
143453 | H732N+LVC24A-SR-TPC | H732N+LVC24A-SR-TPC | 26 | H732N | + | LVC24A-SR-TPC | Fast runner | 0 | Scenario 2 |  | PPK¦SelectPro¦VDI3805¦Internet_EU | PPK SelectPro VDI3805 Internet_EU | PPK SelectPro VDI3805 Internet_EU | H732N+LVC24A-SR-TPC |  | 350 kPa | 350 kPa
143454 | H732N/LVC24A-SR-TPC | H732N/LVC24A-SR-TPC | 26 | H732N | / | LVC24A-SR-TPC | Fast runner | 0 | Scenario 2 |  | PPK¦SelectPro¦VDI3805¦Internet_EU | PPK SelectPro VDI3805 Internet_EU | PPK SelectPro VDI3805 Internet_EU | H732N/LVC24A-SR-TPC |  | 350 kPa | 350 kPa
143455 | H732R+LVC24A-SR-TPC | H732R+LVC24A-SR-TPC | 26 | H732R | + | LVC24A-SR-TPC | Fast runner | 0 | Scenario 2 |  | PPK¦SelectPro¦VDI3805¦Internet_EU | PPK SelectPro VDI3805 Internet_EU | PPK SelectPro VDI3805 Internet_EU | H732R+LVC24A-SR-TPC |  | 350 kPa | 350 kPa
143456 | H732R/LVC24A-SR-TPC | H732R/LVC24A-SR-TPC | 26 | H732R | / | LVC24A-SR-TPC | Fast runner | 0 | Scenario 2 |  | PPK¦SelectPro¦VDI3805¦Internet_EU | PPK SelectPro VDI3805 Internet_EU | PPK SelectPro VDI3805 Internet_EU | H732R/LVC24A-SR-TPC |  | 350 kPa | 350 kPa
143457 | H740N+LVC24A-SR-TPC | H740N+LVC24A-SR-TPC | 26 | H740N | + | LVC24A-SR-TPC | Fast runner | 0 | Scenario 2 |  | PPK¦SelectPro¦VDI3805¦Internet_EU | PPK SelectPro VDI3805 Internet_EU | PPK SelectPro VDI3805 Internet_EU | H740N+LVC24A-SR-TPC |  | 150 kPa | 150 kPa
143458 | H740N/LVC24A-SR-TPC | H740N/LVC24A-SR-TPC | 26 | H740N | / | LVC24A-SR-TPC | Fast runner | 0 | Scenario 2 |  | PPK¦SelectPro¦VDI3805¦Internet_EU | PPK SelectPro VDI3805 Internet_EU | PPK SelectPro VDI3805 Internet_EU | H740N/LVC24A-SR-TPC |  | 150 kPa | 150 kPa
143459 | H740R+LVC24A-SR-TPC | H740R+LVC24A-SR-TPC | 26 | H740R | + | LVC24A-SR-TPC | Fast runner | 0 | Scenario 2 |  | PPK¦SelectPro¦VDI3805¦Internet_EU | PPK SelectPro VDI3805 Internet_EU | PPK SelectPro VDI3805 Internet_EU | H740R+LVC24A-SR-TPC |  | 150 kPa | 150 kPa
143460 | H740R/LVC24A-SR-TPC | H740R/LVC24A-SR-TPC | 26 | H740R | / | LVC24A-SR-TPC | Fast runner | 0 | Scenario 2 |  | PPK¦SelectPro¦VDI3805¦Internet_EU | PPK SelectPro VDI3805 Internet_EU | PPK SelectPro VDI3805 Internet_EU | H740R/LVC24A-SR-TPC |  | 150 kPa | 150 kPa
143461 | H750N+LVC24A-SR-TPC | H750N+LVC24A-SR-TPC | 26 | H750N | + | LVC24A-SR-TPC | Fast runner | 0 | Scenario 2 |  | PPK¦SelectPro¦VDI3805¦Internet_EU | PPK SelectPro VDI3805 Internet_EU | PPK SelectPro VDI3805 Internet_EU | H750N+LVC24A-SR-TPC |  | 70 kPa | 70 kPa
143462 | H750N/LVC24A-SR-TPC | H750N/LVC24A-SR-TPC | 26 | H750N | / | LVC24A-SR-TPC | Fast runner | 0 | Scenario 2 |  | PPK¦SelectPro¦VDI3805¦Internet_EU | PPK SelectPro VDI3805 Internet_EU | PPK SelectPro VDI3805 Internet_EU | H750N/LVC24A-SR-TPC |  | 70 kPa | 70 kPa
143463 | H750R+LVC24A-SR-TPC | H750R+LVC24A-SR-TPC | 26 | H750R | + | LVC24A-SR-TPC | Fast runner | 0 | Scenario 2 |  | PPK¦SelectPro¦VDI3805¦Internet_EU | PPK SelectPro VDI3805 Internet_EU | PPK SelectPro VDI3805 Internet_EU | H750R+LVC24A-SR-TPC |  | 70 kPa | 70 kPa
143464 | H750R/LVC24A-SR-TPC | H750R/LVC24A-SR-TPC | 26 | H750R | / | LVC24A-SR-TPC | Fast runner | 0 | Scenario 2 |  | PPK¦SelectPro¦VDI3805¦Internet_EU | PPK SelectPro VDI3805 Internet_EU | PPK SelectPro VDI3805 Internet_EU | H750R/LVC24A-SR-TPC |  | 70 kPa | 70 kPa
143465 | H411B+NVK24A-SR-TPC | H411B+NVK24A-SR-TPC | 26 | H411B | + | NVK24A-SR-TPC | Actuator with emergency control function | 1 | Scenario 2 |  | PPK¦SelectPro¦VDI3805¦Internet_EU | PPK SelectPro VDI3805 Internet_EU | PPK SelectPro VDI3805 Internet_EU | H411B+NVK24A-SR-TPC |  | 1600 kPa | 400 kPa
143466 | H411B/NVK24A-SR-TPC | H411B/NVK24A-SR-TPC | 26 | H411B | / | NVK24A-SR-TPC | Actuator with emergency control function | 1 | Scenario 2 |  | PPK¦SelectPro¦VDI3805¦Internet_EU | PPK SelectPro VDI3805 Internet_EU | PPK SelectPro VDI3805 Internet_EU | H411B/NVK24A-SR-TPC |  | 1600 kPa | 400 kPa
143467 | H411B+NVKC24A-SR-TPC | H411B+NVKC24A-SR-TPC | 26 | H411B | + | NVKC24A-SR-TPC | Actuator with emergency control function | 1 | Scenario 2 |  | PPK¦SelectPro¦VDI3805¦Internet_EU | PPK SelectPro VDI3805 Internet_EU | PPK SelectPro VDI3805 Internet_EU | H411B+NVKC24A-SR-TPC |  | 1600 kPa | 400 kPa
143468 | H411B/NVKC24A-SR-TPC | H411B/NVKC24A-SR-TPC | 26 | H411B | / | NVKC24A-SR-TPC | Actuator with emergency control function | 1 | Scenario 2 |  | PPK¦SelectPro¦VDI3805¦Internet_EU | PPK SelectPro VDI3805 Internet_EU | PPK SelectPro VDI3805 Internet_EU | H411B/NVKC24A-SR-TPC |  | 1600 kPa | 400 kPa
143469 | H412B+NVK24A-SR-TPC | H412B+NVK24A-SR-TPC | 26 | H412B | + | NVK24A-SR-TPC | Actuator with emergency control function | 1 | Scenario 2 |  | PPK¦SelectPro¦VDI3805¦Internet_EU | PPK SelectPro VDI3805 Internet_EU | PPK SelectPro VDI3805 Internet_EU | H412B+NVK24A-SR-TPC |  | 1600 kPa | 400 kPa
143470 | H412B/NVK24A-SR-TPC | H412B/NVK24A-SR-TPC | 26 | H412B | / | NVK24A-SR-TPC | Actuator with emergency control function | 1 | Scenario 2 |  | PPK¦SelectPro¦VDI3805¦Internet_EU | PPK SelectPro VDI3805 Internet_EU | PPK SelectPro VDI3805 Internet_EU | H412B/NVK24A-SR-TPC |  | 1600 kPa | 400 kPa
143471 | H412B+NVKC24A-SR-TPC | H412B+NVKC24A-SR-TPC | 26 | H412B | + | NVKC24A-SR-TPC | Actuator with emergency control function | 1 | Scenario 2 |  | PPK¦SelectPro¦VDI3805¦Internet_EU | PPK SelectPro VDI3805 Internet_EU | PPK SelectPro VDI3805 Internet_EU | H412B+NVKC24A-SR-TPC |  | 1600 kPa | 400 kPa
143472 | H412B/NVKC24A-SR-TPC | H412B/NVKC24A-SR-TPC | 26 | H412B | / | NVKC24A-SR-TPC | Actuator with emergency control function | 1 | Scenario 2 |  | PPK¦SelectPro¦VDI3805¦Internet_EU | PPK SelectPro VDI3805 Internet_EU | PPK SelectPro VDI3805 Internet_EU | H412B/NVKC24A-SR-TPC |  | 1600 kPa | 400 kPa
143473 | H413B+NVK24A-SR-TPC | H413B+NVK24A-SR-TPC | 26 | H413B | + | NVK24A-SR-TPC | Actuator with emergency control function | 1 | Scenario 2 |  | PPK¦SelectPro¦VDI3805¦Internet_EU | PPK SelectPro VDI3805 Internet_EU | PPK SelectPro VDI3805 Internet_EU | H413B+NVK24A-SR-TPC |  | 1600 kPa | 400 kPa
143474 | H413B/NVK24A-SR-TPC | H413B/NVK24A-SR-TPC | 26 | H413B | / | NVK24A-SR-TPC | Actuator with emergency control function | 1 | Scenario 2 |  | PPK¦SelectPro¦VDI3805¦Internet_EU | PPK SelectPro VDI3805 Internet_EU | PPK SelectPro VDI3805 Internet_EU | H413B/NVK24A-SR-TPC |  | 1600 kPa | 400 kPa
143475 | H413B+NVKC24A-SR-TPC | H413B+NVKC24A-SR-TPC | 26 | H413B | + | NVKC24A-SR-TPC | Actuator with emergency control function | 1 | Scenario 2 |  | PPK¦SelectPro¦VDI3805¦Internet_EU | PPK SelectPro VDI3805 Internet_EU | PPK SelectPro VDI3805 Internet_EU | H413B+NVKC24A-SR-TPC |  | 1600 kPa | 400 kPa
143476 | H413B/NVKC24A-SR-TPC | H413B/NVKC24A-SR-TPC | 26 | H413B | / | NVKC24A-SR-TPC | Actuator with emergency control function | 1 | Scenario 2 |  | PPK¦SelectPro¦VDI3805¦Internet_EU | PPK SelectPro VDI3805 Internet_EU | PPK SelectPro VDI3805 Internet_EU | H413B/NVKC24A-SR-TPC |  | 1600 kPa | 400 kPa
143477 | H414B+NVK24A-SR-TPC | H414B+NVK24A-SR-TPC | 26 | H414B | + | NVK24A-SR-TPC | Actuator with emergency control function | 1 | Scenario 2 |  | PPK¦SelectPro¦VDI3805¦Internet_EU | PPK SelectPro VDI3805 Internet_EU | PPK SelectPro VDI3805 Internet_EU | H414B+NVK24A-SR-TPC |  | 1600 kPa | 400 kPa
143478 | H414B/NVK24A-SR-TPC | H414B/NVK24A-SR-TPC | 26 | H414B | / | NVK24A-SR-TPC | Actuator with emergency control function | 1 | Scenario 2 |  | PPK¦SelectPro¦VDI3805¦Internet_EU | PPK SelectPro VDI3805 Internet_EU | PPK SelectPro VDI3805 Internet_EU | H414B/NVK24A-SR-TPC |  | 1600 kPa | 400 kPa
143479 | H414B+NVKC24A-SR-TPC | H414B+NVKC24A-SR-TPC | 26 | H414B | + | NVKC24A-SR-TPC | Actuator with emergency control function | 1 | Scenario 2 |  | PPK¦SelectPro¦VDI3805¦Internet_EU | PPK SelectPro VDI3805 Internet_EU | PPK SelectPro VDI3805 Internet_EU | H414B+NVKC24A-SR-TPC |  | 1600 kPa | 400 kPa
143480 | H414B/NVKC24A-SR-TPC | H414B/NVKC24A-SR-TPC | 26 | H414B | / | NVKC24A-SR-TPC | Actuator with emergency control function | 1 | Scenario 2 |  | PPK¦SelectPro¦VDI3805¦Internet_EU | PPK SelectPro VDI3805 Internet_EU | PPK SelectPro VDI3805 Internet_EU | H414B/NVKC24A-SR-TPC |  | 1600 kPa | 400 kPa
143481 | H415B+NVK24A-SR-TPC | H415B+NVK24A-SR-TPC | 26 | H415B | + | NVK24A-SR-TPC | Actuator with emergency control function | 1 | Scenario 2 |  | PPK¦SelectPro¦VDI3805¦Internet_EU | PPK SelectPro VDI3805 Internet_EU | PPK SelectPro VDI3805 Internet_EU | H415B+NVK24A-SR-TPC |  | 1600 kPa | 400 kPa
143482 | H415B/NVK24A-SR-TPC | H415B/NVK24A-SR-TPC | 26 | H415B | / | NVK24A-SR-TPC | Actuator with emergency control function | 1 | Scenario 2 |  | PPK¦SelectPro¦VDI3805¦Internet_EU | PPK SelectPro VDI3805 Internet_EU | PPK SelectPro VDI3805 Internet_EU | H415B/NVK24A-SR-TPC |  | 1600 kPa | 400 kPa
143483 | H415B+NVKC24A-SR-TPC | H415B+NVKC24A-SR-TPC | 26 | H415B | + | NVKC24A-SR-TPC | Actuator with emergency control function | 1 | Scenario 2 |  | PPK¦SelectPro¦VDI3805¦Internet_EU | PPK SelectPro VDI3805 Internet_EU | PPK SelectPro VDI3805 Internet_EU | H415B+NVKC24A-SR-TPC |  | 1600 kPa | 400 kPa
143484 | H415B/NVKC24A-SR-TPC | H415B/NVKC24A-SR-TPC | 26 | H415B | / | NVKC24A-SR-TPC | Actuator with emergency control function | 1 | Scenario 2 |  | PPK¦SelectPro¦VDI3805¦Internet_EU | PPK SelectPro VDI3805 Internet_EU | PPK SelectPro VDI3805 Internet_EU | H415B/NVKC24A-SR-TPC |  | 1600 kPa | 400 kPa
143485 | H420B+NVK24A-SR-TPC | H420B+NVK24A-SR-TPC | 26 | H420B | + | NVK24A-SR-TPC | Actuator with emergency control function | 1 | Scenario 2 |  | PPK¦SelectPro¦VDI3805¦Internet_EU | PPK SelectPro VDI3805 Internet_EU | PPK SelectPro VDI3805 Internet_EU | H420B+NVK24A-SR-TPC |  | 1600 kPa | 400 kPa
143486 | H420B/NVK24A-SR-TPC | H420B/NVK24A-SR-TPC | 26 | H420B | / | NVK24A-SR-TPC | Actuator with emergency control function | 1 | Scenario 2 |  | PPK¦SelectPro¦VDI3805¦Internet_EU | PPK SelectPro VDI3805 Internet_EU | PPK SelectPro VDI3805 Internet_EU | H420B/NVK24A-SR-TPC |  | 1600 kPa | 400 kPa
143487 | H420B+NVKC24A-SR-TPC | H420B+NVKC24A-SR-TPC | 26 | H420B | + | NVKC24A-SR-TPC | Actuator with emergency control function | 1 | Scenario 2 |  | PPK¦SelectPro¦VDI3805¦Internet_EU | PPK SelectPro VDI3805 Internet_EU | PPK SelectPro VDI3805 Internet_EU | H420B+NVKC24A-SR-TPC |  | 1600 kPa | 400 kPa
143488 | H420B/NVKC24A-SR-TPC | H420B/NVKC24A-SR-TPC | 26 | H420B | / | NVKC24A-SR-TPC | Actuator with emergency control function | 1 | Scenario 2 |  | PPK¦SelectPro¦VDI3805¦Internet_EU | PPK SelectPro VDI3805 Internet_EU | PPK SelectPro VDI3805 Internet_EU | H420B/NVKC24A-SR-TPC |  | 1600 kPa | 400 kPa
143489 | H425B+NVK24A-SR-TPC | H425B+NVK24A-SR-TPC | 26 | H425B | + | NVK24A-SR-TPC | Actuator with emergency control function | 1 | Scenario 2 |  | PPK¦SelectPro¦VDI3805¦Internet_EU | PPK SelectPro VDI3805 Internet_EU | PPK SelectPro VDI3805 Internet_EU | H425B+NVK24A-SR-TPC |  | 1300 kPa | 400 kPa
143490 | H425B/NVK24A-SR-TPC | H425B/NVK24A-SR-TPC | 26 | H425B | / | NVK24A-SR-TPC | Actuator with emergency control function | 1 | Scenario 2 |  | PPK¦SelectPro¦VDI3805¦Internet_EU | PPK SelectPro VDI3805 Internet_EU | PPK SelectPro VDI3805 Internet_EU | H425B/NVK24A-SR-TPC |  | 1300 kPa | 400 kPa
143491 | H425B+NVKC24A-SR-TPC | H425B+NVKC24A-SR-TPC | 26 | H425B | + | NVKC24A-SR-TPC | Actuator with emergency control function | 1 | Scenario 2 |  | PPK¦SelectPro¦VDI3805¦Internet_EU | PPK SelectPro VDI3805 Internet_EU | PPK SelectPro VDI3805 Internet_EU | H425B+NVKC24A-SR-TPC |  | 1300 kPa | 400 kPa
143492 | H425B/NVKC24A-SR-TPC | H425B/NVKC24A-SR-TPC | 26 | H425B | / | NVKC24A-SR-TPC | Actuator with emergency control function | 1 | Scenario 2 |  | PPK¦SelectPro¦VDI3805¦Internet_EU | PPK SelectPro VDI3805 Internet_EU | PPK SelectPro VDI3805 Internet_EU | H425B/NVKC24A-SR-TPC |  | 1300 kPa | 400 kPa
143493 | H432B+NVK24A-SR-TPC | H432B+NVK24A-SR-TPC | 26 | H432B | + | NVK24A-SR-TPC | Actuator with emergency control function | 1 | Scenario 2 |  | PPK¦SelectPro¦VDI3805¦Internet_EU | PPK SelectPro VDI3805 Internet_EU | PPK SelectPro VDI3805 Internet_EU | H432B+NVK24A-SR-TPC |  | 1000 kPa | 400 kPa
143494 | H432B/NVK24A-SR-TPC | H432B/NVK24A-SR-TPC | 26 | H432B | / | NVK24A-SR-TPC | Actuator with emergency control function | 1 | Scenario 2 |  | PPK¦SelectPro¦VDI3805¦Internet_EU | PPK SelectPro VDI3805 Internet_EU | PPK SelectPro VDI3805 Internet_EU | H432B/NVK24A-SR-TPC |  | 1000 kPa | 400 kPa
143495 | H432B+NVKC24A-SR-TPC | H432B+NVKC24A-SR-TPC | 26 | H432B | + | NVKC24A-SR-TPC | Actuator with emergency control function | 1 | Scenario 2 |  | PPK¦SelectPro¦VDI3805¦Internet_EU | PPK SelectPro VDI3805 Internet_EU | PPK SelectPro VDI3805 Internet_EU | H432B+NVKC24A-SR-TPC |  | 1000 kPa | 400 kPa
143496 | H432B/NVKC24A-SR-TPC | H432B/NVKC24A-SR-TPC | 26 | H432B | / | NVKC24A-SR-TPC | Actuator with emergency control function | 1 | Scenario 2 |  | PPK¦SelectPro¦VDI3805¦Internet_EU | PPK SelectPro VDI3805 Internet_EU | PPK SelectPro VDI3805 Internet_EU | H432B/NVKC24A-SR-TPC |  | 1000 kPa | 400 kPa
143497 | H440B+NVK24A-SR-TPC | H440B+NVK24A-SR-TPC | 26 | H440B | + | NVK24A-SR-TPC | Actuator with emergency control function | 1 | Scenario 2 |  | PPK¦SelectPro¦VDI3805¦Internet_EU | PPK SelectPro VDI3805 Internet_EU | PPK SelectPro VDI3805 Internet_EU | H440B+NVK24A-SR-TPC |  | 500 kPa | 400 kPa
143498 | H440B/NVK24A-SR-TPC | H440B/NVK24A-SR-TPC | 26 | H440B | / | NVK24A-SR-TPC | Actuator with emergency control function | 1 | Scenario 2 |  | PPK¦SelectPro¦VDI3805¦Internet_EU | PPK SelectPro VDI3805 Internet_EU | PPK SelectPro VDI3805 Internet_EU | H440B/NVK24A-SR-TPC |  | 500 kPa | 400 kPa
143499 | H440B+NVKC24A-SR-TPC | H440B+NVKC24A-SR-TPC | 26 | H440B | + | NVKC24A-SR-TPC | Actuator with emergency control function | 1 | Scenario 2 |  | PPK¦SelectPro¦VDI3805¦Internet_EU | PPK SelectPro VDI3805 Internet_EU | PPK SelectPro VDI3805 Internet_EU | H440B+NVKC24A-SR-TPC |  | 500 kPa | 400 kPa
143500 | H440B/NVKC24A-SR-TPC | H440B/NVKC24A-SR-TPC | 26 | H440B | / | NVKC24A-SR-TPC | Actuator with emergency control function | 1 | Scenario 2 |  | PPK¦SelectPro¦VDI3805¦Internet_EU | PPK SelectPro VDI3805 Internet_EU | PPK SelectPro VDI3805 Internet_EU | H440B/NVKC24A-SR-TPC |  | 500 kPa | 400 kPa
143501 | H450B+NVK24A-SR-TPC | H450B+NVK24A-SR-TPC | 26 | H450B | + | NVK24A-SR-TPC | Actuator with emergency control function | 1 | Scenario 2 |  | PPK¦SelectPro¦VDI3805¦Internet_EU | PPK SelectPro VDI3805 Internet_EU | PPK SelectPro VDI3805 Internet_EU | H450B+NVK24A-SR-TPC |  | 300 kPa | 300 kPa
143502 | H450B/NVK24A-SR-TPC | H450B/NVK24A-SR-TPC | 26 | H450B | / | NVK24A-SR-TPC | Actuator with emergency control function | 1 | Scenario 2 |  | PPK¦SelectPro¦VDI3805¦Internet_EU | PPK SelectPro VDI3805 Internet_EU | PPK SelectPro VDI3805 Internet_EU | H450B/NVK24A-SR-TPC |  | 300 kPa | 300 kPa
143503 | H450B+NVKC24A-SR-TPC | H450B+NVKC24A-SR-TPC | 26 | H450B | + | NVKC24A-SR-TPC | Actuator with emergency control function | 1 | Scenario 2 |  | PPK¦SelectPro¦VDI3805¦Internet_EU | PPK SelectPro VDI3805 Internet_EU | PPK SelectPro VDI3805 Internet_EU | H450B+NVKC24A-SR-TPC |  | 300 kPa | 300 kPa
143504 | H450B/NVKC24A-SR-TPC | H450B/NVKC24A-SR-TPC | 26 | H450B | / | NVKC24A-SR-TPC | Actuator with emergency control function | 1 | Scenario 2 |  | PPK¦SelectPro¦VDI3805¦Internet_EU | PPK SelectPro VDI3805 Internet_EU | PPK SelectPro VDI3805 Internet_EU | H450B/NVKC24A-SR-TPC |  | 300 kPa | 300 kPa
143505 | H511B+NVK24A-SR-TPC | H511B+NVK24A-SR-TPC | 26 | H511B | + | NVK24A-SR-TPC | Actuator with emergency control function | 1 | Scenario 2 |  | PPK¦SelectPro¦VDI3805¦Internet_EU | PPK SelectPro VDI3805 Internet_EU | PPK SelectPro VDI3805 Internet_EU | H511B+NVK24A-SR-TPC |  | 1600 kPa | 400 kPa
143506 | H511B/NVK24A-SR-TPC | H511B/NVK24A-SR-TPC | 26 | H511B | / | NVK24A-SR-TPC | Actuator with emergency control function | 1 | Scenario 2 |  | PPK¦SelectPro¦VDI3805¦Internet_EU | PPK SelectPro VDI3805 Internet_EU | PPK SelectPro VDI3805 Internet_EU | H511B/NVK24A-SR-TPC |  | 1600 kPa | 400 kPa
143507 | H511B+NVKC24A-SR-TPC | H511B+NVKC24A-SR-TPC | 26 | H511B | + | NVKC24A-SR-TPC | Actuator with emergency control function | 1 | Scenario 2 |  | PPK¦SelectPro¦VDI3805¦Internet_EU | PPK SelectPro VDI3805 Internet_EU | PPK SelectPro VDI3805 Internet_EU | H511B+NVKC24A-SR-TPC |  | 1600 kPa | 400 kPa
143508 | H511B/NVKC24A-SR-TPC | H511B/NVKC24A-SR-TPC | 26 | H511B | / | NVKC24A-SR-TPC | Actuator with emergency control function | 1 | Scenario 2 |  | PPK¦SelectPro¦VDI3805¦Internet_EU | PPK SelectPro VDI3805 Internet_EU | PPK SelectPro VDI3805 Internet_EU | H511B/NVKC24A-SR-TPC |  | 1600 kPa | 400 kPa
143509 | H512B+NVK24A-SR-TPC | H512B+NVK24A-SR-TPC | 26 | H512B | + | NVK24A-SR-TPC | Actuator with emergency control function | 1 | Scenario 2 |  | PPK¦SelectPro¦VDI3805¦Internet_EU | PPK SelectPro VDI3805 Internet_EU | PPK SelectPro VDI3805 Internet_EU | H512B+NVK24A-SR-TPC |  | 1600 kPa | 400 kPa
143510 | H512B/NVK24A-SR-TPC | H512B/NVK24A-SR-TPC | 26 | H512B | / | NVK24A-SR-TPC | Actuator with emergency control function | 1 | Scenario 2 |  | PPK¦SelectPro¦VDI3805¦Internet_EU | PPK SelectPro VDI3805 Internet_EU | PPK SelectPro VDI3805 Internet_EU | H512B/NVK24A-SR-TPC |  | 1600 kPa | 400 kPa
143511 | H512B+NVKC24A-SR-TPC | H512B+NVKC24A-SR-TPC | 26 | H512B | + | NVKC24A-SR-TPC | Actuator with emergency control function | 1 | Scenario 2 |  | PPK¦SelectPro¦VDI3805¦Internet_EU | PPK SelectPro VDI3805 Internet_EU | PPK SelectPro VDI3805 Internet_EU | H512B+NVKC24A-SR-TPC |  | 1600 kPa | 400 kPa
143512 | H512B/NVKC24A-SR-TPC | H512B/NVKC24A-SR-TPC | 26 | H512B | / | NVKC24A-SR-TPC | Actuator with emergency control function | 1 | Scenario 2 |  | PPK¦SelectPro¦VDI3805¦Internet_EU | PPK SelectPro VDI3805 Internet_EU | PPK SelectPro VDI3805 Internet_EU | H512B/NVKC24A-SR-TPC |  | 1600 kPa | 400 kPa
143513 | H513B+NVK24A-SR-TPC | H513B+NVK24A-SR-TPC | 26 | H513B | + | NVK24A-SR-TPC | Actuator with emergency control function | 1 | Scenario 2 |  | PPK¦SelectPro¦VDI3805¦Internet_EU | PPK SelectPro VDI3805 Internet_EU | PPK SelectPro VDI3805 Internet_EU | H513B+NVK24A-SR-TPC |  | 1600 kPa | 400 kPa
143514 | H513B/NVK24A-SR-TPC | H513B/NVK24A-SR-TPC | 26 | H513B | / | NVK24A-SR-TPC | Actuator with emergency control function | 1 | Scenario 2 |  | PPK¦SelectPro¦VDI3805¦Internet_EU | PPK SelectPro VDI3805 Internet_EU | PPK SelectPro VDI3805 Internet_EU | H513B/NVK24A-SR-TPC |  | 1600 kPa | 400 kPa
143515 | H513B+NVKC24A-SR-TPC | H513B+NVKC24A-SR-TPC | 26 | H513B | + | NVKC24A-SR-TPC | Actuator with emergency control function | 1 | Scenario 2 |  | PPK¦SelectPro¦VDI3805¦Internet_EU | PPK SelectPro VDI3805 Internet_EU | PPK SelectPro VDI3805 Internet_EU | H513B+NVKC24A-SR-TPC |  | 1600 kPa | 400 kPa
143516 | H513B/NVKC24A-SR-TPC | H513B/NVKC24A-SR-TPC | 26 | H513B | / | NVKC24A-SR-TPC | Actuator with emergency control function | 1 | Scenario 2 |  | PPK¦SelectPro¦VDI3805¦Internet_EU | PPK SelectPro VDI3805 Internet_EU | PPK SelectPro VDI3805 Internet_EU | H513B/NVKC24A-SR-TPC |  | 1600 kPa | 400 kPa
143517 | H514B+NVK24A-SR-TPC | H514B+NVK24A-SR-TPC | 26 | H514B | + | NVK24A-SR-TPC | Actuator with emergency control function | 1 | Scenario 2 |  | PPK¦SelectPro¦VDI3805¦Internet_EU | PPK SelectPro VDI3805 Internet_EU | PPK SelectPro VDI3805 Internet_EU | H514B+NVK24A-SR-TPC |  | 1600 kPa | 400 kPa
143518 | H514B/NVK24A-SR-TPC | H514B/NVK24A-SR-TPC | 26 | H514B | / | NVK24A-SR-TPC | Actuator with emergency control function | 1 | Scenario 2 |  | PPK¦SelectPro¦VDI3805¦Internet_EU | PPK SelectPro VDI3805 Internet_EU | PPK SelectPro VDI3805 Internet_EU | H514B/NVK24A-SR-TPC |  | 1600 kPa | 400 kPa
143519 | H514B+NVKC24A-SR-TPC | H514B+NVKC24A-SR-TPC | 26 | H514B | + | NVKC24A-SR-TPC | Actuator with emergency control function | 1 | Scenario 2 |  | PPK¦SelectPro¦VDI3805¦Internet_EU | PPK SelectPro VDI3805 Internet_EU | PPK SelectPro VDI3805 Internet_EU | H514B+NVKC24A-SR-TPC |  | 1600 kPa | 400 kPa
143520 | H514B/NVKC24A-SR-TPC | H514B/NVKC24A-SR-TPC | 26 | H514B | / | NVKC24A-SR-TPC | Actuator with emergency control function | 1 | Scenario 2 |  | PPK¦SelectPro¦VDI3805¦Internet_EU | PPK SelectPro VDI3805 Internet_EU | PPK SelectPro VDI3805 Internet_EU | H514B/NVKC24A-SR-TPC |  | 1600 kPa | 400 kPa
143521 | H515B+NVK24A-SR-TPC | H515B+NVK24A-SR-TPC | 26 | H515B | + | NVK24A-SR-TPC | Actuator with emergency control function | 1 | Scenario 2 |  | PPK¦SelectPro¦VDI3805¦Internet_EU | PPK SelectPro VDI3805 Internet_EU | PPK SelectPro VDI3805 Internet_EU | H515B+NVK24A-SR-TPC |  | 1600 kPa | 400 kPa
143522 | H515B/NVK24A-SR-TPC | H515B/NVK24A-SR-TPC | 26 | H515B | / | NVK24A-SR-TPC | Actuator with emergency control function | 1 | Scenario 2 |  | PPK¦SelectPro¦VDI3805¦Internet_EU | PPK SelectPro VDI3805 Internet_EU | PPK SelectPro VDI3805 Internet_EU | H515B/NVK24A-SR-TPC |  | 1600 kPa | 400 kPa
143523 | H515B+NVKC24A-SR-TPC | H515B+NVKC24A-SR-TPC | 26 | H515B | + | NVKC24A-SR-TPC | Actuator with emergency control function | 1 | Scenario 2 |  | PPK¦SelectPro¦VDI3805¦Internet_EU | PPK SelectPro VDI3805 Internet_EU | PPK SelectPro VDI3805 Internet_EU | H515B+NVKC24A-SR-TPC |  | 1600 kPa | 400 kPa
143524 | H515B/NVKC24A-SR-TPC | H515B/NVKC24A-SR-TPC | 26 | H515B | / | NVKC24A-SR-TPC | Actuator with emergency control function | 1 | Scenario 2 |  | PPK¦SelectPro¦VDI3805¦Internet_EU | PPK SelectPro VDI3805 Internet_EU | PPK SelectPro VDI3805 Internet_EU | H515B/NVKC24A-SR-TPC |  | 1600 kPa | 400 kPa
143525 | H520B+NVK24A-SR-TPC | H520B+NVK24A-SR-TPC | 26 | H520B | + | NVK24A-SR-TPC | Actuator with emergency control function | 1 | Scenario 2 |  | PPK¦SelectPro¦VDI3805¦Internet_EU | PPK SelectPro VDI3805 Internet_EU | PPK SelectPro VDI3805 Internet_EU | H520B+NVK24A-SR-TPC |  | 1600 kPa | 400 kPa
143526 | H520B/NVK24A-SR-TPC | H520B/NVK24A-SR-TPC | 26 | H520B | / | NVK24A-SR-TPC | Actuator with emergency control function | 1 | Scenario 2 |  | PPK¦SelectPro¦VDI3805¦Internet_EU | PPK SelectPro VDI3805 Internet_EU | PPK SelectPro VDI3805 Internet_EU | H520B/NVK24A-SR-TPC |  | 1600 kPa | 400 kPa
143527 | H520B+NVKC24A-SR-TPC | H520B+NVKC24A-SR-TPC | 26 | H520B | + | NVKC24A-SR-TPC | Actuator with emergency control function | 1 | Scenario 2 |  | PPK¦SelectPro¦VDI3805¦Internet_EU | PPK SelectPro VDI3805 Internet_EU | PPK SelectPro VDI3805 Internet_EU | H520B+NVKC24A-SR-TPC |  | 1600 kPa | 400 kPa
143528 | H520B/NVKC24A-SR-TPC | H520B/NVKC24A-SR-TPC | 26 | H520B | / | NVKC24A-SR-TPC | Actuator with emergency control function | 1 | Scenario 2 |  | PPK¦SelectPro¦VDI3805¦Internet_EU | PPK SelectPro VDI3805 Internet_EU | PPK SelectPro VDI3805 Internet_EU | H520B/NVKC24A-SR-TPC |  | 1600 kPa | 400 kPa
143529 | H525B+NVK24A-SR-TPC | H525B+NVK24A-SR-TPC | 26 | H525B | + | NVK24A-SR-TPC | Actuator with emergency control function | 1 | Scenario 2 |  | PPK¦SelectPro¦VDI3805¦Internet_EU | PPK SelectPro VDI3805 Internet_EU | PPK SelectPro VDI3805 Internet_EU | H525B+NVK24A-SR-TPC |  | 1300 kPa | 400 kPa
143530 | H525B/NVK24A-SR-TPC | H525B/NVK24A-SR-TPC | 26 | H525B | / | NVK24A-SR-TPC | Actuator with emergency control function | 1 | Scenario 2 |  | PPK¦SelectPro¦VDI3805¦Internet_EU | PPK SelectPro VDI3805 Internet_EU | PPK SelectPro VDI3805 Internet_EU | H525B/NVK24A-SR-TPC |  | 1300 kPa | 400 kPa
143531 | H525B+NVKC24A-SR-TPC | H525B+NVKC24A-SR-TPC | 26 | H525B | + | NVKC24A-SR-TPC | Actuator with emergency control function | 1 | Scenario 2 |  | PPK¦SelectPro¦VDI3805¦Internet_EU | PPK SelectPro VDI3805 Internet_EU | PPK SelectPro VDI3805 Internet_EU | H525B+NVKC24A-SR-TPC |  | 1300 kPa | 400 kPa
143532 | H525B/NVKC24A-SR-TPC | H525B/NVKC24A-SR-TPC | 26 | H525B | / | NVKC24A-SR-TPC | Actuator with emergency control function | 1 | Scenario 2 |  | PPK¦SelectPro¦VDI3805¦Internet_EU | PPK SelectPro VDI3805 Internet_EU | PPK SelectPro VDI3805 Internet_EU | H525B/NVKC24A-SR-TPC |  | 1300 kPa | 400 kPa
143533 | H532B+NVK24A-SR-TPC | H532B+NVK24A-SR-TPC | 26 | H532B | + | NVK24A-SR-TPC | Actuator with emergency control function | 1 | Scenario 2 |  | PPK¦SelectPro¦VDI3805¦Internet_EU | PPK SelectPro VDI3805 Internet_EU | PPK SelectPro VDI3805 Internet_EU | H532B+NVK24A-SR-TPC |  | 1000 kPa | 400 kPa
143534 | H532B/NVK24A-SR-TPC | H532B/NVK24A-SR-TPC | 26 | H532B | / | NVK24A-SR-TPC | Actuator with emergency control function | 1 | Scenario 2 |  | PPK¦SelectPro¦VDI3805¦Internet_EU | PPK SelectPro VDI3805 Internet_EU | PPK SelectPro VDI3805 Internet_EU | H532B/NVK24A-SR-TPC |  | 1000 kPa | 400 kPa
143535 | H532B+NVKC24A-SR-TPC | H532B+NVKC24A-SR-TPC | 26 | H532B | + | NVKC24A-SR-TPC | Actuator with emergency control function | 1 | Scenario 2 |  | PPK¦SelectPro¦VDI3805¦Internet_EU | PPK SelectPro VDI3805 Internet_EU | PPK SelectPro VDI3805 Internet_EU | H532B+NVKC24A-SR-TPC |  | 1000 kPa | 400 kPa
143536 | H532B/NVKC24A-SR-TPC | H532B/NVKC24A-SR-TPC | 26 | H532B | / | NVKC24A-SR-TPC | Actuator with emergency control function | 1 | Scenario 2 |  | PPK¦SelectPro¦VDI3805¦Internet_EU | PPK SelectPro VDI3805 Internet_EU | PPK SelectPro VDI3805 Internet_EU | H532B/NVKC24A-SR-TPC |  | 1000 kPa | 400 kPa
143537 | H540B+NVK24A-SR-TPC | H540B+NVK24A-SR-TPC | 26 | H540B | + | NVK24A-SR-TPC | Actuator with emergency control function | 1 | Scenario 2 |  | PPK¦SelectPro¦VDI3805¦Internet_EU | PPK SelectPro VDI3805 Internet_EU | PPK SelectPro VDI3805 Internet_EU | H540B+NVK24A-SR-TPC |  | 500 kPa | 400 kPa
143538 | H540B/NVK24A-SR-TPC | H540B/NVK24A-SR-TPC | 26 | H540B | / | NVK24A-SR-TPC | Actuator with emergency control function | 1 | Scenario 2 |  | PPK¦SelectPro¦VDI3805¦Internet_EU | PPK SelectPro VDI3805 Internet_EU | PPK SelectPro VDI3805 Internet_EU | H540B/NVK24A-SR-TPC |  | 500 kPa | 400 kPa
143539 | H540B+NVKC24A-SR-TPC | H540B+NVKC24A-SR-TPC | 26 | H540B | + | NVKC24A-SR-TPC | Actuator with emergency control function | 1 | Scenario 2 |  | PPK¦SelectPro¦VDI3805¦Internet_EU | PPK SelectPro VDI3805 Internet_EU | PPK SelectPro VDI3805 Internet_EU | H540B+NVKC24A-SR-TPC |  | 500 kPa | 400 kPa
143540 | H540B/NVKC24A-SR-TPC | H540B/NVKC24A-SR-TPC | 26 | H540B | / | NVKC24A-SR-TPC | Actuator with emergency control function | 1 | Scenario 2 |  | PPK¦SelectPro¦VDI3805¦Internet_EU | PPK SelectPro VDI3805 Internet_EU | PPK SelectPro VDI3805 Internet_EU | H540B/NVKC24A-SR-TPC |  | 500 kPa | 400 kPa
143541 | H550B+NVK24A-SR-TPC | H550B+NVK24A-SR-TPC | 26 | H550B | + | NVK24A-SR-TPC | Actuator with emergency control function | 1 | Scenario 2 |  | PPK¦SelectPro¦VDI3805¦Internet_EU | PPK SelectPro VDI3805 Internet_EU | PPK SelectPro VDI3805 Internet_EU | H550B+NVK24A-SR-TPC |  | 300 kPa | 300 kPa
143542 | H550B/NVK24A-SR-TPC | H550B/NVK24A-SR-TPC | 26 | H550B | / | NVK24A-SR-TPC | Actuator with emergency control function | 1 | Scenario 2 |  | PPK¦SelectPro¦VDI3805¦Internet_EU | PPK SelectPro VDI3805 Internet_EU | PPK SelectPro VDI3805 Internet_EU | H550B/NVK24A-SR-TPC |  | 300 kPa | 300 kPa
143543 | H550B+NVKC24A-SR-TPC | H550B+NVKC24A-SR-TPC | 26 | H550B | + | NVKC24A-SR-TPC | Actuator with emergency control function | 1 | Scenario 2 |  | PPK¦SelectPro¦VDI3805¦Internet_EU | PPK SelectPro VDI3805 Internet_EU | PPK SelectPro VDI3805 Internet_EU | H550B+NVKC24A-SR-TPC |  | 300 kPa | 300 kPa
143544 | H550B/NVKC24A-SR-TPC | H550B/NVKC24A-SR-TPC | 26 | H550B | / | NVKC24A-SR-TPC | Actuator with emergency control function | 1 | Scenario 2 |  | PPK¦SelectPro¦VDI3805¦Internet_EU | PPK SelectPro VDI3805 Internet_EU | PPK SelectPro VDI3805 Internet_EU | H550B/NVKC24A-SR-TPC |  | 300 kPa | 300 kPa
143545 | H6015X1-S2+NVK24A-SR-TPC | H6015X1-S2+NVK24A-SR-TPC | 26 | H6015X1-S2 | + | NVK24A-SR-TPC | Actuator with emergency control function | 1 | Scenario 2 |  | PPK¦SelectPro¦VDI3805¦Internet_EU | PPK SelectPro VDI3805 Internet_EU | PPK SelectPro VDI3805 Internet_EU | H6015X1-S2+NVK24A-SR-TPC |  | 2200 kPa | 1000 kPa
143546 | H6015X1-S2/NVK24A-SR-TPC | H6015X1-S2/NVK24A-SR-TPC | 26 | H6015X1-S2 | / | NVK24A-SR-TPC | Actuator with emergency control function | 1 | Scenario 2 |  | PPK¦SelectPro¦VDI3805¦Internet_EU | PPK SelectPro VDI3805 Internet_EU | PPK SelectPro VDI3805 Internet_EU | H6015X1-S2/NVK24A-SR-TPC |  | 2200 kPa | 1000 kPa
143547 | H6015X1-S2+NVKC24A-SR-TPC | H6015X1-S2+NVKC24A-SR-TPC | 26 | H6015X1-S2 | + | NVKC24A-SR-TPC | Actuator with emergency control function | 1 | Scenario 2 |  | PPK¦SelectPro¦VDI3805¦Internet_EU | PPK SelectPro VDI3805 Internet_EU | PPK SelectPro VDI3805 Internet_EU | H6015X1-S2+NVKC24A-SR-TPC |  | 2200 kPa | 1000 kPa
143548 | H6015X1-S2/NVKC24A-SR-TPC | H6015X1-S2/NVKC24A-SR-TPC | 26 | H6015X1-S2 | / | NVKC24A-SR-TPC | Actuator with emergency control function | 1 | Scenario 2 |  | PPK¦SelectPro¦VDI3805¦Internet_EU | PPK SelectPro VDI3805 Internet_EU | PPK SelectPro VDI3805 Internet_EU | H6015X1-S2/NVKC24A-SR-TPC |  | 2200 kPa | 1000 kPa
143549 | H6015X1P6-S2+NVK24A-SR-TPC | H6015X1P6-S2+NVK24A-SR-TPC | 26 | H6015X1P6-S2 | + | NVK24A-SR-TPC | Actuator with emergency control function | 1 | Scenario 2 |  | PPK¦SelectPro¦VDI3805¦Internet_EU | PPK SelectPro VDI3805 Internet_EU | PPK SelectPro VDI3805 Internet_EU | H6015X1P6-S2+NVK24A-SR-TPC |  | 2200 kPa | 1000 kPa
143550 | H6015X1P6-S2/NVK24A-SR-TPC | H6015X1P6-S2/NVK24A-SR-TPC | 26 | H6015X1P6-S2 | / | NVK24A-SR-TPC | Actuator with emergency control function | 1 | Scenario 2 |  | PPK¦SelectPro¦VDI3805¦Internet_EU | PPK SelectPro VDI3805 Internet_EU | PPK SelectPro VDI3805 Internet_EU | H6015X1P6-S2/NVK24A-SR-TPC |  | 2200 kPa | 1000 kPa
143551 | H6015X1P6-S2+NVKC24A-SR-TPC | H6015X1P6-S2+NVKC24A-SR-TPC | 26 | H6015X1P6-S2 | + | NVKC24A-SR-TPC | Actuator with emergency control function | 1 | Scenario 2 |  | PPK¦SelectPro¦VDI3805¦Internet_EU | PPK SelectPro VDI3805 Internet_EU | PPK SelectPro VDI3805 Internet_EU | H6015X1P6-S2+NVKC24A-SR-TPC |  | 2200 kPa | 1000 kPa
143552 | H6015X1P6-S2/NVKC24A-SR-TPC | H6015X1P6-S2/NVKC24A-SR-TPC | 26 | H6015X1P6-S2 | / | NVKC24A-SR-TPC | Actuator with emergency control function | 1 | Scenario 2 |  | PPK¦SelectPro¦VDI3805¦Internet_EU | PPK SelectPro VDI3805 Internet_EU | PPK SelectPro VDI3805 Internet_EU | H6015X1P6-S2/NVKC24A-SR-TPC |  | 2200 kPa | 1000 kPa
143553 | H6015X2P5-S2+NVK24A-SR-TPC | H6015X2P5-S2+NVK24A-SR-TPC | 26 | H6015X2P5-S2 | + | NVK24A-SR-TPC | Actuator with emergency control function | 1 | Scenario 2 |  | PPK¦SelectPro¦VDI3805¦Internet_EU | PPK SelectPro VDI3805 Internet_EU | PPK SelectPro VDI3805 Internet_EU | H6015X2P5-S2+NVK24A-SR-TPC |  | 2200 kPa | 1000 kPa
143554 | H6015X2P5-S2/NVK24A-SR-TPC | H6015X2P5-S2/NVK24A-SR-TPC | 26 | H6015X2P5-S2 | / | NVK24A-SR-TPC | Actuator with emergency control function | 1 | Scenario 2 |  | PPK¦SelectPro¦VDI3805¦Internet_EU | PPK SelectPro VDI3805 Internet_EU | PPK SelectPro VDI3805 Internet_EU | H6015X2P5-S2/NVK24A-SR-TPC |  | 2200 kPa | 1000 kPa
143555 | H6015X2P5-S2+NVKC24A-SR-TPC | H6015X2P5-S2+NVKC24A-SR-TPC | 26 | H6015X2P5-S2 | + | NVKC24A-SR-TPC | Actuator with emergency control function | 1 | Scenario 2 |  | PPK¦SelectPro¦VDI3805¦Internet_EU | PPK SelectPro VDI3805 Internet_EU | PPK SelectPro VDI3805 Internet_EU | H6015X2P5-S2+NVKC24A-SR-TPC |  | 2200 kPa | 1000 kPa
143556 | H6015X2P5-S2/NVKC24A-SR-TPC | H6015X2P5-S2/NVKC24A-SR-TPC | 26 | H6015X2P5-S2 | / | NVKC24A-SR-TPC | Actuator with emergency control function | 1 | Scenario 2 |  | PPK¦SelectPro¦VDI3805¦Internet_EU | PPK SelectPro VDI3805 Internet_EU | PPK SelectPro VDI3805 Internet_EU | H6015X2P5-S2/NVKC24A-SR-TPC |  | 2200 kPa | 1000 kPa
143557 | H6015X4-S2+NVK24A-SR-TPC | H6015X4-S2+NVK24A-SR-TPC | 26 | H6015X4-S2 | + | NVK24A-SR-TPC | Actuator with emergency control function | 1 | Scenario 2 |  | PPK¦SelectPro¦VDI3805¦Internet_EU | PPK SelectPro VDI3805 Internet_EU | PPK SelectPro VDI3805 Internet_EU | H6015X4-S2+NVK24A-SR-TPC |  | 2200 kPa | 1000 kPa
143558 | H6015X4-S2/NVK24A-SR-TPC | H6015X4-S2/NVK24A-SR-TPC | 26 | H6015X4-S2 | / | NVK24A-SR-TPC | Actuator with emergency control function | 1 | Scenario 2 |  | PPK¦SelectPro¦VDI3805¦Internet_EU | PPK SelectPro VDI3805 Internet_EU | PPK SelectPro VDI3805 Internet_EU | H6015X4-S2/NVK24A-SR-TPC |  | 2200 kPa | 1000 kPa
143559 | H6015X4-S2+NVKC24A-SR-TPC | H6015X4-S2+NVKC24A-SR-TPC | 26 | H6015X4-S2 | + | NVKC24A-SR-TPC | Actuator with emergency control function | 1 | Scenario 2 |  | PPK¦SelectPro¦VDI3805¦Internet_EU | PPK SelectPro VDI3805 Internet_EU | PPK SelectPro VDI3805 Internet_EU | H6015X4-S2+NVKC24A-SR-TPC |  | 2200 kPa | 1000 kPa
143560 | H6015X4-S2/NVKC24A-SR-TPC | H6015X4-S2/NVKC24A-SR-TPC | 26 | H6015X4-S2 | / | NVKC24A-SR-TPC | Actuator with emergency control function | 1 | Scenario 2 |  | PPK¦SelectPro¦VDI3805¦Internet_EU | PPK SelectPro VDI3805 Internet_EU | PPK SelectPro VDI3805 Internet_EU | H6015X4-S2/NVKC24A-SR-TPC |  | 2200 kPa | 1000 kPa
143561 | H6015XP4-S2+NVK24A-SR-TPC | H6015XP4-S2+NVK24A-SR-TPC | 26 | H6015XP4-S2 | + | NVK24A-SR-TPC | Actuator with emergency control function | 1 | Scenario 2 |  | PPK¦SelectPro¦VDI3805¦Internet_EU | PPK SelectPro VDI3805 Internet_EU | PPK SelectPro VDI3805 Internet_EU | H6015XP4-S2+NVK24A-SR-TPC |  | 2500 kPa | 1000 kPa
143562 | H6015XP4-S2/NVK24A-SR-TPC | H6015XP4-S2/NVK24A-SR-TPC | 26 | H6015XP4-S2 | / | NVK24A-SR-TPC | Actuator with emergency control function | 1 | Scenario 2 |  | PPK¦SelectPro¦VDI3805¦Internet_EU | PPK SelectPro VDI3805 Internet_EU | PPK SelectPro VDI3805 Internet_EU | H6015XP4-S2/NVK24A-SR-TPC |  | 2500 kPa | 1000 kPa
143563 | H6015XP4-S2+NVKC24A-SR-TPC | H6015XP4-S2+NVKC24A-SR-TPC | 26 | H6015XP4-S2 | + | NVKC24A-SR-TPC | Actuator with emergency control function | 1 | Scenario 2 |  | PPK¦SelectPro¦VDI3805¦Internet_EU | PPK SelectPro VDI3805 Internet_EU | PPK SelectPro VDI3805 Internet_EU | H6015XP4-S2+NVKC24A-SR-TPC |  | 2500 kPa | 1000 kPa
143564 | H6015XP4-S2/NVKC24A-SR-TPC | H6015XP4-S2/NVKC24A-SR-TPC | 26 | H6015XP4-S2 | / | NVKC24A-SR-TPC | Actuator with emergency control function | 1 | Scenario 2 |  | PPK¦SelectPro¦VDI3805¦Internet_EU | PPK SelectPro VDI3805 Internet_EU | PPK SelectPro VDI3805 Internet_EU | H6015XP4-S2/NVKC24A-SR-TPC |  | 2500 kPa | 1000 kPa
143565 | H6015XP63-S2+NVK24A-SR-TPC | H6015XP63-S2+NVK24A-SR-TPC | 26 | H6015XP63-S2 | + | NVK24A-SR-TPC | Actuator with emergency control function | 1 | Scenario 2 |  | PPK¦SelectPro¦VDI3805¦Internet_EU | PPK SelectPro VDI3805 Internet_EU | PPK SelectPro VDI3805 Internet_EU | H6015XP63-S2+NVK24A-SR-TPC |  | 2500 kPa | 1000 kPa
143566 | H6015XP63-S2/NVK24A-SR-TPC | H6015XP63-S2/NVK24A-SR-TPC | 26 | H6015XP63-S2 | / | NVK24A-SR-TPC | Actuator with emergency control function | 1 | Scenario 2 |  | PPK¦SelectPro¦VDI3805¦Internet_EU | PPK SelectPro VDI3805 Internet_EU | PPK SelectPro VDI3805 Internet_EU | H6015XP63-S2/NVK24A-SR-TPC |  | 2500 kPa | 1000 kPa
143567 | H6015XP63-S2+NVKC24A-SR-TPC | H6015XP63-S2+NVKC24A-SR-TPC | 26 | H6015XP63-S2 | + | NVKC24A-SR-TPC | Actuator with emergency control function | 1 | Scenario 2 |  | PPK¦SelectPro¦VDI3805¦Internet_EU | PPK SelectPro VDI3805 Internet_EU | PPK SelectPro VDI3805 Internet_EU | H6015XP63-S2+NVKC24A-SR-TPC |  | 2500 kPa | 1000 kPa
143568 | H6015XP63-S2/NVKC24A-SR-TPC | H6015XP63-S2/NVKC24A-SR-TPC | 26 | H6015XP63-S2 | / | NVKC24A-SR-TPC | Actuator with emergency control function | 1 | Scenario 2 |  | PPK¦SelectPro¦VDI3805¦Internet_EU | PPK SelectPro VDI3805 Internet_EU | PPK SelectPro VDI3805 Internet_EU | H6015XP63-S2/NVKC24A-SR-TPC |  | 2500 kPa | 1000 kPa
143569 | H6020X4-S2+NVK24A-SR-TPC | H6020X4-S2+NVK24A-SR-TPC | 26 | H6020X4-S2 | + | NVK24A-SR-TPC | Actuator with emergency control function | 1 | Scenario 2 |  | PPK¦SelectPro¦VDI3805¦Internet_EU | PPK SelectPro VDI3805 Internet_EU | PPK SelectPro VDI3805 Internet_EU | H6020X4-S2+NVK24A-SR-TPC |  | 2200 kPa | 1000 kPa
143570 | H6020X4-S2/NVK24A-SR-TPC | H6020X4-S2/NVK24A-SR-TPC | 26 | H6020X4-S2 | / | NVK24A-SR-TPC | Actuator with emergency control function | 1 | Scenario 2 |  | PPK¦SelectPro¦VDI3805¦Internet_EU | PPK SelectPro VDI3805 Internet_EU | PPK SelectPro VDI3805 Internet_EU | H6020X4-S2/NVK24A-SR-TPC |  | 2200 kPa | 1000 kPa
143571 | H6020X4-S2+NVKC24A-SR-TPC | H6020X4-S2+NVKC24A-SR-TPC | 26 | H6020X4-S2 | + | NVKC24A-SR-TPC | Actuator with emergency control function | 1 | Scenario 2 |  | PPK¦SelectPro¦VDI3805¦Internet_EU | PPK SelectPro VDI3805 Internet_EU | PPK SelectPro VDI3805 Internet_EU | H6020X4-S2+NVKC24A-SR-TPC |  | 2200 kPa | 1000 kPa
143572 | H6020X4-S2/NVKC24A-SR-TPC | H6020X4-S2/NVKC24A-SR-TPC | 26 | H6020X4-S2 | / | NVKC24A-SR-TPC | Actuator with emergency control function | 1 | Scenario 2 |  | PPK¦SelectPro¦VDI3805¦Internet_EU | PPK SelectPro VDI3805 Internet_EU | PPK SelectPro VDI3805 Internet_EU | H6020X4-S2/NVKC24A-SR-TPC |  | 2200 kPa | 1000 kPa
143573 | H6020X6P3-S2+NVK24A-SR-TPC | H6020X6P3-S2+NVK24A-SR-TPC | 26 | H6020X6P3-S2 | + | NVK24A-SR-TPC | Actuator with emergency control function | 1 | Scenario 2 |  | PPK¦SelectPro¦VDI3805¦Internet_EU | PPK SelectPro VDI3805 Internet_EU | PPK SelectPro VDI3805 Internet_EU | H6020X6P3-S2+NVK24A-SR-TPC |  | 1500 kPa | 1000 kPa
143574 | H6020X6P3-S2/NVK24A-SR-TPC | H6020X6P3-S2/NVK24A-SR-TPC | 26 | H6020X6P3-S2 | / | NVK24A-SR-TPC | Actuator with emergency control function | 1 | Scenario 2 |  | PPK¦SelectPro¦VDI3805¦Internet_EU | PPK SelectPro VDI3805 Internet_EU | PPK SelectPro VDI3805 Internet_EU | H6020X6P3-S2/NVK24A-SR-TPC |  | 1500 kPa | 1000 kPa
143575 | H6020X6P3-S2+NVKC24A-SR-TPC | H6020X6P3-S2+NVKC24A-SR-TPC | 26 | H6020X6P3-S2 | + | NVKC24A-SR-TPC | Actuator with emergency control function | 1 | Scenario 2 |  | PPK¦SelectPro¦VDI3805¦Internet_EU | PPK SelectPro VDI3805 Internet_EU | PPK SelectPro VDI3805 Internet_EU | H6020X6P3-S2+NVKC24A-SR-TPC |  | 1500 kPa | 1000 kPa
143576 | H6020X6P3-S2/NVKC24A-SR-TPC | H6020X6P3-S2/NVKC24A-SR-TPC | 26 | H6020X6P3-S2 | / | NVKC24A-SR-TPC | Actuator with emergency control function | 1 | Scenario 2 |  | PPK¦SelectPro¦VDI3805¦Internet_EU | PPK SelectPro VDI3805 Internet_EU | PPK SelectPro VDI3805 Internet_EU | H6020X6P3-S2/NVKC24A-SR-TPC |  | 1500 kPa | 1000 kPa
143577 | H6025X10-S2+NVK24A-SR-TPC | H6025X10-S2+NVK24A-SR-TPC | 26 | H6025X10-S2 | + | NVK24A-SR-TPC | Actuator with emergency control function | 1 | Scenario 2 |  | PPK¦SelectPro¦VDI3805¦Internet_EU | PPK SelectPro VDI3805 Internet_EU | PPK SelectPro VDI3805 Internet_EU | H6025X10-S2+NVK24A-SR-TPC |  | 1300 kPa | 1000 kPa
143578 | H6025X10-S2/NVK24A-SR-TPC | H6025X10-S2/NVK24A-SR-TPC | 26 | H6025X10-S2 | / | NVK24A-SR-TPC | Actuator with emergency control function | 1 | Scenario 2 |  | PPK¦SelectPro¦VDI3805¦Internet_EU | PPK SelectPro VDI3805 Internet_EU | PPK SelectPro VDI3805 Internet_EU | H6025X10-S2/NVK24A-SR-TPC |  | 1300 kPa | 1000 kPa
143579 | H6025X10-S2+NVKC24A-SR-TPC | H6025X10-S2+NVKC24A-SR-TPC | 26 | H6025X10-S2 | + | NVKC24A-SR-TPC | Actuator with emergency control function | 1 | Scenario 2 |  | PPK¦SelectPro¦VDI3805¦Internet_EU | PPK SelectPro VDI3805 Internet_EU | PPK SelectPro VDI3805 Internet_EU | H6025X10-S2+NVKC24A-SR-TPC |  | 1300 kPa | 1000 kPa
143580 | H6025X10-S2/NVKC24A-SR-TPC | H6025X10-S2/NVKC24A-SR-TPC | 26 | H6025X10-S2 | / | NVKC24A-SR-TPC | Actuator with emergency control function | 1 | Scenario 2 |  | PPK¦SelectPro¦VDI3805¦Internet_EU | PPK SelectPro VDI3805 Internet_EU | PPK SelectPro VDI3805 Internet_EU | H6025X10-S2/NVKC24A-SR-TPC |  | 1300 kPa | 1000 kPa
143581 | H6025X6P3-S2+NVK24A-SR-TPC | H6025X6P3-S2+NVK24A-SR-TPC | 26 | H6025X6P3-S2 | + | NVK24A-SR-TPC | Actuator with emergency control function | 1 | Scenario 2 |  | PPK¦SelectPro¦VDI3805¦Internet_EU | PPK SelectPro VDI3805 Internet_EU | PPK SelectPro VDI3805 Internet_EU | H6025X6P3-S2+NVK24A-SR-TPC |  | 1300 kPa | 1000 kPa
143582 | H6025X6P3-S2/NVK24A-SR-TPC | H6025X6P3-S2/NVK24A-SR-TPC | 26 | H6025X6P3-S2 | / | NVK24A-SR-TPC | Actuator with emergency control function | 1 | Scenario 2 |  | PPK¦SelectPro¦VDI3805¦Internet_EU | PPK SelectPro VDI3805 Internet_EU | PPK SelectPro VDI3805 Internet_EU | H6025X6P3-S2/NVK24A-SR-TPC |  | 1300 kPa | 1000 kPa
143583 | H6025X6P3-S2+NVKC24A-SR-TPC | H6025X6P3-S2+NVKC24A-SR-TPC | 26 | H6025X6P3-S2 | + | NVKC24A-SR-TPC | Actuator with emergency control function | 1 | Scenario 2 |  | PPK¦SelectPro¦VDI3805¦Internet_EU | PPK SelectPro VDI3805 Internet_EU | PPK SelectPro VDI3805 Internet_EU | H6025X6P3-S2+NVKC24A-SR-TPC |  | 1300 kPa | 1000 kPa
143584 | H6025X6P3-S2/NVKC24A-SR-TPC | H6025X6P3-S2/NVKC24A-SR-TPC | 26 | H6025X6P3-S2 | / | NVKC24A-SR-TPC | Actuator with emergency control function | 1 | Scenario 2 |  | PPK¦SelectPro¦VDI3805¦Internet_EU | PPK SelectPro VDI3805 Internet_EU | PPK SelectPro VDI3805 Internet_EU | H6025X6P3-S2/NVKC24A-SR-TPC |  | 1300 kPa | 1000 kPa
143585 | H6032X10-S2+NVK24A-SR-TPC | H6032X10-S2+NVK24A-SR-TPC | 26 | H6032X10-S2 | + | NVK24A-SR-TPC | Actuator with emergency control function | 1 | Scenario 2 |  | PPK¦SelectPro¦VDI3805¦Internet_EU | PPK SelectPro VDI3805 Internet_EU | PPK SelectPro VDI3805 Internet_EU | H6032X10-S2+NVK24A-SR-TPC |  | 900 kPa | 900 kPa
143586 | H6032X10-S2/NVK24A-SR-TPC | H6032X10-S2/NVK24A-SR-TPC | 26 | H6032X10-S2 | / | NVK24A-SR-TPC | Actuator with emergency control function | 1 | Scenario 2 |  | PPK¦SelectPro¦VDI3805¦Internet_EU | PPK SelectPro VDI3805 Internet_EU | PPK SelectPro VDI3805 Internet_EU | H6032X10-S2/NVK24A-SR-TPC |  | 900 kPa | 900 kPa
143587 | H6032X10-S2+NVKC24A-SR-TPC | H6032X10-S2+NVKC24A-SR-TPC | 26 | H6032X10-S2 | + | NVKC24A-SR-TPC | Actuator with emergency control function | 1 | Scenario 2 |  | PPK¦SelectPro¦VDI3805¦Internet_EU | PPK SelectPro VDI3805 Internet_EU | PPK SelectPro VDI3805 Internet_EU | H6032X10-S2+NVKC24A-SR-TPC |  | 900 kPa | 900 kPa
143588 | H6032X10-S2/NVKC24A-SR-TPC | H6032X10-S2/NVKC24A-SR-TPC | 26 | H6032X10-S2 | / | NVKC24A-SR-TPC | Actuator with emergency control function | 1 | Scenario 2 |  | PPK¦SelectPro¦VDI3805¦Internet_EU | PPK SelectPro VDI3805 Internet_EU | PPK SelectPro VDI3805 Internet_EU | H6032X10-S2/NVKC24A-SR-TPC |  | 900 kPa | 900 kPa
143589 | H6032X16-S2+NVK24A-SR-TPC | H6032X16-S2+NVK24A-SR-TPC | 26 | H6032X16-S2 | + | NVK24A-SR-TPC | Actuator with emergency control function | 1 | Scenario 2 |  | PPK¦SelectPro¦VDI3805¦Internet_EU | PPK SelectPro VDI3805 Internet_EU | PPK SelectPro VDI3805 Internet_EU | H6032X16-S2+NVK24A-SR-TPC |  | 900 kPa | 900 kPa
143590 | H6032X16-S2/NVK24A-SR-TPC | H6032X16-S2/NVK24A-SR-TPC | 26 | H6032X16-S2 | / | NVK24A-SR-TPC | Actuator with emergency control function | 1 | Scenario 2 |  | PPK¦SelectPro¦VDI3805¦Internet_EU | PPK SelectPro VDI3805 Internet_EU | PPK SelectPro VDI3805 Internet_EU | H6032X16-S2/NVK24A-SR-TPC |  | 900 kPa | 900 kPa
143591 | H6032X16-S2+NVKC24A-SR-TPC | H6032X16-S2+NVKC24A-SR-TPC | 26 | H6032X16-S2 | + | NVKC24A-SR-TPC | Actuator with emergency control function | 1 | Scenario 2 |  | PPK¦SelectPro¦VDI3805¦Internet_EU | PPK SelectPro VDI3805 Internet_EU | PPK SelectPro VDI3805 Internet_EU | H6032X16-S2+NVKC24A-SR-TPC |  | 900 kPa | 900 kPa
143592 | H6032X16-S2/NVKC24A-SR-TPC | H6032X16-S2/NVKC24A-SR-TPC | 26 | H6032X16-S2 | / | NVKC24A-SR-TPC | Actuator with emergency control function | 1 | Scenario 2 |  | PPK¦SelectPro¦VDI3805¦Internet_EU | PPK SelectPro VDI3805 Internet_EU | PPK SelectPro VDI3805 Internet_EU | H6032X16-S2/NVKC24A-SR-TPC |  | 900 kPa | 900 kPa
143593 | H6040X16-S2+NVK24A-SR-TPC | H6040X16-S2+NVK24A-SR-TPC | 26 | H6040X16-S2 | + | NVK24A-SR-TPC | Actuator with emergency control function | 1 | Scenario 2 |  | PPK¦SelectPro¦VDI3805¦Internet_EU | PPK SelectPro VDI3805 Internet_EU | PPK SelectPro VDI3805 Internet_EU | H6040X16-S2+NVK24A-SR-TPC |  | 500 kPa | 500 kPa
143594 | H6040X16-S2/NVK24A-SR-TPC | H6040X16-S2/NVK24A-SR-TPC | 26 | H6040X16-S2 | / | NVK24A-SR-TPC | Actuator with emergency control function | 1 | Scenario 2 |  | PPK¦SelectPro¦VDI3805¦Internet_EU | PPK SelectPro VDI3805 Internet_EU | PPK SelectPro VDI3805 Internet_EU | H6040X16-S2/NVK24A-SR-TPC |  | 500 kPa | 500 kPa
143595 | H6040X16-S2+NVKC24A-SR-TPC | H6040X16-S2+NVKC24A-SR-TPC | 26 | H6040X16-S2 | + | NVKC24A-SR-TPC | Actuator with emergency control function | 1 | Scenario 2 |  | PPK¦SelectPro¦VDI3805¦Internet_EU | PPK SelectPro VDI3805 Internet_EU | PPK SelectPro VDI3805 Internet_EU | H6040X16-S2+NVKC24A-SR-TPC |  | 500 kPa | 500 kPa
143596 | H6040X16-S2/NVKC24A-SR-TPC | H6040X16-S2/NVKC24A-SR-TPC | 26 | H6040X16-S2 | / | NVKC24A-SR-TPC | Actuator with emergency control function | 1 | Scenario 2 |  | PPK¦SelectPro¦VDI3805¦Internet_EU | PPK SelectPro VDI3805 Internet_EU | PPK SelectPro VDI3805 Internet_EU | H6040X16-S2/NVKC24A-SR-TPC |  | 500 kPa | 500 kPa
143597 | H6040X25-S2+NVK24A-SR-TPC | H6040X25-S2+NVK24A-SR-TPC | 26 | H6040X25-S2 | + | NVK24A-SR-TPC | Actuator with emergency control function | 1 | Scenario 2 |  | PPK¦SelectPro¦VDI3805¦Internet_EU | PPK SelectPro VDI3805 Internet_EU | PPK SelectPro VDI3805 Internet_EU | H6040X25-S2+NVK24A-SR-TPC |  | 500 kPa | 500 kPa
143598 | H6040X25-S2/NVK24A-SR-TPC | H6040X25-S2/NVK24A-SR-TPC | 26 | H6040X25-S2 | / | NVK24A-SR-TPC | Actuator with emergency control function | 1 | Scenario 2 |  | PPK¦SelectPro¦VDI3805¦Internet_EU | PPK SelectPro VDI3805 Internet_EU | PPK SelectPro VDI3805 Internet_EU | H6040X25-S2/NVK24A-SR-TPC |  | 500 kPa | 500 kPa
143599 | H6040X25-S2+NVKC24A-SR-TPC | H6040X25-S2+NVKC24A-SR-TPC | 26 | H6040X25-S2 | + | NVKC24A-SR-TPC | Actuator with emergency control function | 1 | Scenario 2 |  | PPK¦SelectPro¦VDI3805¦Internet_EU | PPK SelectPro VDI3805 Internet_EU | PPK SelectPro VDI3805 Internet_EU | H6040X25-S2+NVKC24A-SR-TPC |  | 500 kPa | 500 kPa
143600 | H6040X25-S2/NVKC24A-SR-TPC | H6040X25-S2/NVKC24A-SR-TPC | 26 | H6040X25-S2 | / | NVKC24A-SR-TPC | Actuator with emergency control function | 1 | Scenario 2 |  | PPK¦SelectPro¦VDI3805¦Internet_EU | PPK SelectPro VDI3805 Internet_EU | PPK SelectPro VDI3805 Internet_EU | H6040X25-S2/NVKC24A-SR-TPC |  | 500 kPa | 500 kPa
143601 | H6050X25-S2+NVK24A-SR-TPC | H6050X25-S2+NVK24A-SR-TPC | 26 | H6050X25-S2 | + | NVK24A-SR-TPC | Actuator with emergency control function | 1 | Scenario 2 |  | PPK¦SelectPro¦VDI3805¦Internet_EU | PPK SelectPro VDI3805 Internet_EU | PPK SelectPro VDI3805 Internet_EU | H6050X25-S2+NVK24A-SR-TPC |  | 300 kPa | 300 kPa
143602 | H6050X25-S2/NVK24A-SR-TPC | H6050X25-S2/NVK24A-SR-TPC | 26 | H6050X25-S2 | / | NVK24A-SR-TPC | Actuator with emergency control function | 1 | Scenario 2 |  | PPK¦SelectPro¦VDI3805¦Internet_EU | PPK SelectPro VDI3805 Internet_EU | PPK SelectPro VDI3805 Internet_EU | H6050X25-S2/NVK24A-SR-TPC |  | 300 kPa | 300 kPa
143603 | H6050X25-S2+NVKC24A-SR-TPC | H6050X25-S2+NVKC24A-SR-TPC | 26 | H6050X25-S2 | + | NVKC24A-SR-TPC | Actuator with emergency control function | 1 | Scenario 2 |  | PPK¦SelectPro¦VDI3805¦Internet_EU | PPK SelectPro VDI3805 Internet_EU | PPK SelectPro VDI3805 Internet_EU | H6050X25-S2+NVKC24A-SR-TPC |  | 300 kPa | 300 kPa
143604 | H6050X25-S2/NVKC24A-SR-TPC | H6050X25-S2/NVKC24A-SR-TPC | 26 | H6050X25-S2 | / | NVKC24A-SR-TPC | Actuator with emergency control function | 1 | Scenario 2 |  | PPK¦SelectPro¦VDI3805¦Internet_EU | PPK SelectPro VDI3805 Internet_EU | PPK SelectPro VDI3805 Internet_EU | H6050X25-S2/NVKC24A-SR-TPC |  | 300 kPa | 300 kPa
143605 | H6050X40-S2+NVK24A-SR-TPC | H6050X40-S2+NVK24A-SR-TPC | 26 | H6050X40-S2 | + | NVK24A-SR-TPC | Actuator with emergency control function | 1 | Scenario 2 |  | PPK¦SelectPro¦VDI3805¦Internet_EU | PPK SelectPro VDI3805 Internet_EU | PPK SelectPro VDI3805 Internet_EU | H6050X40-S2+NVK24A-SR-TPC |  | 300 kPa | 300 kPa
143606 | H6050X40-S2/NVK24A-SR-TPC | H6050X40-S2/NVK24A-SR-TPC | 26 | H6050X40-S2 | / | NVK24A-SR-TPC | Actuator with emergency control function | 1 | Scenario 2 |  | PPK¦SelectPro¦VDI3805¦Internet_EU | PPK SelectPro VDI3805 Internet_EU | PPK SelectPro VDI3805 Internet_EU | H6050X40-S2/NVK24A-SR-TPC |  | 300 kPa | 300 kPa
143607 | H6050X40-S2+NVKC24A-SR-TPC | H6050X40-S2+NVKC24A-SR-TPC | 26 | H6050X40-S2 | + | NVKC24A-SR-TPC | Actuator with emergency control function | 1 | Scenario 2 |  | PPK¦SelectPro¦VDI3805¦Internet_EU | PPK SelectPro VDI3805 Internet_EU | PPK SelectPro VDI3805 Internet_EU | H6050X40-S2+NVKC24A-SR-TPC |  | 300 kPa | 300 kPa
143608 | H6050X40-S2/NVKC24A-SR-TPC | H6050X40-S2/NVKC24A-SR-TPC | 26 | H6050X40-S2 | / | NVKC24A-SR-TPC | Actuator with emergency control function | 1 | Scenario 2 |  | PPK¦SelectPro¦VDI3805¦Internet_EU | PPK SelectPro VDI3805 Internet_EU | PPK SelectPro VDI3805 Internet_EU | H6050X40-S2/NVKC24A-SR-TPC |  | 300 kPa | 300 kPa
143609 | H6065X58-SP2+NVK24A-SR-TPC | H6065X58-SP2+NVK24A-SR-TPC | 26 | H6065X58-SP2 | + | NVK24A-SR-TPC | Actuator with emergency control function | 1 | Scenario 2 |  | PPK¦SelectPro¦VDI3805¦Internet_EU | PPK SelectPro VDI3805 Internet_EU | PPK SelectPro VDI3805 Internet_EU | H6065X58-SP2+NVK24A-SR-TPC |  | 2100 kPa | 1000 kPa
143610 | H6065X58-SP2/NVK24A-SR-TPC | H6065X58-SP2/NVK24A-SR-TPC | 26 | H6065X58-SP2 | / | NVK24A-SR-TPC | Actuator with emergency control function | 1 | Scenario 2 |  | PPK¦SelectPro¦VDI3805¦Internet_EU | PPK SelectPro VDI3805 Internet_EU | PPK SelectPro VDI3805 Internet_EU | H6065X58-SP2/NVK24A-SR-TPC |  | 2100 kPa | 1000 kPa
143611 | H6065X58-SP2+NVKC24A-SR-TPC | H6065X58-SP2+NVKC24A-SR-TPC | 26 | H6065X58-SP2 | + | NVKC24A-SR-TPC | Actuator with emergency control function | 1 | Scenario 2 |  | PPK¦SelectPro¦VDI3805¦Internet_EU | PPK SelectPro VDI3805 Internet_EU | PPK SelectPro VDI3805 Internet_EU | H6065X58-SP2+NVKC24A-SR-TPC |  | 2100 kPa | 1000 kPa
143612 | H6065X58-SP2/NVKC24A-SR-TPC | H6065X58-SP2/NVKC24A-SR-TPC | 26 | H6065X58-SP2 | / | NVKC24A-SR-TPC | Actuator with emergency control function | 1 | Scenario 2 |  | PPK¦SelectPro¦VDI3805¦Internet_EU | PPK SelectPro VDI3805 Internet_EU | PPK SelectPro VDI3805 Internet_EU | H6065X58-SP2/NVKC24A-SR-TPC |  | 2100 kPa | 1000 kPa
143613 | H6080X90-SP2+NVK24A-SR-TPC | H6080X90-SP2+NVK24A-SR-TPC | 26 | H6080X90-SP2 | + | NVK24A-SR-TPC | Actuator with emergency control function | 1 | Scenario 2 |  | PPK¦SelectPro¦VDI3805¦Internet_EU | PPK SelectPro VDI3805 Internet_EU | PPK SelectPro VDI3805 Internet_EU | H6080X90-SP2+NVK24A-SR-TPC |  | 1600 kPa | 1000 kPa
143614 | H6080X90-SP2/NVK24A-SR-TPC | H6080X90-SP2/NVK24A-SR-TPC | 26 | H6080X90-SP2 | / | NVK24A-SR-TPC | Actuator with emergency control function | 1 | Scenario 2 |  | PPK¦SelectPro¦VDI3805¦Internet_EU | PPK SelectPro VDI3805 Internet_EU | PPK SelectPro VDI3805 Internet_EU | H6080X90-SP2/NVK24A-SR-TPC |  | 1600 kPa | 1000 kPa
143615 | H632R+NVKC24A-SR-TPC | H632R+NVKC24A-SR-TPC | 26 | H632R | + | NVKC24A-SR-TPC | Actuator with emergency control function | 1 | Scenario 2 |  | PPK¦SelectPro¦VDI3805¦Internet_EU | PPK SelectPro VDI3805 Internet_EU | PPK SelectPro VDI3805 Internet_EU | H632R+NVKC24A-SR-TPC |  | 600 kPa | 400 kPa
143616 | H632R/NVKC24A-SR-TPC | H632R/NVKC24A-SR-TPC | 26 | H632R | / | NVKC24A-SR-TPC | Actuator with emergency control function | 1 | Scenario 2 |  | PPK¦SelectPro¦VDI3805¦Internet_EU | PPK SelectPro VDI3805 Internet_EU | PPK SelectPro VDI3805 Internet_EU | H632R/NVKC24A-SR-TPC |  | 600 kPa | 400 kPa
143617 | H632S+NVK24A-SR-TPC | H632S+NVK24A-SR-TPC | 26 | H632S | + | NVK24A-SR-TPC | Actuator with emergency control function | 1 | Scenario 2 |  | PPK¦SelectPro¦VDI3805¦Internet_EU | PPK SelectPro VDI3805 Internet_EU | PPK SelectPro VDI3805 Internet_EU | H632S+NVK24A-SR-TPC |  | 950 kPa | 950 kPa
143618 | H632S/NVK24A-SR-TPC | H632S/NVK24A-SR-TPC | 26 | H632S | / | NVK24A-SR-TPC | Actuator with emergency control function | 1 | Scenario 2 |  | PPK¦SelectPro¦VDI3805¦Internet_EU | PPK SelectPro VDI3805 Internet_EU | PPK SelectPro VDI3805 Internet_EU | H632S/NVK24A-SR-TPC |  | 950 kPa | 950 kPa
143619 | H632S+NVKC24A-SR-TPC | H632S+NVKC24A-SR-TPC | 26 | H632S | + | NVKC24A-SR-TPC | Actuator with emergency control function | 1 | Scenario 2 |  | PPK¦SelectPro¦VDI3805¦Internet_EU | PPK SelectPro VDI3805 Internet_EU | PPK SelectPro VDI3805 Internet_EU | H632S+NVKC24A-SR-TPC |  | 950 kPa | 950 kPa
143620 | H632S/NVKC24A-SR-TPC | H632S/NVKC24A-SR-TPC | 26 | H632S | / | NVKC24A-SR-TPC | Actuator with emergency control function | 1 | Scenario 2 |  | PPK¦SelectPro¦VDI3805¦Internet_EU | PPK SelectPro VDI3805 Internet_EU | PPK SelectPro VDI3805 Internet_EU | H632S/NVKC24A-SR-TPC |  | 950 kPa | 950 kPa
143621 | H640N+NVK24A-SR-TPC | H640N+NVK24A-SR-TPC | 26 | H640N | + | NVK24A-SR-TPC | Actuator with emergency control function | 1 | Scenario 2 |  | PPK¦SelectPro¦VDI3805¦Internet_EU | PPK SelectPro VDI3805 Internet_EU | PPK SelectPro VDI3805 Internet_EU | H640N+NVK24A-SR-TPC |  | 500 kPa | 400 kPa
143622 | H640N/NVK24A-SR-TPC | H640N/NVK24A-SR-TPC | 26 | H640N | / | NVK24A-SR-TPC | Actuator with emergency control function | 1 | Scenario 2 |  | PPK¦SelectPro¦VDI3805¦Internet_EU | PPK SelectPro VDI3805 Internet_EU | PPK SelectPro VDI3805 Internet_EU | H640N/NVK24A-SR-TPC |  | 500 kPa | 400 kPa
143623 | H640N+NVKC24A-SR-TPC | H640N+NVKC24A-SR-TPC | 26 | H640N | + | NVKC24A-SR-TPC | Actuator with emergency control function | 1 | Scenario 2 |  | PPK¦SelectPro¦VDI3805¦Internet_EU | PPK SelectPro VDI3805 Internet_EU | PPK SelectPro VDI3805 Internet_EU | H640N+NVKC24A-SR-TPC |  | 500 kPa | 400 kPa
143624 | H640N/NVKC24A-SR-TPC | H640N/NVKC24A-SR-TPC | 26 | H640N | / | NVKC24A-SR-TPC | Actuator with emergency control function | 1 | Scenario 2 |  | PPK¦SelectPro¦VDI3805¦Internet_EU | PPK SelectPro VDI3805 Internet_EU | PPK SelectPro VDI3805 Internet_EU | H640N/NVKC24A-SR-TPC |  | 500 kPa | 400 kPa
143625 | H640R+NVK24A-SR-TPC | H640R+NVK24A-SR-TPC | 26 | H640R | + | NVK24A-SR-TPC | Actuator with emergency control function | 1 | Scenario 2 |  | PPK¦SelectPro¦VDI3805¦Internet_EU | PPK SelectPro VDI3805 Internet_EU | PPK SelectPro VDI3805 Internet_EU | H640R+NVK24A-SR-TPC |  | 500 kPa | 400 kPa
143626 | H640R/NVK24A-SR-TPC | H640R/NVK24A-SR-TPC | 26 | H640R | / | NVK24A-SR-TPC | Actuator with emergency control function | 1 | Scenario 2 |  | PPK¦SelectPro¦VDI3805¦Internet_EU | PPK SelectPro VDI3805 Internet_EU | PPK SelectPro VDI3805 Internet_EU | H640R/NVK24A-SR-TPC |  | 500 kPa | 400 kPa
143627 | H640R+NVKC24A-SR-TPC | H640R+NVKC24A-SR-TPC | 26 | H640R | + | NVKC24A-SR-TPC | Actuator with emergency control function | 1 | Scenario 2 |  | PPK¦SelectPro¦VDI3805¦Internet_EU | PPK SelectPro VDI3805 Internet_EU | PPK SelectPro VDI3805 Internet_EU | H640R+NVKC24A-SR-TPC |  | 500 kPa | 400 kPa
143628 | H640R/NVKC24A-SR-TPC | H640R/NVKC24A-SR-TPC | 26 | H640R | / | NVKC24A-SR-TPC | Actuator with emergency control function | 1 | Scenario 2 |  | PPK¦SelectPro¦VDI3805¦Internet_EU | PPK SelectPro VDI3805 Internet_EU | PPK SelectPro VDI3805 Internet_EU | H640R/NVKC24A-SR-TPC |  | 500 kPa | 400 kPa
143629 | H640S+NVK24A-SR-TPC | H640S+NVK24A-SR-TPC | 26 | H640S | + | NVK24A-SR-TPC | Actuator with emergency control function | 1 | Scenario 2 |  | PPK¦SelectPro¦VDI3805¦Internet_EU | PPK SelectPro VDI3805 Internet_EU | PPK SelectPro VDI3805 Internet_EU | H640S+NVK24A-SR-TPC |  | 500 kPa | 500 kPa
143630 | H640S/NVK24A-SR-TPC | H640S/NVK24A-SR-TPC | 26 | H640S | / | NVK24A-SR-TPC | Actuator with emergency control function | 1 | Scenario 2 |  | PPK¦SelectPro¦VDI3805¦Internet_EU | PPK SelectPro VDI3805 Internet_EU | PPK SelectPro VDI3805 Internet_EU | H640S/NVK24A-SR-TPC |  | 500 kPa | 500 kPa
143631 | H640S+NVKC24A-SR-TPC | H640S+NVKC24A-SR-TPC | 26 | H640S | + | NVKC24A-SR-TPC | Actuator with emergency control function | 1 | Scenario 2 |  | PPK¦SelectPro¦VDI3805¦Internet_EU | PPK SelectPro VDI3805 Internet_EU | PPK SelectPro VDI3805 Internet_EU | H640S+NVKC24A-SR-TPC |  | 500 kPa | 500 kPa
143632 | H640S/NVKC24A-SR-TPC | H640S/NVKC24A-SR-TPC | 26 | H640S | / | NVKC24A-SR-TPC | Actuator with emergency control function | 1 | Scenario 2 |  | PPK¦SelectPro¦VDI3805¦Internet_EU | PPK SelectPro VDI3805 Internet_EU | PPK SelectPro VDI3805 Internet_EU | H640S/NVKC24A-SR-TPC |  | 500 kPa | 500 kPa
143633 | H640SP+NVK24A-SR-TPC | H640SP+NVK24A-SR-TPC | 26 | H640SP | + | NVK24A-SR-TPC | Actuator with emergency control function | 1 | Scenario 2 |  | PPK¦SelectPro¦VDI3805¦Internet_EU | PPK SelectPro VDI3805 Internet_EU | PPK SelectPro VDI3805 Internet_EU | H640SP+NVK24A-SR-TPC |  | 1600 kPa | 1000 kPa
143634 | H640SP/NVK24A-SR-TPC | H640SP/NVK24A-SR-TPC | 26 | H640SP | / | NVK24A-SR-TPC | Actuator with emergency control function | 1 | Scenario 2 |  | PPK¦SelectPro¦VDI3805¦Internet_EU | PPK SelectPro VDI3805 Internet_EU | PPK SelectPro VDI3805 Internet_EU | H640SP/NVK24A-SR-TPC |  | 1600 kPa | 1000 kPa
143635 | H640SP+NVKC24A-SR-TPC | H640SP+NVKC24A-SR-TPC | 26 | H640SP | + | NVKC24A-SR-TPC | Actuator with emergency control function | 1 | Scenario 2 |  | PPK¦SelectPro¦VDI3805¦Internet_EU | PPK SelectPro VDI3805 Internet_EU | PPK SelectPro VDI3805 Internet_EU | H640SP+NVKC24A-SR-TPC |  | 1600 kPa | 1000 kPa
143636 | H640SP/NVKC24A-SR-TPC | H640SP/NVKC24A-SR-TPC | 26 | H640SP | / | NVKC24A-SR-TPC | Actuator with emergency control function | 1 | Scenario 2 |  | PPK¦SelectPro¦VDI3805¦Internet_EU | PPK SelectPro VDI3805 Internet_EU | PPK SelectPro VDI3805 Internet_EU | H640SP/NVKC24A-SR-TPC |  | 1600 kPa | 1000 kPa
143637 | H650N+NVK24A-SR-TPC | H650N+NVK24A-SR-TPC | 26 | H650N | + | NVK24A-SR-TPC | Actuator with emergency control function | 1 | Scenario 2 |  | PPK¦SelectPro¦VDI3805¦Internet_EU | PPK SelectPro VDI3805 Internet_EU | PPK SelectPro VDI3805 Internet_EU | H650N+NVK24A-SR-TPC |  | 300 kPa | 300 kPa
143638 | H650N/NVK24A-SR-TPC | H650N/NVK24A-SR-TPC | 26 | H650N | / | NVK24A-SR-TPC | Actuator with emergency control function | 1 | Scenario 2 |  | PPK¦SelectPro¦VDI3805¦Internet_EU | PPK SelectPro VDI3805 Internet_EU | PPK SelectPro VDI3805 Internet_EU | H650N/NVK24A-SR-TPC |  | 300 kPa | 300 kPa
143639 | H650N+NVKC24A-SR-TPC | H650N+NVKC24A-SR-TPC | 26 | H650N | + | NVKC24A-SR-TPC | Actuator with emergency control function | 1 | Scenario 2 |  | PPK¦SelectPro¦VDI3805¦Internet_EU | PPK SelectPro VDI3805 Internet_EU | PPK SelectPro VDI3805 Internet_EU | H650N+NVKC24A-SR-TPC |  | 300 kPa | 300 kPa
143640 | H650N/NVKC24A-SR-TPC | H650N/NVKC24A-SR-TPC | 26 | H650N | / | NVKC24A-SR-TPC | Actuator with emergency control function | 1 | Scenario 2 |  | PPK¦SelectPro¦VDI3805¦Internet_EU | PPK SelectPro VDI3805 Internet_EU | PPK SelectPro VDI3805 Internet_EU | H650N/NVKC24A-SR-TPC |  | 300 kPa | 300 kPa
143641 | H650R+NVK24A-SR-TPC | H650R+NVK24A-SR-TPC | 26 | H650R | + | NVK24A-SR-TPC | Actuator with emergency control function | 1 | Scenario 2 |  | PPK¦SelectPro¦VDI3805¦Internet_EU | PPK SelectPro VDI3805 Internet_EU | PPK SelectPro VDI3805 Internet_EU | H650R+NVK24A-SR-TPC |  | 300 kPa | 300 kPa
143642 | H650R/NVK24A-SR-TPC | H650R/NVK24A-SR-TPC | 26 | H650R | / | NVK24A-SR-TPC | Actuator with emergency control function | 1 | Scenario 2 |  | PPK¦SelectPro¦VDI3805¦Internet_EU | PPK SelectPro VDI3805 Internet_EU | PPK SelectPro VDI3805 Internet_EU | H650R/NVK24A-SR-TPC |  | 300 kPa | 300 kPa
143643 | H650R+NVKC24A-SR-TPC | H650R+NVKC24A-SR-TPC | 26 | H650R | + | NVKC24A-SR-TPC | Actuator with emergency control function | 1 | Scenario 2 |  | PPK¦SelectPro¦VDI3805¦Internet_EU | PPK SelectPro VDI3805 Internet_EU | PPK SelectPro VDI3805 Internet_EU | H650R+NVKC24A-SR-TPC |  | 300 kPa | 300 kPa
143644 | H650R/NVKC24A-SR-TPC | H650R/NVKC24A-SR-TPC | 26 | H650R | / | NVKC24A-SR-TPC | Actuator with emergency control function | 1 | Scenario 2 |  | PPK¦SelectPro¦VDI3805¦Internet_EU | PPK SelectPro VDI3805 Internet_EU | PPK SelectPro VDI3805 Internet_EU | H650R/NVKC24A-SR-TPC |  | 300 kPa | 300 kPa
143645 | H650S+NVK24A-SR-TPC | H650S+NVK24A-SR-TPC | 26 | H650S | + | NVK24A-SR-TPC | Actuator with emergency control function | 1 | Scenario 2 |  | PPK¦SelectPro¦VDI3805¦Internet_EU | PPK SelectPro VDI3805 Internet_EU | PPK SelectPro VDI3805 Internet_EU | H650S+NVK24A-SR-TPC |  | 300 kPa | 300 kPa
143646 | H650S/NVK24A-SR-TPC | H650S/NVK24A-SR-TPC | 26 | H650S | / | NVK24A-SR-TPC | Actuator with emergency control function | 1 | Scenario 2 |  | PPK¦SelectPro¦VDI3805¦Internet_EU | PPK SelectPro VDI3805 Internet_EU | PPK SelectPro VDI3805 Internet_EU | H650S/NVK24A-SR-TPC |  | 300 kPa | 300 kPa
143647 | H650S+NVKC24A-SR-TPC | H650S+NVKC24A-SR-TPC | 26 | H650S | + | NVKC24A-SR-TPC | Actuator with emergency control function | 1 | Scenario 2 |  | PPK¦SelectPro¦VDI3805¦Internet_EU | PPK SelectPro VDI3805 Internet_EU | PPK SelectPro VDI3805 Internet_EU | H650S+NVKC24A-SR-TPC |  | 300 kPa | 300 kPa
143648 | H650S/NVKC24A-SR-TPC | H650S/NVKC24A-SR-TPC | 26 | H650S | / | NVKC24A-SR-TPC | Actuator with emergency control function | 1 | Scenario 2 |  | PPK¦SelectPro¦VDI3805¦Internet_EU | PPK SelectPro VDI3805 Internet_EU | PPK SelectPro VDI3805 Internet_EU | H650S/NVKC24A-SR-TPC |  | 300 kPa | 300 kPa
143649 | H650SP+NVK24A-SR-TPC | H650SP+NVK24A-SR-TPC | 26 | H650SP | + | NVK24A-SR-TPC | Actuator with emergency control function | 1 | Scenario 2 |  | PPK¦SelectPro¦VDI3805¦Internet_EU | PPK SelectPro VDI3805 Internet_EU | PPK SelectPro VDI3805 Internet_EU | H650SP+NVK24A-SR-TPC |  | 1600 kPa | 1000 kPa
143650 | H650SP/NVK24A-SR-TPC | H650SP/NVK24A-SR-TPC | 26 | H650SP | / | NVK24A-SR-TPC | Actuator with emergency control function | 1 | Scenario 2 |  | PPK¦SelectPro¦VDI3805¦Internet_EU | PPK SelectPro VDI3805 Internet_EU | PPK SelectPro VDI3805 Internet_EU | H650SP/NVK24A-SR-TPC |  | 1600 kPa | 1000 kPa
143651 | H650SP+NVKC24A-SR-TPC | H650SP+NVKC24A-SR-TPC | 26 | H650SP | + | NVKC24A-SR-TPC | Actuator with emergency control function | 1 | Scenario 2 |  | PPK¦SelectPro¦VDI3805¦Internet_EU | PPK SelectPro VDI3805 Internet_EU | PPK SelectPro VDI3805 Internet_EU | H650SP+NVKC24A-SR-TPC |  | 1600 kPa | 1000 kPa
143652 | H650SP/NVKC24A-SR-TPC | H650SP/NVKC24A-SR-TPC | 26 | H650SP | / | NVKC24A-SR-TPC | Actuator with emergency control function | 1 | Scenario 2 |  | PPK¦SelectPro¦VDI3805¦Internet_EU | PPK SelectPro VDI3805 Internet_EU | PPK SelectPro VDI3805 Internet_EU | H650SP/NVKC24A-SR-TPC |  | 1600 kPa | 1000 kPa
143653 | H664N+NVK24A-SR-TPC | H664N+NVK24A-SR-TPC | 26 | H664N | + | NVK24A-SR-TPC | Actuator with emergency control function | 1 | Scenario 2 |  | PPK¦SelectPro¦VDI3805¦Internet_EU | PPK SelectPro VDI3805 Internet_EU | PPK SelectPro VDI3805 Internet_EU | H664N+NVK24A-SR-TPC |  | 140 kPa | 140 kPa
143654 | H664N/NVK24A-SR-TPC | H664N/NVK24A-SR-TPC | 26 | H664N | / | NVK24A-SR-TPC | Actuator with emergency control function | 1 | Scenario 2 |  | PPK¦SelectPro¦VDI3805¦Internet_EU | PPK SelectPro VDI3805 Internet_EU | PPK SelectPro VDI3805 Internet_EU | H664N/NVK24A-SR-TPC |  | 140 kPa | 140 kPa
143655 | H664N+NVKC24A-SR-TPC | H664N+NVKC24A-SR-TPC | 26 | H664N | + | NVKC24A-SR-TPC | Actuator with emergency control function | 1 | Scenario 2 |  | PPK¦SelectPro¦VDI3805¦Internet_EU | PPK SelectPro VDI3805 Internet_EU | PPK SelectPro VDI3805 Internet_EU | H664N+NVKC24A-SR-TPC |  | 140 kPa | 140 kPa
143656 | H664N/NVKC24A-SR-TPC | H664N/NVKC24A-SR-TPC | 26 | H664N | / | NVKC24A-SR-TPC | Actuator with emergency control function | 1 | Scenario 2 |  | PPK¦SelectPro¦VDI3805¦Internet_EU | PPK SelectPro VDI3805 Internet_EU | PPK SelectPro VDI3805 Internet_EU | H664N/NVKC24A-SR-TPC |  | 140 kPa | 140 kPa
143657 | H664R+NVK24A-SR-TPC | H664R+NVK24A-SR-TPC | 26 | H664R | + | NVK24A-SR-TPC | Actuator with emergency control function | 1 | Scenario 2 |  | PPK¦SelectPro¦VDI3805¦Internet_EU | PPK SelectPro VDI3805 Internet_EU | PPK SelectPro VDI3805 Internet_EU | H664R+NVK24A-SR-TPC |  | 140 kPa | 140 kPa
143658 | H664R/NVK24A-SR-TPC | H664R/NVK24A-SR-TPC | 26 | H664R | / | NVK24A-SR-TPC | Actuator with emergency control function | 1 | Scenario 2 |  | PPK¦SelectPro¦VDI3805¦Internet_EU | PPK SelectPro VDI3805 Internet_EU | PPK SelectPro VDI3805 Internet_EU | H664R/NVK24A-SR-TPC |  | 140 kPa | 140 kPa
143659 | H664R+NVKC24A-SR-TPC | H664R+NVKC24A-SR-TPC | 26 | H664R | + | NVKC24A-SR-TPC | Actuator with emergency control function | 1 | Scenario 2 |  | PPK¦SelectPro¦VDI3805¦Internet_EU | PPK SelectPro VDI3805 Internet_EU | PPK SelectPro VDI3805 Internet_EU | H664R+NVKC24A-SR-TPC |  | 140 kPa | 140 kPa
143660 | H664R/NVKC24A-SR-TPC | H664R/NVKC24A-SR-TPC | 26 | H664R | / | NVKC24A-SR-TPC | Actuator with emergency control function | 1 | Scenario 2 |  | PPK¦SelectPro¦VDI3805¦Internet_EU | PPK SelectPro VDI3805 Internet_EU | PPK SelectPro VDI3805 Internet_EU | H664R/NVKC24A-SR-TPC |  | 140 kPa | 140 kPa
143661 | H664S+NVK24A-SR-TPC | H664S+NVK24A-SR-TPC | 26 | H664S | + | NVK24A-SR-TPC | Actuator with emergency control function | 1 | Scenario 2 |  | PPK¦SelectPro¦VDI3805¦Internet_EU | PPK SelectPro VDI3805 Internet_EU | PPK SelectPro VDI3805 Internet_EU | H664S+NVK24A-SR-TPC |  | 130 kPa | 130 kPa
143662 | H664S/NVK24A-SR-TPC | H664S/NVK24A-SR-TPC | 26 | H664S | / | NVK24A-SR-TPC | Actuator with emergency control function | 1 | Scenario 2 |  | PPK¦SelectPro¦VDI3805¦Internet_EU | PPK SelectPro VDI3805 Internet_EU | PPK SelectPro VDI3805 Internet_EU | H664S/NVK24A-SR-TPC |  | 130 kPa | 130 kPa
143663 | H664S+NVKC24A-SR-TPC | H664S+NVKC24A-SR-TPC | 26 | H664S | + | NVKC24A-SR-TPC | Actuator with emergency control function | 1 | Scenario 2 |  | PPK¦SelectPro¦VDI3805¦Internet_EU | PPK SelectPro VDI3805 Internet_EU | PPK SelectPro VDI3805 Internet_EU | H664S+NVKC24A-SR-TPC |  | 130 kPa | 130 kPa
143664 | H664S/NVKC24A-SR-TPC | H664S/NVKC24A-SR-TPC | 26 | H664S | / | NVKC24A-SR-TPC | Actuator with emergency control function | 1 | Scenario 2 |  | PPK¦SelectPro¦VDI3805¦Internet_EU | PPK SelectPro VDI3805 Internet_EU | PPK SelectPro VDI3805 Internet_EU | H664S/NVKC24A-SR-TPC |  | 130 kPa | 130 kPa
143665 | H6080X90-SP2+NVKC24A-SR-TPC | H6080X90-SP2+NVKC24A-SR-TPC | 26 | H6080X90-SP2 | + | NVKC24A-SR-TPC | Actuator with emergency control function | 1 | Scenario 2 |  | PPK¦SelectPro¦VDI3805¦Internet_EU | PPK SelectPro VDI3805 Internet_EU | PPK SelectPro VDI3805 Internet_EU | H6080X90-SP2+NVKC24A-SR-TPC |  | 1600 kPa | 1000 kPa
143666 | H6080X90-SP2/NVKC24A-SR-TPC | H6080X90-SP2/NVKC24A-SR-TPC | 26 | H6080X90-SP2 | / | NVKC24A-SR-TPC | Actuator with emergency control function | 1 | Scenario 2 |  | PPK¦SelectPro¦VDI3805¦Internet_EU | PPK SelectPro VDI3805 Internet_EU | PPK SelectPro VDI3805 Internet_EU | H6080X90-SP2/NVKC24A-SR-TPC |  | 1600 kPa | 1000 kPa
143667 | H6100X125-SP2+NVK24A-SR-TPC | H6100X125-SP2+NVK24A-SR-TPC | 26 | H6100X125-SP2 | + | NVK24A-SR-TPC | Actuator with emergency control function | 1 | Scenario 2 |  | PPK¦SelectPro¦VDI3805¦Internet_EU | PPK SelectPro VDI3805 Internet_EU | PPK SelectPro VDI3805 Internet_EU | H6100X125-SP2+NVK24A-SR-TPC |  | 1000 kPa | 1000 kPa
143668 | H6100X125-SP2/NVK24A-SR-TPC | H6100X125-SP2/NVK24A-SR-TPC | 26 | H6100X125-SP2 | / | NVK24A-SR-TPC | Actuator with emergency control function | 1 | Scenario 2 |  | PPK¦SelectPro¦VDI3805¦Internet_EU | PPK SelectPro VDI3805 Internet_EU | PPK SelectPro VDI3805 Internet_EU | H6100X125-SP2/NVK24A-SR-TPC |  | 1000 kPa | 1000 kPa
143669 | H6100X125-SP2+NVKC24A-SR-TPC | H6100X125-SP2+NVKC24A-SR-TPC | 26 | H6100X125-SP2 | + | NVKC24A-SR-TPC | Actuator with emergency control function | 1 | Scenario 2 |  | PPK¦SelectPro¦VDI3805¦Internet_EU | PPK SelectPro VDI3805 Internet_EU | PPK SelectPro VDI3805 Internet_EU | H6100X125-SP2+NVKC24A-SR-TPC |  | 1000 kPa | 1000 kPa
143670 | H6100X125-SP2/NVKC24A-SR-TPC | H6100X125-SP2/NVKC24A-SR-TPC | 26 | H6100X125-SP2 | / | NVKC24A-SR-TPC | Actuator with emergency control function | 1 | Scenario 2 |  | PPK¦SelectPro¦VDI3805¦Internet_EU | PPK SelectPro VDI3805 Internet_EU | PPK SelectPro VDI3805 Internet_EU | H6100X125-SP2/NVKC24A-SR-TPC |  | 1000 kPa | 1000 kPa
143671 | H610S+NVK24A-SR-TPC | H610S+NVK24A-SR-TPC | 26 | H610S | + | NVK24A-SR-TPC | Actuator with emergency control function | 1 | Scenario 2 |  | PPK¦SelectPro¦VDI3805¦Internet_EU | PPK SelectPro VDI3805 Internet_EU | PPK SelectPro VDI3805 Internet_EU | H610S+NVK24A-SR-TPC |  | 1600 kPa | 1000 kPa
143672 | H610S/NVK24A-SR-TPC | H610S/NVK24A-SR-TPC | 26 | H610S | / | NVK24A-SR-TPC | Actuator with emergency control function | 1 | Scenario 2 |  | PPK¦SelectPro¦VDI3805¦Internet_EU | PPK SelectPro VDI3805 Internet_EU | PPK SelectPro VDI3805 Internet_EU | H610S/NVK24A-SR-TPC |  | 1600 kPa | 1000 kPa
143673 | H610S+NVKC24A-SR-TPC | H610S+NVKC24A-SR-TPC | 26 | H610S | + | NVKC24A-SR-TPC | Actuator with emergency control function | 1 | Scenario 2 |  | PPK¦SelectPro¦VDI3805¦Internet_EU | PPK SelectPro VDI3805 Internet_EU | PPK SelectPro VDI3805 Internet_EU | H610S+NVKC24A-SR-TPC |  | 1600 kPa | 1000 kPa
143674 | H610S/NVKC24A-SR-TPC | H610S/NVKC24A-SR-TPC | 26 | H610S | / | NVKC24A-SR-TPC | Actuator with emergency control function | 1 | Scenario 2 |  | PPK¦SelectPro¦VDI3805¦Internet_EU | PPK SelectPro VDI3805 Internet_EU | PPK SelectPro VDI3805 Internet_EU | H610S/NVKC24A-SR-TPC |  | 1600 kPa | 1000 kPa
143675 | H611N+NVK24A-SR-TPC | H611N+NVK24A-SR-TPC | 26 | H611N | + | NVK24A-SR-TPC | Actuator with emergency control function | 1 | Scenario 2 |  | PPK¦SelectPro¦VDI3805¦Internet_EU | PPK SelectPro VDI3805 Internet_EU | PPK SelectPro VDI3805 Internet_EU | H611N+NVK24A-SR-TPC |  | 1600 kPa | 400 kPa
143676 | H611N/NVK24A-SR-TPC | H611N/NVK24A-SR-TPC | 26 | H611N | / | NVK24A-SR-TPC | Actuator with emergency control function | 1 | Scenario 2 |  | PPK¦SelectPro¦VDI3805¦Internet_EU | PPK SelectPro VDI3805 Internet_EU | PPK SelectPro VDI3805 Internet_EU | H611N/NVK24A-SR-TPC |  | 1600 kPa | 400 kPa
143677 | H611N+NVKC24A-SR-TPC | H611N+NVKC24A-SR-TPC | 26 | H611N | + | NVKC24A-SR-TPC | Actuator with emergency control function | 1 | Scenario 2 |  | PPK¦SelectPro¦VDI3805¦Internet_EU | PPK SelectPro VDI3805 Internet_EU | PPK SelectPro VDI3805 Internet_EU | H611N+NVKC24A-SR-TPC |  | 1600 kPa | 400 kPa
143678 | H611N/NVKC24A-SR-TPC | H611N/NVKC24A-SR-TPC | 26 | H611N | / | NVKC24A-SR-TPC | Actuator with emergency control function | 1 | Scenario 2 |  | PPK¦SelectPro¦VDI3805¦Internet_EU | PPK SelectPro VDI3805 Internet_EU | PPK SelectPro VDI3805 Internet_EU | H611N/NVKC24A-SR-TPC |  | 1600 kPa | 400 kPa
143679 | H611R+NVK24A-SR-TPC | H611R+NVK24A-SR-TPC | 26 | H611R | + | NVK24A-SR-TPC | Actuator with emergency control function | 1 | Scenario 2 |  | PPK¦SelectPro¦VDI3805¦Internet_EU | PPK SelectPro VDI3805 Internet_EU | PPK SelectPro VDI3805 Internet_EU | H611R+NVK24A-SR-TPC |  | 600 kPa | 400 kPa
143680 | H611R/NVK24A-SR-TPC | H611R/NVK24A-SR-TPC | 26 | H611R | / | NVK24A-SR-TPC | Actuator with emergency control function | 1 | Scenario 2 |  | PPK¦SelectPro¦VDI3805¦Internet_EU | PPK SelectPro VDI3805 Internet_EU | PPK SelectPro VDI3805 Internet_EU | H611R/NVK24A-SR-TPC |  | 600 kPa | 400 kPa
143681 | H611R+NVKC24A-SR-TPC | H611R+NVKC24A-SR-TPC | 26 | H611R | + | NVKC24A-SR-TPC | Actuator with emergency control function | 1 | Scenario 2 |  | PPK¦SelectPro¦VDI3805¦Internet_EU | PPK SelectPro VDI3805 Internet_EU | PPK SelectPro VDI3805 Internet_EU | H611R+NVKC24A-SR-TPC |  | 600 kPa | 400 kPa
143682 | H611R/NVKC24A-SR-TPC | H611R/NVKC24A-SR-TPC | 26 | H611R | / | NVKC24A-SR-TPC | Actuator with emergency control function | 1 | Scenario 2 |  | PPK¦SelectPro¦VDI3805¦Internet_EU | PPK SelectPro VDI3805 Internet_EU | PPK SelectPro VDI3805 Internet_EU | H611R/NVKC24A-SR-TPC |  | 600 kPa | 400 kPa
143683 | H611S+NVK24A-SR-TPC | H611S+NVK24A-SR-TPC | 26 | H611S | + | NVK24A-SR-TPC | Actuator with emergency control function | 1 | Scenario 2 |  | PPK¦SelectPro¦VDI3805¦Internet_EU | PPK SelectPro VDI3805 Internet_EU | PPK SelectPro VDI3805 Internet_EU | H611S+NVK24A-SR-TPC |  | 1600 kPa | 1000 kPa
143684 | H611S/NVK24A-SR-TPC | H611S/NVK24A-SR-TPC | 26 | H611S | / | NVK24A-SR-TPC | Actuator with emergency control function | 1 | Scenario 2 |  | PPK¦SelectPro¦VDI3805¦Internet_EU | PPK SelectPro VDI3805 Internet_EU | PPK SelectPro VDI3805 Internet_EU | H611S/NVK24A-SR-TPC |  | 1600 kPa | 1000 kPa
143685 | H611S+NVKC24A-SR-TPC | H611S+NVKC24A-SR-TPC | 26 | H611S | + | NVKC24A-SR-TPC | Actuator with emergency control function | 1 | Scenario 2 |  | PPK¦SelectPro¦VDI3805¦Internet_EU | PPK SelectPro VDI3805 Internet_EU | PPK SelectPro VDI3805 Internet_EU | H611S+NVKC24A-SR-TPC |  | 1600 kPa | 1000 kPa
143686 | H611S/NVKC24A-SR-TPC | H611S/NVKC24A-SR-TPC | 26 | H611S | / | NVKC24A-SR-TPC | Actuator with emergency control function | 1 | Scenario 2 |  | PPK¦SelectPro¦VDI3805¦Internet_EU | PPK SelectPro VDI3805 Internet_EU | PPK SelectPro VDI3805 Internet_EU | H611S/NVKC24A-SR-TPC |  | 1600 kPa | 1000 kPa
143687 | H612N+NVK24A-SR-TPC | H612N+NVK24A-SR-TPC | 26 | H612N | + | NVK24A-SR-TPC | Actuator with emergency control function | 1 | Scenario 2 |  | PPK¦SelectPro¦VDI3805¦Internet_EU | PPK SelectPro VDI3805 Internet_EU | PPK SelectPro VDI3805 Internet_EU | H612N+NVK24A-SR-TPC |  | 1600 kPa | 400 kPa
143688 | H612N/NVK24A-SR-TPC | H612N/NVK24A-SR-TPC | 26 | H612N | / | NVK24A-SR-TPC | Actuator with emergency control function | 1 | Scenario 2 |  | PPK¦SelectPro¦VDI3805¦Internet_EU | PPK SelectPro VDI3805 Internet_EU | PPK SelectPro VDI3805 Internet_EU | H612N/NVK24A-SR-TPC |  | 1600 kPa | 400 kPa
143689 | H612N+NVKC24A-SR-TPC | H612N+NVKC24A-SR-TPC | 26 | H612N | + | NVKC24A-SR-TPC | Actuator with emergency control function | 1 | Scenario 2 |  | PPK¦SelectPro¦VDI3805¦Internet_EU | PPK SelectPro VDI3805 Internet_EU | PPK SelectPro VDI3805 Internet_EU | H612N+NVKC24A-SR-TPC |  | 1600 kPa | 400 kPa
143690 | H612N/NVKC24A-SR-TPC | H612N/NVKC24A-SR-TPC | 26 | H612N | / | NVKC24A-SR-TPC | Actuator with emergency control function | 1 | Scenario 2 |  | PPK¦SelectPro¦VDI3805¦Internet_EU | PPK SelectPro VDI3805 Internet_EU | PPK SelectPro VDI3805 Internet_EU | H612N/NVKC24A-SR-TPC |  | 1600 kPa | 400 kPa
143691 | H612R+NVK24A-SR-TPC | H612R+NVK24A-SR-TPC | 26 | H612R | + | NVK24A-SR-TPC | Actuator with emergency control function | 1 | Scenario 2 |  | PPK¦SelectPro¦VDI3805¦Internet_EU | PPK SelectPro VDI3805 Internet_EU | PPK SelectPro VDI3805 Internet_EU | H612R+NVK24A-SR-TPC |  | 600 kPa | 400 kPa
143692 | H612R/NVK24A-SR-TPC | H612R/NVK24A-SR-TPC | 26 | H612R | / | NVK24A-SR-TPC | Actuator with emergency control function | 1 | Scenario 2 |  | PPK¦SelectPro¦VDI3805¦Internet_EU | PPK SelectPro VDI3805 Internet_EU | PPK SelectPro VDI3805 Internet_EU | H612R/NVK24A-SR-TPC |  | 600 kPa | 400 kPa
143693 | H612R+NVKC24A-SR-TPC | H612R+NVKC24A-SR-TPC | 26 | H612R | + | NVKC24A-SR-TPC | Actuator with emergency control function | 1 | Scenario 2 |  | PPK¦SelectPro¦VDI3805¦Internet_EU | PPK SelectPro VDI3805 Internet_EU | PPK SelectPro VDI3805 Internet_EU | H612R+NVKC24A-SR-TPC |  | 600 kPa | 400 kPa
143694 | H612R/NVKC24A-SR-TPC | H612R/NVKC24A-SR-TPC | 26 | H612R | / | NVKC24A-SR-TPC | Actuator with emergency control function | 1 | Scenario 2 |  | PPK¦SelectPro¦VDI3805¦Internet_EU | PPK SelectPro VDI3805 Internet_EU | PPK SelectPro VDI3805 Internet_EU | H612R/NVKC24A-SR-TPC |  | 600 kPa | 400 kPa
143695 | H612S+NVK24A-SR-TPC | H612S+NVK24A-SR-TPC | 26 | H612S | + | NVK24A-SR-TPC | Actuator with emergency control function | 1 | Scenario 2 |  | PPK¦SelectPro¦VDI3805¦Internet_EU | PPK SelectPro VDI3805 Internet_EU | PPK SelectPro VDI3805 Internet_EU | H612S+NVK24A-SR-TPC |  | 1600 kPa | 1000 kPa
143696 | H612S/NVK24A-SR-TPC | H612S/NVK24A-SR-TPC | 26 | H612S | / | NVK24A-SR-TPC | Actuator with emergency control function | 1 | Scenario 2 |  | PPK¦SelectPro¦VDI3805¦Internet_EU | PPK SelectPro VDI3805 Internet_EU | PPK SelectPro VDI3805 Internet_EU | H612S/NVK24A-SR-TPC |  | 1600 kPa | 1000 kPa
143697 | H612S+NVKC24A-SR-TPC | H612S+NVKC24A-SR-TPC | 26 | H612S | + | NVKC24A-SR-TPC | Actuator with emergency control function | 1 | Scenario 2 |  | PPK¦SelectPro¦VDI3805¦Internet_EU | PPK SelectPro VDI3805 Internet_EU | PPK SelectPro VDI3805 Internet_EU | H612S+NVKC24A-SR-TPC |  | 1600 kPa | 1000 kPa
143698 | H612S/NVKC24A-SR-TPC | H612S/NVKC24A-SR-TPC | 26 | H612S | / | NVKC24A-SR-TPC | Actuator with emergency control function | 1 | Scenario 2 |  | PPK¦SelectPro¦VDI3805¦Internet_EU | PPK SelectPro VDI3805 Internet_EU | PPK SelectPro VDI3805 Internet_EU | H612S/NVKC24A-SR-TPC |  | 1600 kPa | 1000 kPa
143699 | H613N+NVK24A-SR-TPC | H613N+NVK24A-SR-TPC | 26 | H613N | + | NVK24A-SR-TPC | Actuator with emergency control function | 1 | Scenario 2 |  | PPK¦SelectPro¦VDI3805¦Internet_EU | PPK SelectPro VDI3805 Internet_EU | PPK SelectPro VDI3805 Internet_EU | H613N+NVK24A-SR-TPC |  | 1600 kPa | 400 kPa
143700 | H613N/NVK24A-SR-TPC | H613N/NVK24A-SR-TPC | 26 | H613N | / | NVK24A-SR-TPC | Actuator with emergency control function | 1 | Scenario 2 |  | PPK¦SelectPro¦VDI3805¦Internet_EU | PPK SelectPro VDI3805 Internet_EU | PPK SelectPro VDI3805 Internet_EU | H613N/NVK24A-SR-TPC |  | 1600 kPa | 400 kPa
143701 | H613N+NVKC24A-SR-TPC | H613N+NVKC24A-SR-TPC | 26 | H613N | + | NVKC24A-SR-TPC | Actuator with emergency control function | 1 | Scenario 2 |  | PPK¦SelectPro¦VDI3805¦Internet_EU | PPK SelectPro VDI3805 Internet_EU | PPK SelectPro VDI3805 Internet_EU | H613N+NVKC24A-SR-TPC |  | 1600 kPa | 400 kPa
143702 | H613N/NVKC24A-SR-TPC | H613N/NVKC24A-SR-TPC | 26 | H613N | / | NVKC24A-SR-TPC | Actuator with emergency control function | 1 | Scenario 2 |  | PPK¦SelectPro¦VDI3805¦Internet_EU | PPK SelectPro VDI3805 Internet_EU | PPK SelectPro VDI3805 Internet_EU | H613N/NVKC24A-SR-TPC |  | 1600 kPa | 400 kPa
143703 | H613R+NVK24A-SR-TPC | H613R+NVK24A-SR-TPC | 26 | H613R | + | NVK24A-SR-TPC | Actuator with emergency control function | 1 | Scenario 2 |  | PPK¦SelectPro¦VDI3805¦Internet_EU | PPK SelectPro VDI3805 Internet_EU | PPK SelectPro VDI3805 Internet_EU | H613R+NVK24A-SR-TPC |  | 600 kPa | 400 kPa
143704 | H613R/NVK24A-SR-TPC | H613R/NVK24A-SR-TPC | 26 | H613R | / | NVK24A-SR-TPC | Actuator with emergency control function | 1 | Scenario 2 |  | PPK¦SelectPro¦VDI3805¦Internet_EU | PPK SelectPro VDI3805 Internet_EU | PPK SelectPro VDI3805 Internet_EU | H613R/NVK24A-SR-TPC |  | 600 kPa | 400 kPa
143705 | H613R+NVKC24A-SR-TPC | H613R+NVKC24A-SR-TPC | 26 | H613R | + | NVKC24A-SR-TPC | Actuator with emergency control function | 1 | Scenario 2 |  | PPK¦SelectPro¦VDI3805¦Internet_EU | PPK SelectPro VDI3805 Internet_EU | PPK SelectPro VDI3805 Internet_EU | H613R+NVKC24A-SR-TPC |  | 600 kPa | 400 kPa
143706 | H613R/NVKC24A-SR-TPC | H613R/NVKC24A-SR-TPC | 26 | H613R | / | NVKC24A-SR-TPC | Actuator with emergency control function | 1 | Scenario 2 |  | PPK¦SelectPro¦VDI3805¦Internet_EU | PPK SelectPro VDI3805 Internet_EU | PPK SelectPro VDI3805 Internet_EU | H613R/NVKC24A-SR-TPC |  | 600 kPa | 400 kPa
143707 | H613S+NVK24A-SR-TPC | H613S+NVK24A-SR-TPC | 26 | H613S | + | NVK24A-SR-TPC | Actuator with emergency control function | 1 | Scenario 2 |  | PPK¦SelectPro¦VDI3805¦Internet_EU | PPK SelectPro VDI3805 Internet_EU | PPK SelectPro VDI3805 Internet_EU | H613S+NVK24A-SR-TPC |  | 1600 kPa | 1000 kPa
143708 | H613S/NVK24A-SR-TPC | H613S/NVK24A-SR-TPC | 26 | H613S | / | NVK24A-SR-TPC | Actuator with emergency control function | 1 | Scenario 2 |  | PPK¦SelectPro¦VDI3805¦Internet_EU | PPK SelectPro VDI3805 Internet_EU | PPK SelectPro VDI3805 Internet_EU | H613S/NVK24A-SR-TPC |  | 1600 kPa | 1000 kPa
143709 | H613S+NVKC24A-SR-TPC | H613S+NVKC24A-SR-TPC | 26 | H613S | + | NVKC24A-SR-TPC | Actuator with emergency control function | 1 | Scenario 2 |  | PPK¦SelectPro¦VDI3805¦Internet_EU | PPK SelectPro VDI3805 Internet_EU | PPK SelectPro VDI3805 Internet_EU | H613S+NVKC24A-SR-TPC |  | 1600 kPa | 1000 kPa
143710 | H613S/NVKC24A-SR-TPC | H613S/NVKC24A-SR-TPC | 26 | H613S | / | NVKC24A-SR-TPC | Actuator with emergency control function | 1 | Scenario 2 |  | PPK¦SelectPro¦VDI3805¦Internet_EU | PPK SelectPro VDI3805 Internet_EU | PPK SelectPro VDI3805 Internet_EU | H613S/NVKC24A-SR-TPC |  | 1600 kPa | 1000 kPa
143711 | H614N+NVK24A-SR-TPC | H614N+NVK24A-SR-TPC | 26 | H614N | + | NVK24A-SR-TPC | Actuator with emergency control function | 1 | Scenario 2 |  | PPK¦SelectPro¦VDI3805¦Internet_EU | PPK SelectPro VDI3805 Internet_EU | PPK SelectPro VDI3805 Internet_EU | H614N+NVK24A-SR-TPC |  | 1600 kPa | 400 kPa
143712 | H614N/NVK24A-SR-TPC | H614N/NVK24A-SR-TPC | 26 | H614N | / | NVK24A-SR-TPC | Actuator with emergency control function | 1 | Scenario 2 |  | PPK¦SelectPro¦VDI3805¦Internet_EU | PPK SelectPro VDI3805 Internet_EU | PPK SelectPro VDI3805 Internet_EU | H614N/NVK24A-SR-TPC |  | 1600 kPa | 400 kPa
143713 | H614N+NVKC24A-SR-TPC | H614N+NVKC24A-SR-TPC | 26 | H614N | + | NVKC24A-SR-TPC | Actuator with emergency control function | 1 | Scenario 2 |  | PPK¦SelectPro¦VDI3805¦Internet_EU | PPK SelectPro VDI3805 Internet_EU | PPK SelectPro VDI3805 Internet_EU | H614N+NVKC24A-SR-TPC |  | 1600 kPa | 400 kPa
143714 | H614N/NVKC24A-SR-TPC | H614N/NVKC24A-SR-TPC | 26 | H614N | / | NVKC24A-SR-TPC | Actuator with emergency control function | 1 | Scenario 2 |  | PPK¦SelectPro¦VDI3805¦Internet_EU | PPK SelectPro VDI3805 Internet_EU | PPK SelectPro VDI3805 Internet_EU | H614N/NVKC24A-SR-TPC |  | 1600 kPa | 400 kPa
143715 | H614R+NVK24A-SR-TPC | H614R+NVK24A-SR-TPC | 26 | H614R | + | NVK24A-SR-TPC | Actuator with emergency control function | 1 | Scenario 2 |  | PPK¦SelectPro¦VDI3805¦Internet_EU | PPK SelectPro VDI3805 Internet_EU | PPK SelectPro VDI3805 Internet_EU | H614R+NVK24A-SR-TPC |  | 600 kPa | 400 kPa
143716 | H614R/NVK24A-SR-TPC | H614R/NVK24A-SR-TPC | 26 | H614R | / | NVK24A-SR-TPC | Actuator with emergency control function | 1 | Scenario 2 |  | PPK¦SelectPro¦VDI3805¦Internet_EU | PPK SelectPro VDI3805 Internet_EU | PPK SelectPro VDI3805 Internet_EU | H614R/NVK24A-SR-TPC |  | 600 kPa | 400 kPa
143717 | H614R+NVKC24A-SR-TPC | H614R+NVKC24A-SR-TPC | 26 | H614R | + | NVKC24A-SR-TPC | Actuator with emergency control function | 1 | Scenario 2 |  | PPK¦SelectPro¦VDI3805¦Internet_EU | PPK SelectPro VDI3805 Internet_EU | PPK SelectPro VDI3805 Internet_EU | H614R+NVKC24A-SR-TPC |  | 600 kPa | 400 kPa
143718 | H614R/NVKC24A-SR-TPC | H614R/NVKC24A-SR-TPC | 26 | H614R | / | NVKC24A-SR-TPC | Actuator with emergency control function | 1 | Scenario 2 |  | PPK¦SelectPro¦VDI3805¦Internet_EU | PPK SelectPro VDI3805 Internet_EU | PPK SelectPro VDI3805 Internet_EU | H614R/NVKC24A-SR-TPC |  | 600 kPa | 400 kPa
143719 | H614S+NVK24A-SR-TPC | H614S+NVK24A-SR-TPC | 26 | H614S | + | NVK24A-SR-TPC | Actuator with emergency control function | 1 | Scenario 2 |  | PPK¦SelectPro¦VDI3805¦Internet_EU | PPK SelectPro VDI3805 Internet_EU | PPK SelectPro VDI3805 Internet_EU | H614S+NVK24A-SR-TPC |  | 1600 kPa | 1000 kPa
143720 | H614S/NVK24A-SR-TPC | H614S/NVK24A-SR-TPC | 26 | H614S | / | NVK24A-SR-TPC | Actuator with emergency control function | 1 | Scenario 2 |  | PPK¦SelectPro¦VDI3805¦Internet_EU | PPK SelectPro VDI3805 Internet_EU | PPK SelectPro VDI3805 Internet_EU | H614S/NVK24A-SR-TPC |  | 1600 kPa | 1000 kPa
143721 | H614S+NVKC24A-SR-TPC | H614S+NVKC24A-SR-TPC | 26 | H614S | + | NVKC24A-SR-TPC | Actuator with emergency control function | 1 | Scenario 2 |  | PPK¦SelectPro¦VDI3805¦Internet_EU | PPK SelectPro VDI3805 Internet_EU | PPK SelectPro VDI3805 Internet_EU | H614S+NVKC24A-SR-TPC |  | 1600 kPa | 1000 kPa
143722 | H614S/NVKC24A-SR-TPC | H614S/NVKC24A-SR-TPC | 26 | H614S | / | NVKC24A-SR-TPC | Actuator with emergency control function | 1 | Scenario 2 |  | PPK¦SelectPro¦VDI3805¦Internet_EU | PPK SelectPro VDI3805 Internet_EU | PPK SelectPro VDI3805 Internet_EU | H614S/NVKC24A-SR-TPC |  | 1600 kPa | 1000 kPa
143723 | H615N+NVK24A-SR-TPC | H615N+NVK24A-SR-TPC | 26 | H615N | + | NVK24A-SR-TPC | Actuator with emergency control function | 1 | Scenario 2 |  | PPK¦SelectPro¦VDI3805¦Internet_EU | PPK SelectPro VDI3805 Internet_EU | PPK SelectPro VDI3805 Internet_EU | H615N+NVK24A-SR-TPC |  | 1600 kPa | 400 kPa
143724 | H615N/NVK24A-SR-TPC | H615N/NVK24A-SR-TPC | 26 | H615N | / | NVK24A-SR-TPC | Actuator with emergency control function | 1 | Scenario 2 |  | PPK¦SelectPro¦VDI3805¦Internet_EU | PPK SelectPro VDI3805 Internet_EU | PPK SelectPro VDI3805 Internet_EU | H615N/NVK24A-SR-TPC |  | 1600 kPa | 400 kPa
143725 | H615N+NVKC24A-SR-TPC | H615N+NVKC24A-SR-TPC | 26 | H615N | + | NVKC24A-SR-TPC | Actuator with emergency control function | 1 | Scenario 2 |  | PPK¦SelectPro¦VDI3805¦Internet_EU | PPK SelectPro VDI3805 Internet_EU | PPK SelectPro VDI3805 Internet_EU | H615N+NVKC24A-SR-TPC |  | 1600 kPa | 400 kPa
143726 | H615N/NVKC24A-SR-TPC | H615N/NVKC24A-SR-TPC | 26 | H615N | / | NVKC24A-SR-TPC | Actuator with emergency control function | 1 | Scenario 2 |  | PPK¦SelectPro¦VDI3805¦Internet_EU | PPK SelectPro VDI3805 Internet_EU | PPK SelectPro VDI3805 Internet_EU | H615N/NVKC24A-SR-TPC |  | 1600 kPa | 400 kPa
143727 | H615R+NVK24A-SR-TPC | H615R+NVK24A-SR-TPC | 26 | H615R | + | NVK24A-SR-TPC | Actuator with emergency control function | 1 | Scenario 2 |  | PPK¦SelectPro¦VDI3805¦Internet_EU | PPK SelectPro VDI3805 Internet_EU | PPK SelectPro VDI3805 Internet_EU | H615R+NVK24A-SR-TPC |  | 600 kPa | 400 kPa
143728 | H615R/NVK24A-SR-TPC | H615R/NVK24A-SR-TPC | 26 | H615R | / | NVK24A-SR-TPC | Actuator with emergency control function | 1 | Scenario 2 |  | PPK¦SelectPro¦VDI3805¦Internet_EU | PPK SelectPro VDI3805 Internet_EU | PPK SelectPro VDI3805 Internet_EU | H615R/NVK24A-SR-TPC |  | 600 kPa | 400 kPa
143729 | H615R+NVKC24A-SR-TPC | H615R+NVKC24A-SR-TPC | 26 | H615R | + | NVKC24A-SR-TPC | Actuator with emergency control function | 1 | Scenario 2 |  | PPK¦SelectPro¦VDI3805¦Internet_EU | PPK SelectPro VDI3805 Internet_EU | PPK SelectPro VDI3805 Internet_EU | H615R+NVKC24A-SR-TPC |  | 600 kPa | 400 kPa
143730 | H615R/NVKC24A-SR-TPC | H615R/NVKC24A-SR-TPC | 26 | H615R | / | NVKC24A-SR-TPC | Actuator with emergency control function | 1 | Scenario 2 |  | PPK¦SelectPro¦VDI3805¦Internet_EU | PPK SelectPro VDI3805 Internet_EU | PPK SelectPro VDI3805 Internet_EU | H615R/NVKC24A-SR-TPC |  | 600 kPa | 400 kPa
143731 | H615S+NVK24A-SR-TPC | H615S+NVK24A-SR-TPC | 26 | H615S | + | NVK24A-SR-TPC | Actuator with emergency control function | 1 | Scenario 2 |  | PPK¦SelectPro¦VDI3805¦Internet_EU | PPK SelectPro VDI3805 Internet_EU | PPK SelectPro VDI3805 Internet_EU | H615S+NVK24A-SR-TPC |  | 1600 kPa | 1000 kPa
143732 | H615S/NVK24A-SR-TPC | H615S/NVK24A-SR-TPC | 26 | H615S | / | NVK24A-SR-TPC | Actuator with emergency control function | 1 | Scenario 2 |  | PPK¦SelectPro¦VDI3805¦Internet_EU | PPK SelectPro VDI3805 Internet_EU | PPK SelectPro VDI3805 Internet_EU | H615S/NVK24A-SR-TPC |  | 1600 kPa | 1000 kPa
143733 | H615S+NVKC24A-SR-TPC | H615S+NVKC24A-SR-TPC | 26 | H615S | + | NVKC24A-SR-TPC | Actuator with emergency control function | 1 | Scenario 2 |  | PPK¦SelectPro¦VDI3805¦Internet_EU | PPK SelectPro VDI3805 Internet_EU | PPK SelectPro VDI3805 Internet_EU | H615S+NVKC24A-SR-TPC |  | 1600 kPa | 1000 kPa
143734 | H615S/NVKC24A-SR-TPC | H615S/NVKC24A-SR-TPC | 26 | H615S | / | NVKC24A-SR-TPC | Actuator with emergency control function | 1 | Scenario 2 |  | PPK¦SelectPro¦VDI3805¦Internet_EU | PPK SelectPro VDI3805 Internet_EU | PPK SelectPro VDI3805 Internet_EU | H615S/NVKC24A-SR-TPC |  | 1600 kPa | 1000 kPa
143735 | H619S+NVK24A-SR-TPC | H619S+NVK24A-SR-TPC | 26 | H619S | + | NVK24A-SR-TPC | Actuator with emergency control function | 1 | Scenario 2 |  | PPK¦SelectPro¦VDI3805¦Internet_EU | PPK SelectPro VDI3805 Internet_EU | PPK SelectPro VDI3805 Internet_EU | H619S+NVK24A-SR-TPC |  | 1600 kPa | 1000 kPa
143736 | H619S/NVK24A-SR-TPC | H619S/NVK24A-SR-TPC | 26 | H619S | / | NVK24A-SR-TPC | Actuator with emergency control function | 1 | Scenario 2 |  | PPK¦SelectPro¦VDI3805¦Internet_EU | PPK SelectPro VDI3805 Internet_EU | PPK SelectPro VDI3805 Internet_EU | H619S/NVK24A-SR-TPC |  | 1600 kPa | 1000 kPa
143737 | H619S+NVKC24A-SR-TPC | H619S+NVKC24A-SR-TPC | 26 | H619S | + | NVKC24A-SR-TPC | Actuator with emergency control function | 1 | Scenario 2 |  | PPK¦SelectPro¦VDI3805¦Internet_EU | PPK SelectPro VDI3805 Internet_EU | PPK SelectPro VDI3805 Internet_EU | H619S+NVKC24A-SR-TPC |  | 1600 kPa | 1000 kPa
143738 | H619S/NVKC24A-SR-TPC | H619S/NVKC24A-SR-TPC | 26 | H619S | / | NVKC24A-SR-TPC | Actuator with emergency control function | 1 | Scenario 2 |  | PPK¦SelectPro¦VDI3805¦Internet_EU | PPK SelectPro VDI3805 Internet_EU | PPK SelectPro VDI3805 Internet_EU | H619S/NVKC24A-SR-TPC |  | 1600 kPa | 1000 kPa
143739 | H620N+NVK24A-SR-TPC | H620N+NVK24A-SR-TPC | 26 | H620N | + | NVK24A-SR-TPC | Actuator with emergency control function | 1 | Scenario 2 |  | PPK¦SelectPro¦VDI3805¦Internet_EU | PPK SelectPro VDI3805 Internet_EU | PPK SelectPro VDI3805 Internet_EU | H620N+NVK24A-SR-TPC |  | 1600 kPa | 400 kPa
143740 | H620N/NVK24A-SR-TPC | H620N/NVK24A-SR-TPC | 26 | H620N | / | NVK24A-SR-TPC | Actuator with emergency control function | 1 | Scenario 2 |  | PPK¦SelectPro¦VDI3805¦Internet_EU | PPK SelectPro VDI3805 Internet_EU | PPK SelectPro VDI3805 Internet_EU | H620N/NVK24A-SR-TPC |  | 1600 kPa | 400 kPa
143741 | H620N+NVKC24A-SR-TPC | H620N+NVKC24A-SR-TPC | 26 | H620N | + | NVKC24A-SR-TPC | Actuator with emergency control function | 1 | Scenario 2 |  | PPK¦SelectPro¦VDI3805¦Internet_EU | PPK SelectPro VDI3805 Internet_EU | PPK SelectPro VDI3805 Internet_EU | H620N+NVKC24A-SR-TPC |  | 1600 kPa | 400 kPa
143742 | H620N/NVKC24A-SR-TPC | H620N/NVKC24A-SR-TPC | 26 | H620N | / | NVKC24A-SR-TPC | Actuator with emergency control function | 1 | Scenario 2 |  | PPK¦SelectPro¦VDI3805¦Internet_EU | PPK SelectPro VDI3805 Internet_EU | PPK SelectPro VDI3805 Internet_EU | H620N/NVKC24A-SR-TPC |  | 1600 kPa | 400 kPa
143743 | H620R+NVK24A-SR-TPC | H620R+NVK24A-SR-TPC | 26 | H620R | + | NVK24A-SR-TPC | Actuator with emergency control function | 1 | Scenario 2 |  | PPK¦SelectPro¦VDI3805¦Internet_EU | PPK SelectPro VDI3805 Internet_EU | PPK SelectPro VDI3805 Internet_EU | H620R+NVK24A-SR-TPC |  | 600 kPa | 400 kPa
143744 | H620R/NVK24A-SR-TPC | H620R/NVK24A-SR-TPC | 26 | H620R | / | NVK24A-SR-TPC | Actuator with emergency control function | 1 | Scenario 2 |  | PPK¦SelectPro¦VDI3805¦Internet_EU | PPK SelectPro VDI3805 Internet_EU | PPK SelectPro VDI3805 Internet_EU | H620R/NVK24A-SR-TPC |  | 600 kPa | 400 kPa
143745 | H620R+NVKC24A-SR-TPC | H620R+NVKC24A-SR-TPC | 26 | H620R | + | NVKC24A-SR-TPC | Actuator with emergency control function | 1 | Scenario 2 |  | PPK¦SelectPro¦VDI3805¦Internet_EU | PPK SelectPro VDI3805 Internet_EU | PPK SelectPro VDI3805 Internet_EU | H620R+NVKC24A-SR-TPC |  | 600 kPa | 400 kPa
143746 | H620R/NVKC24A-SR-TPC | H620R/NVKC24A-SR-TPC | 26 | H620R | / | NVKC24A-SR-TPC | Actuator with emergency control function | 1 | Scenario 2 |  | PPK¦SelectPro¦VDI3805¦Internet_EU | PPK SelectPro VDI3805 Internet_EU | PPK SelectPro VDI3805 Internet_EU | H620R/NVKC24A-SR-TPC |  | 600 kPa | 400 kPa
143747 | H620S+NVK24A-SR-TPC | H620S+NVK24A-SR-TPC | 26 | H620S | + | NVK24A-SR-TPC | Actuator with emergency control function | 1 | Scenario 2 |  | PPK¦SelectPro¦VDI3805¦Internet_EU | PPK SelectPro VDI3805 Internet_EU | PPK SelectPro VDI3805 Internet_EU | H620S+NVK24A-SR-TPC |  | 1600 kPa | 1000 kPa
143748 | H620S/NVK24A-SR-TPC | H620S/NVK24A-SR-TPC | 26 | H620S | / | NVK24A-SR-TPC | Actuator with emergency control function | 1 | Scenario 2 |  | PPK¦SelectPro¦VDI3805¦Internet_EU | PPK SelectPro VDI3805 Internet_EU | PPK SelectPro VDI3805 Internet_EU | H620S/NVK24A-SR-TPC |  | 1600 kPa | 1000 kPa
143749 | H620S+NVKC24A-SR-TPC | H620S+NVKC24A-SR-TPC | 26 | H620S | + | NVKC24A-SR-TPC | Actuator with emergency control function | 1 | Scenario 2 |  | PPK¦SelectPro¦VDI3805¦Internet_EU | PPK SelectPro VDI3805 Internet_EU | PPK SelectPro VDI3805 Internet_EU | H620S+NVKC24A-SR-TPC |  | 1600 kPa | 1000 kPa
143750 | H620S/NVKC24A-SR-TPC | H620S/NVKC24A-SR-TPC | 26 | H620S | / | NVKC24A-SR-TPC | Actuator with emergency control function | 1 | Scenario 2 |  | PPK¦SelectPro¦VDI3805¦Internet_EU | PPK SelectPro VDI3805 Internet_EU | PPK SelectPro VDI3805 Internet_EU | H620S/NVKC24A-SR-TPC |  | 1600 kPa | 1000 kPa
143751 | H624S+NVK24A-SR-TPC | H624S+NVK24A-SR-TPC | 26 | H624S | + | NVK24A-SR-TPC | Actuator with emergency control function | 1 | Scenario 2 |  | PPK¦SelectPro¦VDI3805¦Internet_EU | PPK SelectPro VDI3805 Internet_EU | PPK SelectPro VDI3805 Internet_EU | H624S+NVK24A-SR-TPC |  | 1300 kPa | 1000 kPa
143752 | H624S/NVK24A-SR-TPC | H624S/NVK24A-SR-TPC | 26 | H624S | / | NVK24A-SR-TPC | Actuator with emergency control function | 1 | Scenario 2 |  | PPK¦SelectPro¦VDI3805¦Internet_EU | PPK SelectPro VDI3805 Internet_EU | PPK SelectPro VDI3805 Internet_EU | H624S/NVK24A-SR-TPC |  | 1300 kPa | 1000 kPa
143753 | H624S+NVKC24A-SR-TPC | H624S+NVKC24A-SR-TPC | 26 | H624S | + | NVKC24A-SR-TPC | Actuator with emergency control function | 1 | Scenario 2 |  | PPK¦SelectPro¦VDI3805¦Internet_EU | PPK SelectPro VDI3805 Internet_EU | PPK SelectPro VDI3805 Internet_EU | H624S+NVKC24A-SR-TPC |  | 1300 kPa | 1000 kPa
143754 | H624S/NVKC24A-SR-TPC | H624S/NVKC24A-SR-TPC | 26 | H624S | / | NVKC24A-SR-TPC | Actuator with emergency control function | 1 | Scenario 2 |  | PPK¦SelectPro¦VDI3805¦Internet_EU | PPK SelectPro VDI3805 Internet_EU | PPK SelectPro VDI3805 Internet_EU | H624S/NVKC24A-SR-TPC |  | 1300 kPa | 1000 kPa
143755 | H625N+NVK24A-SR-TPC | H625N+NVK24A-SR-TPC | 26 | H625N | + | NVK24A-SR-TPC | Actuator with emergency control function | 1 | Scenario 2 |  | PPK¦SelectPro¦VDI3805¦Internet_EU | PPK SelectPro VDI3805 Internet_EU | PPK SelectPro VDI3805 Internet_EU | H625N+NVK24A-SR-TPC |  | 1300 kPa | 400 kPa
143756 | H625N/NVK24A-SR-TPC | H625N/NVK24A-SR-TPC | 26 | H625N | / | NVK24A-SR-TPC | Actuator with emergency control function | 1 | Scenario 2 |  | PPK¦SelectPro¦VDI3805¦Internet_EU | PPK SelectPro VDI3805 Internet_EU | PPK SelectPro VDI3805 Internet_EU | H625N/NVK24A-SR-TPC |  | 1300 kPa | 400 kPa
143757 | H625N+NVKC24A-SR-TPC | H625N+NVKC24A-SR-TPC | 26 | H625N | + | NVKC24A-SR-TPC | Actuator with emergency control function | 1 | Scenario 2 |  | PPK¦SelectPro¦VDI3805¦Internet_EU | PPK SelectPro VDI3805 Internet_EU | PPK SelectPro VDI3805 Internet_EU | H625N+NVKC24A-SR-TPC |  | 1300 kPa | 400 kPa
143758 | H625N/NVKC24A-SR-TPC | H625N/NVKC24A-SR-TPC | 26 | H625N | / | NVKC24A-SR-TPC | Actuator with emergency control function | 1 | Scenario 2 |  | PPK¦SelectPro¦VDI3805¦Internet_EU | PPK SelectPro VDI3805 Internet_EU | PPK SelectPro VDI3805 Internet_EU | H625N/NVKC24A-SR-TPC |  | 1300 kPa | 400 kPa
143759 | H625R+NVK24A-SR-TPC | H625R+NVK24A-SR-TPC | 26 | H625R | + | NVK24A-SR-TPC | Actuator with emergency control function | 1 | Scenario 2 |  | PPK¦SelectPro¦VDI3805¦Internet_EU | PPK SelectPro VDI3805 Internet_EU | PPK SelectPro VDI3805 Internet_EU | H625R+NVK24A-SR-TPC |  | 600 kPa | 400 kPa
143760 | H625R/NVK24A-SR-TPC | H625R/NVK24A-SR-TPC | 26 | H625R | / | NVK24A-SR-TPC | Actuator with emergency control function | 1 | Scenario 2 |  | PPK¦SelectPro¦VDI3805¦Internet_EU | PPK SelectPro VDI3805 Internet_EU | PPK SelectPro VDI3805 Internet_EU | H625R/NVK24A-SR-TPC |  | 600 kPa | 400 kPa
143761 | H625R+NVKC24A-SR-TPC | H625R+NVKC24A-SR-TPC | 26 | H625R | + | NVKC24A-SR-TPC | Actuator with emergency control function | 1 | Scenario 2 |  | PPK¦SelectPro¦VDI3805¦Internet_EU | PPK SelectPro VDI3805 Internet_EU | PPK SelectPro VDI3805 Internet_EU | H625R+NVKC24A-SR-TPC |  | 600 kPa | 400 kPa
143762 | H625R/NVKC24A-SR-TPC | H625R/NVKC24A-SR-TPC | 26 | H625R | / | NVKC24A-SR-TPC | Actuator with emergency control function | 1 | Scenario 2 |  | PPK¦SelectPro¦VDI3805¦Internet_EU | PPK SelectPro VDI3805 Internet_EU | PPK SelectPro VDI3805 Internet_EU | H625R/NVKC24A-SR-TPC |  | 600 kPa | 400 kPa
143763 | H625S+NVK24A-SR-TPC | H625S+NVK24A-SR-TPC | 26 | H625S | + | NVK24A-SR-TPC | Actuator with emergency control function | 1 | Scenario 2 |  | PPK¦SelectPro¦VDI3805¦Internet_EU | PPK SelectPro VDI3805 Internet_EU | PPK SelectPro VDI3805 Internet_EU | H625S+NVK24A-SR-TPC |  | 1300 kPa | 1000 kPa
143764 | H625S/NVK24A-SR-TPC | H625S/NVK24A-SR-TPC | 26 | H625S | / | NVK24A-SR-TPC | Actuator with emergency control function | 1 | Scenario 2 |  | PPK¦SelectPro¦VDI3805¦Internet_EU | PPK SelectPro VDI3805 Internet_EU | PPK SelectPro VDI3805 Internet_EU | H625S/NVK24A-SR-TPC |  | 1300 kPa | 1000 kPa
143765 | H625S+NVKC24A-SR-TPC | H625S+NVKC24A-SR-TPC | 26 | H625S | + | NVKC24A-SR-TPC | Actuator with emergency control function | 1 | Scenario 2 |  | PPK¦SelectPro¦VDI3805¦Internet_EU | PPK SelectPro VDI3805 Internet_EU | PPK SelectPro VDI3805 Internet_EU | H625S+NVKC24A-SR-TPC |  | 1300 kPa | 1000 kPa
143766 | H625S/NVKC24A-SR-TPC | H625S/NVKC24A-SR-TPC | 26 | H625S | / | NVKC24A-SR-TPC | Actuator with emergency control function | 1 | Scenario 2 |  | PPK¦SelectPro¦VDI3805¦Internet_EU | PPK SelectPro VDI3805 Internet_EU | PPK SelectPro VDI3805 Internet_EU | H625S/NVKC24A-SR-TPC |  | 1300 kPa | 1000 kPa
143767 | H632N+NVK24A-SR-TPC | H632N+NVK24A-SR-TPC | 26 | H632N | + | NVK24A-SR-TPC | Actuator with emergency control function | 1 | Scenario 2 |  | PPK¦SelectPro¦VDI3805¦Internet_EU | PPK SelectPro VDI3805 Internet_EU | PPK SelectPro VDI3805 Internet_EU | H632N+NVK24A-SR-TPC |  | 1000 kPa | 400 kPa
143768 | H632N/NVK24A-SR-TPC | H632N/NVK24A-SR-TPC | 26 | H632N | / | NVK24A-SR-TPC | Actuator with emergency control function | 1 | Scenario 2 |  | PPK¦SelectPro¦VDI3805¦Internet_EU | PPK SelectPro VDI3805 Internet_EU | PPK SelectPro VDI3805 Internet_EU | H632N/NVK24A-SR-TPC |  | 1000 kPa | 400 kPa
143769 | H632N+NVKC24A-SR-TPC | H632N+NVKC24A-SR-TPC | 26 | H632N | + | NVKC24A-SR-TPC | Actuator with emergency control function | 1 | Scenario 2 |  | PPK¦SelectPro¦VDI3805¦Internet_EU | PPK SelectPro VDI3805 Internet_EU | PPK SelectPro VDI3805 Internet_EU | H632N+NVKC24A-SR-TPC |  | 1000 kPa | 400 kPa
143770 | H632N/NVKC24A-SR-TPC | H632N/NVKC24A-SR-TPC | 26 | H632N | / | NVKC24A-SR-TPC | Actuator with emergency control function | 1 | Scenario 2 |  | PPK¦SelectPro¦VDI3805¦Internet_EU | PPK SelectPro VDI3805 Internet_EU | PPK SelectPro VDI3805 Internet_EU | H632N/NVKC24A-SR-TPC |  | 1000 kPa | 400 kPa
143771 | H632R+NVK24A-SR-TPC | H632R+NVK24A-SR-TPC | 26 | H632R | + | NVK24A-SR-TPC | Actuator with emergency control function | 1 | Scenario 2 |  | PPK¦SelectPro¦VDI3805¦Internet_EU | PPK SelectPro VDI3805 Internet_EU | PPK SelectPro VDI3805 Internet_EU | H632R+NVK24A-SR-TPC |  | 600 kPa | 400 kPa
143772 | H632R/NVK24A-SR-TPC | H632R/NVK24A-SR-TPC | 26 | H632R | / | NVK24A-SR-TPC | Actuator with emergency control function | 1 | Scenario 2 |  | PPK¦SelectPro¦VDI3805¦Internet_EU | PPK SelectPro VDI3805 Internet_EU | PPK SelectPro VDI3805 Internet_EU | H632R/NVK24A-SR-TPC |  | 600 kPa | 400 kPa
143773 | H411B+NVC24A-SR-TPC | H411B+NVC24A-SR-TPC | 26 | H411B | + | NVC24A-SR-TPC | Fast runner | 0 | Scenario 2 |  | PPK¦SelectPro¦VDI3805¦Internet_EU | PPK SelectPro VDI3805 Internet_EU | PPK SelectPro VDI3805 Internet_EU | H411B+NVC24A-SR-TPC |  | 1600 kPa | 400 kPa
143774 | H411B/NVC24A-SR-TPC | H411B/NVC24A-SR-TPC | 26 | H411B | / | NVC24A-SR-TPC | Fast runner | 0 | Scenario 2 |  | PPK¦SelectPro¦VDI3805¦Internet_EU | PPK SelectPro VDI3805 Internet_EU | PPK SelectPro VDI3805 Internet_EU | H411B/NVC24A-SR-TPC |  | 1600 kPa | 400 kPa
143775 | H412B+NVC24A-SR-TPC | H412B+NVC24A-SR-TPC | 26 | H412B | + | NVC24A-SR-TPC | Fast runner | 0 | Scenario 2 |  | PPK¦SelectPro¦VDI3805¦Internet_EU | PPK SelectPro VDI3805 Internet_EU | PPK SelectPro VDI3805 Internet_EU | H412B+NVC24A-SR-TPC |  | 1600 kPa | 400 kPa
143776 | H412B/NVC24A-SR-TPC | H412B/NVC24A-SR-TPC | 26 | H412B | / | NVC24A-SR-TPC | Fast runner | 0 | Scenario 2 |  | PPK¦SelectPro¦VDI3805¦Internet_EU | PPK SelectPro VDI3805 Internet_EU | PPK SelectPro VDI3805 Internet_EU | H412B/NVC24A-SR-TPC |  | 1600 kPa | 400 kPa
143777 | H413B+NVC24A-SR-TPC | H413B+NVC24A-SR-TPC | 26 | H413B | + | NVC24A-SR-TPC | Fast runner | 0 | Scenario 2 |  | PPK¦SelectPro¦VDI3805¦Internet_EU | PPK SelectPro VDI3805 Internet_EU | PPK SelectPro VDI3805 Internet_EU | H413B+NVC24A-SR-TPC |  | 1600 kPa | 400 kPa
143778 | H413B/NVC24A-SR-TPC | H413B/NVC24A-SR-TPC | 26 | H413B | / | NVC24A-SR-TPC | Fast runner | 0 | Scenario 2 |  | PPK¦SelectPro¦VDI3805¦Internet_EU | PPK SelectPro VDI3805 Internet_EU | PPK SelectPro VDI3805 Internet_EU | H413B/NVC24A-SR-TPC |  | 1600 kPa | 400 kPa
143779 | H414B+NVC24A-SR-TPC | H414B+NVC24A-SR-TPC | 26 | H414B | + | NVC24A-SR-TPC | Fast runner | 0 | Scenario 2 |  | PPK¦SelectPro¦VDI3805¦Internet_EU | PPK SelectPro VDI3805 Internet_EU | PPK SelectPro VDI3805 Internet_EU | H414B+NVC24A-SR-TPC |  | 1600 kPa | 400 kPa
143780 | H414B/NVC24A-SR-TPC | H414B/NVC24A-SR-TPC | 26 | H414B | / | NVC24A-SR-TPC | Fast runner | 0 | Scenario 2 |  | PPK¦SelectPro¦VDI3805¦Internet_EU | PPK SelectPro VDI3805 Internet_EU | PPK SelectPro VDI3805 Internet_EU | H414B/NVC24A-SR-TPC |  | 1600 kPa | 400 kPa
143781 | H415B+NVC24A-SR-TPC | H415B+NVC24A-SR-TPC | 26 | H415B | + | NVC24A-SR-TPC | Fast runner | 0 | Scenario 2 |  | PPK¦SelectPro¦VDI3805¦Internet_EU | PPK SelectPro VDI3805 Internet_EU | PPK SelectPro VDI3805 Internet_EU | H415B+NVC24A-SR-TPC |  | 1600 kPa | 400 kPa
143782 | H415B/NVC24A-SR-TPC | H415B/NVC24A-SR-TPC | 26 | H415B | / | NVC24A-SR-TPC | Fast runner | 0 | Scenario 2 |  | PPK¦SelectPro¦VDI3805¦Internet_EU | PPK SelectPro VDI3805 Internet_EU | PPK SelectPro VDI3805 Internet_EU | H415B/NVC24A-SR-TPC |  | 1600 kPa | 400 kPa
143783 | H420B+NVC24A-SR-TPC | H420B+NVC24A-SR-TPC | 26 | H420B | + | NVC24A-SR-TPC | Fast runner | 0 | Scenario 2 |  | PPK¦SelectPro¦VDI3805¦Internet_EU | PPK SelectPro VDI3805 Internet_EU | PPK SelectPro VDI3805 Internet_EU | H420B+NVC24A-SR-TPC |  | 1600 kPa | 400 kPa
143784 | H420B/NVC24A-SR-TPC | H420B/NVC24A-SR-TPC | 26 | H420B | / | NVC24A-SR-TPC | Fast runner | 0 | Scenario 2 |  | PPK¦SelectPro¦VDI3805¦Internet_EU | PPK SelectPro VDI3805 Internet_EU | PPK SelectPro VDI3805 Internet_EU | H420B/NVC24A-SR-TPC |  | 1600 kPa | 400 kPa
143785 | H425B+NVC24A-SR-TPC | H425B+NVC24A-SR-TPC | 26 | H425B | + | NVC24A-SR-TPC | Fast runner | 0 | Scenario 2 |  | PPK¦SelectPro¦VDI3805¦Internet_EU | PPK SelectPro VDI3805 Internet_EU | PPK SelectPro VDI3805 Internet_EU | H425B+NVC24A-SR-TPC |  | 1300 kPa | 400 kPa
143786 | H425B/NVC24A-SR-TPC | H425B/NVC24A-SR-TPC | 26 | H425B | / | NVC24A-SR-TPC | Fast runner | 0 | Scenario 2 |  | PPK¦SelectPro¦VDI3805¦Internet_EU | PPK SelectPro VDI3805 Internet_EU | PPK SelectPro VDI3805 Internet_EU | H425B/NVC24A-SR-TPC |  | 1300 kPa | 400 kPa
143787 | H432B+NVC24A-SR-TPC | H432B+NVC24A-SR-TPC | 26 | H432B | + | NVC24A-SR-TPC | Fast runner | 1 | Scenario 2 |  | PPK¦SelectPro¦VDI3805¦Internet_EU | PPK SelectPro VDI3805 Internet_EU | PPK SelectPro VDI3805 Internet_EU | H432B+NVC24A-SR-TPC |  | 1000 kPa | 400 kPa
143788 | H432B/NVC24A-SR-TPC | H432B/NVC24A-SR-TPC | 26 | H432B | / | NVC24A-SR-TPC | Fast runner | 1 | Scenario 2 |  | PPK¦SelectPro¦VDI3805¦Internet_EU | PPK SelectPro VDI3805 Internet_EU | PPK SelectPro VDI3805 Internet_EU | H432B/NVC24A-SR-TPC |  | 1000 kPa | 400 kPa
143789 | H440B+NVC24A-SR-TPC | H440B+NVC24A-SR-TPC | 26 | H440B | + | NVC24A-SR-TPC | Fast runner | 1 | Scenario 2 |  | PPK¦SelectPro¦VDI3805¦Internet_EU | PPK SelectPro VDI3805 Internet_EU | PPK SelectPro VDI3805 Internet_EU | H440B+NVC24A-SR-TPC |  | 500 kPa | 400 kPa
143790 | H440B/NVC24A-SR-TPC | H440B/NVC24A-SR-TPC | 26 | H440B | / | NVC24A-SR-TPC | Fast runner | 1 | Scenario 2 |  | PPK¦SelectPro¦VDI3805¦Internet_EU | PPK SelectPro VDI3805 Internet_EU | PPK SelectPro VDI3805 Internet_EU | H440B/NVC24A-SR-TPC |  | 500 kPa | 400 kPa
143791 | H450B+NVC24A-SR-TPC | H450B+NVC24A-SR-TPC | 26 | H450B | + | NVC24A-SR-TPC | Fast runner | 0 | Scenario 2 |  | PPK¦SelectPro¦VDI3805¦Internet_EU | PPK SelectPro VDI3805 Internet_EU | PPK SelectPro VDI3805 Internet_EU | H450B+NVC24A-SR-TPC |  | 300 kPa | 300 kPa
143792 | H450B/NVC24A-SR-TPC | H450B/NVC24A-SR-TPC | 26 | H450B | / | NVC24A-SR-TPC | Fast runner | 0 | Scenario 2 |  | PPK¦SelectPro¦VDI3805¦Internet_EU | PPK SelectPro VDI3805 Internet_EU | PPK SelectPro VDI3805 Internet_EU | H450B/NVC24A-SR-TPC |  | 300 kPa | 300 kPa
143793 | H511B+NVC24A-SR-TPC | H511B+NVC24A-SR-TPC | 26 | H511B | + | NVC24A-SR-TPC | Fast runner | 0 | Scenario 2 |  | PPK¦SelectPro¦VDI3805¦Internet_EU | PPK SelectPro VDI3805 Internet_EU | PPK SelectPro VDI3805 Internet_EU | H511B+NVC24A-SR-TPC |  | 1600 kPa | 400 kPa
143794 | H511B/NVC24A-SR-TPC | H511B/NVC24A-SR-TPC | 26 | H511B | / | NVC24A-SR-TPC | Fast runner | 0 | Scenario 2 |  | PPK¦SelectPro¦VDI3805¦Internet_EU | PPK SelectPro VDI3805 Internet_EU | PPK SelectPro VDI3805 Internet_EU | H511B/NVC24A-SR-TPC |  | 1600 kPa | 400 kPa
143795 | H512B+NVC24A-SR-TPC | H512B+NVC24A-SR-TPC | 26 | H512B | + | NVC24A-SR-TPC | Fast runner | 0 | Scenario 2 |  | PPK¦SelectPro¦VDI3805¦Internet_EU | PPK SelectPro VDI3805 Internet_EU | PPK SelectPro VDI3805 Internet_EU | H512B+NVC24A-SR-TPC |  | 1600 kPa | 400 kPa
143796 | H512B/NVC24A-SR-TPC | H512B/NVC24A-SR-TPC | 26 | H512B | / | NVC24A-SR-TPC | Fast runner | 0 | Scenario 2 |  | PPK¦SelectPro¦VDI3805¦Internet_EU | PPK SelectPro VDI3805 Internet_EU | PPK SelectPro VDI3805 Internet_EU | H512B/NVC24A-SR-TPC |  | 1600 kPa | 400 kPa
143797 | H513B+NVC24A-SR-TPC | H513B+NVC24A-SR-TPC | 26 | H513B | + | NVC24A-SR-TPC | Fast runner | 0 | Scenario 2 |  | PPK¦SelectPro¦VDI3805¦Internet_EU | PPK SelectPro VDI3805 Internet_EU | PPK SelectPro VDI3805 Internet_EU | H513B+NVC24A-SR-TPC |  | 1600 kPa | 400 kPa
143798 | H513B/NVC24A-SR-TPC | H513B/NVC24A-SR-TPC | 26 | H513B | / | NVC24A-SR-TPC | Fast runner | 0 | Scenario 2 |  | PPK¦SelectPro¦VDI3805¦Internet_EU | PPK SelectPro VDI3805 Internet_EU | PPK SelectPro VDI3805 Internet_EU | H513B/NVC24A-SR-TPC |  | 1600 kPa | 400 kPa
143799 | H514B+NVC24A-SR-TPC | H514B+NVC24A-SR-TPC | 26 | H514B | + | NVC24A-SR-TPC | Fast runner | 0 | Scenario 2 |  | PPK¦SelectPro¦VDI3805¦Internet_EU | PPK SelectPro VDI3805 Internet_EU | PPK SelectPro VDI3805 Internet_EU | H514B+NVC24A-SR-TPC |  | 1600 kPa | 400 kPa
143800 | H514B/NVC24A-SR-TPC | H514B/NVC24A-SR-TPC | 26 | H514B | / | NVC24A-SR-TPC | Fast runner | 0 | Scenario 2 |  | PPK¦SelectPro¦VDI3805¦Internet_EU | PPK SelectPro VDI3805 Internet_EU | PPK SelectPro VDI3805 Internet_EU | H514B/NVC24A-SR-TPC |  | 1600 kPa | 400 kPa
143801 | H515B+NVC24A-SR-TPC | H515B+NVC24A-SR-TPC | 26 | H515B | + | NVC24A-SR-TPC | Fast runner | 0 | Scenario 2 |  | PPK¦SelectPro¦VDI3805¦Internet_EU | PPK SelectPro VDI3805 Internet_EU | PPK SelectPro VDI3805 Internet_EU | H515B+NVC24A-SR-TPC |  | 1600 kPa | 400 kPa
143802 | H515B/NVC24A-SR-TPC | H515B/NVC24A-SR-TPC | 26 | H515B | / | NVC24A-SR-TPC | Fast runner | 0 | Scenario 2 |  | PPK¦SelectPro¦VDI3805¦Internet_EU | PPK SelectPro VDI3805 Internet_EU | PPK SelectPro VDI3805 Internet_EU | H515B/NVC24A-SR-TPC |  | 1600 kPa | 400 kPa
143803 | H520B+NVC24A-SR-TPC | H520B+NVC24A-SR-TPC | 26 | H520B | + | NVC24A-SR-TPC | Fast runner | 0 | Scenario 2 |  | PPK¦SelectPro¦VDI3805¦Internet_EU | PPK SelectPro VDI3805 Internet_EU | PPK SelectPro VDI3805 Internet_EU | H520B+NVC24A-SR-TPC |  | 1600 kPa | 400 kPa
143804 | H520B/NVC24A-SR-TPC | H520B/NVC24A-SR-TPC | 26 | H520B | / | NVC24A-SR-TPC | Fast runner | 0 | Scenario 2 |  | PPK¦SelectPro¦VDI3805¦Internet_EU | PPK SelectPro VDI3805 Internet_EU | PPK SelectPro VDI3805 Internet_EU | H520B/NVC24A-SR-TPC |  | 1600 kPa | 400 kPa
143805 | H525B+NVC24A-SR-TPC | H525B+NVC24A-SR-TPC | 26 | H525B | + | NVC24A-SR-TPC | Fast runner | 0 | Scenario 2 |  | PPK¦SelectPro¦VDI3805¦Internet_EU | PPK SelectPro VDI3805 Internet_EU | PPK SelectPro VDI3805 Internet_EU | H525B+NVC24A-SR-TPC |  | 1300 kPa | 400 kPa
143806 | H525B/NVC24A-SR-TPC | H525B/NVC24A-SR-TPC | 26 | H525B | / | NVC24A-SR-TPC | Fast runner | 0 | Scenario 2 |  | PPK¦SelectPro¦VDI3805¦Internet_EU | PPK SelectPro VDI3805 Internet_EU | PPK SelectPro VDI3805 Internet_EU | H525B/NVC24A-SR-TPC |  | 1300 kPa | 400 kPa
143807 | H532B+NVC24A-SR-TPC | H532B+NVC24A-SR-TPC | 26 | H532B | + | NVC24A-SR-TPC | Fast runner | 1 | Scenario 2 |  | PPK¦SelectPro¦VDI3805¦Internet_EU | PPK SelectPro VDI3805 Internet_EU | PPK SelectPro VDI3805 Internet_EU | H532B+NVC24A-SR-TPC |  | 1000 kPa | 400 kPa
143808 | H532B/NVC24A-SR-TPC | H532B/NVC24A-SR-TPC | 26 | H532B | / | NVC24A-SR-TPC | Fast runner | 1 | Scenario 2 |  | PPK¦SelectPro¦VDI3805¦Internet_EU | PPK SelectPro VDI3805 Internet_EU | PPK SelectPro VDI3805 Internet_EU | H532B/NVC24A-SR-TPC |  | 1000 kPa | 400 kPa
143809 | H540B+NVC24A-SR-TPC | H540B+NVC24A-SR-TPC | 26 | H540B | + | NVC24A-SR-TPC | Fast runner | 1 | Scenario 2 |  | PPK¦SelectPro¦VDI3805¦Internet_EU | PPK SelectPro VDI3805 Internet_EU | PPK SelectPro VDI3805 Internet_EU | H540B+NVC24A-SR-TPC |  | 500 kPa | 400 kPa
143810 | H540B/NVC24A-SR-TPC | H540B/NVC24A-SR-TPC | 26 | H540B | / | NVC24A-SR-TPC | Fast runner | 1 | Scenario 2 |  | PPK¦SelectPro¦VDI3805¦Internet_EU | PPK SelectPro VDI3805 Internet_EU | PPK SelectPro VDI3805 Internet_EU | H540B/NVC24A-SR-TPC |  | 500 kPa | 400 kPa
143811 | H550B+NVC24A-SR-TPC | H550B+NVC24A-SR-TPC | 26 | H550B | + | NVC24A-SR-TPC | Fast runner | 0 | Scenario 2 |  | PPK¦SelectPro¦VDI3805¦Internet_EU | PPK SelectPro VDI3805 Internet_EU | PPK SelectPro VDI3805 Internet_EU | H550B+NVC24A-SR-TPC |  | 300 kPa | 300 kPa
143812 | H550B/NVC24A-SR-TPC | H550B/NVC24A-SR-TPC | 26 | H550B | / | NVC24A-SR-TPC | Fast runner | 0 | Scenario 2 |  | PPK¦SelectPro¦VDI3805¦Internet_EU | PPK SelectPro VDI3805 Internet_EU | PPK SelectPro VDI3805 Internet_EU | H550B/NVC24A-SR-TPC |  | 300 kPa | 300 kPa
143813 | H6015X1-S2+NVC24A-SR-TPC | H6015X1-S2+NVC24A-SR-TPC | 26 | H6015X1-S2 | + | NVC24A-SR-TPC | Fast runner | 1 | Scenario 2 |  | PPK¦SelectPro¦VDI3805¦Internet_EU | PPK SelectPro VDI3805 Internet_EU | PPK SelectPro VDI3805 Internet_EU | H6015X1-S2+NVC24A-SR-TPC |  | 2200 kPa | 1000 kPa
143814 | H6015X1-S2/NVC24A-SR-TPC | H6015X1-S2/NVC24A-SR-TPC | 26 | H6015X1-S2 | / | NVC24A-SR-TPC | Fast runner | 1 | Scenario 2 |  | PPK¦SelectPro¦VDI3805¦Internet_EU | PPK SelectPro VDI3805 Internet_EU | PPK SelectPro VDI3805 Internet_EU | H6015X1-S2/NVC24A-SR-TPC |  | 2200 kPa | 1000 kPa
143815 | H6015X1P6-S2+NVC24A-SR-TPC | H6015X1P6-S2+NVC24A-SR-TPC | 26 | H6015X1P6-S2 | + | NVC24A-SR-TPC | Fast runner | 1 | Scenario 2 |  | PPK¦SelectPro¦VDI3805¦Internet_EU | PPK SelectPro VDI3805 Internet_EU | PPK SelectPro VDI3805 Internet_EU | H6015X1P6-S2+NVC24A-SR-TPC |  | 2200 kPa | 1000 kPa
143816 | H6015X1P6-S2/NVC24A-SR-TPC | H6015X1P6-S2/NVC24A-SR-TPC | 26 | H6015X1P6-S2 | / | NVC24A-SR-TPC | Fast runner | 1 | Scenario 2 |  | PPK¦SelectPro¦VDI3805¦Internet_EU | PPK SelectPro VDI3805 Internet_EU | PPK SelectPro VDI3805 Internet_EU | H6015X1P6-S2/NVC24A-SR-TPC |  | 2200 kPa | 1000 kPa
143819 | H411B+NV24A-SR-TPC | H411B+NV24A-SR-TPC | 26 | H411B | + | NV24A-SR-TPC | Standard actuator | 0 | Scenario 2 |  | PPK¦SelectPro¦VDI3805¦Internet_EU | PPK SelectPro VDI3805 Internet_EU | PPK SelectPro VDI3805 Internet_EU | H411B+NV24A-SR-TPC |  | 1600 kPa | 400 kPa
143820 | H411B/NV24A-SR-TPC | H411B/NV24A-SR-TPC | 26 | H411B | / | NV24A-SR-TPC | Standard actuator | 0 | Scenario 2 |  | PPK¦SelectPro¦VDI3805¦Internet_EU | PPK SelectPro VDI3805 Internet_EU | PPK SelectPro VDI3805 Internet_EU | H411B/NV24A-SR-TPC |  | 1600 kPa | 400 kPa
143823 | H412B+NV24A-SR-TPC | H412B+NV24A-SR-TPC | 26 | H412B | + | NV24A-SR-TPC | Standard actuator | 0 | Scenario 2 |  | PPK¦SelectPro¦VDI3805¦Internet_EU | PPK SelectPro VDI3805 Internet_EU | PPK SelectPro VDI3805 Internet_EU | H412B+NV24A-SR-TPC |  | 1600 kPa | 400 kPa
143824 | H412B/NV24A-SR-TPC | H412B/NV24A-SR-TPC | 26 | H412B | / | NV24A-SR-TPC | Standard actuator | 0 | Scenario 2 |  | PPK¦SelectPro¦VDI3805¦Internet_EU | PPK SelectPro VDI3805 Internet_EU | PPK SelectPro VDI3805 Internet_EU | H412B/NV24A-SR-TPC |  | 1600 kPa | 400 kPa
143827 | H413B+NV24A-SR-TPC | H413B+NV24A-SR-TPC | 26 | H413B | + | NV24A-SR-TPC | Standard actuator | 0 | Scenario 2 |  | PPK¦SelectPro¦VDI3805¦Internet_EU | PPK SelectPro VDI3805 Internet_EU | PPK SelectPro VDI3805 Internet_EU | H413B+NV24A-SR-TPC |  | 1600 kPa | 400 kPa
143828 | H413B/NV24A-SR-TPC | H413B/NV24A-SR-TPC | 26 | H413B | / | NV24A-SR-TPC | Standard actuator | 0 | Scenario 2 |  | PPK¦SelectPro¦VDI3805¦Internet_EU | PPK SelectPro VDI3805 Internet_EU | PPK SelectPro VDI3805 Internet_EU | H413B/NV24A-SR-TPC |  | 1600 kPa | 400 kPa
143831 | H414B+NV24A-SR-TPC | H414B+NV24A-SR-TPC | 26 | H414B | + | NV24A-SR-TPC | Standard actuator | 0 | Scenario 2 |  | PPK¦SelectPro¦VDI3805¦Internet_EU | PPK SelectPro VDI3805 Internet_EU | PPK SelectPro VDI3805 Internet_EU | H414B+NV24A-SR-TPC |  | 1600 kPa | 400 kPa
143832 | H414B/NV24A-SR-TPC | H414B/NV24A-SR-TPC | 26 | H414B | / | NV24A-SR-TPC | Standard actuator | 0 | Scenario 2 |  | PPK¦SelectPro¦VDI3805¦Internet_EU | PPK SelectPro VDI3805 Internet_EU | PPK SelectPro VDI3805 Internet_EU | H414B/NV24A-SR-TPC |  | 1600 kPa | 400 kPa
143835 | H415B+NV24A-SR-TPC | H415B+NV24A-SR-TPC | 26 | H415B | + | NV24A-SR-TPC | Standard actuator | 0 | Scenario 2 |  | PPK¦SelectPro¦VDI3805¦Internet_EU | PPK SelectPro VDI3805 Internet_EU | PPK SelectPro VDI3805 Internet_EU | H415B+NV24A-SR-TPC |  | 1600 kPa | 400 kPa
143836 | H415B/NV24A-SR-TPC | H415B/NV24A-SR-TPC | 26 | H415B | / | NV24A-SR-TPC | Standard actuator | 0 | Scenario 2 |  | PPK¦SelectPro¦VDI3805¦Internet_EU | PPK SelectPro VDI3805 Internet_EU | PPK SelectPro VDI3805 Internet_EU | H415B/NV24A-SR-TPC |  | 1600 kPa | 400 kPa
143839 | H420B+NV24A-SR-TPC | H420B+NV24A-SR-TPC | 26 | H420B | + | NV24A-SR-TPC | Standard actuator | 0 | Scenario 2 |  | PPK¦SelectPro¦VDI3805¦Internet_EU | PPK SelectPro VDI3805 Internet_EU | PPK SelectPro VDI3805 Internet_EU | H420B+NV24A-SR-TPC |  | 1600 kPa | 400 kPa
143840 | H420B/NV24A-SR-TPC | H420B/NV24A-SR-TPC | 26 | H420B | / | NV24A-SR-TPC | Standard actuator | 0 | Scenario 2 |  | PPK¦SelectPro¦VDI3805¦Internet_EU | PPK SelectPro VDI3805 Internet_EU | PPK SelectPro VDI3805 Internet_EU | H420B/NV24A-SR-TPC |  | 1600 kPa | 400 kPa
143843 | H425B+NV24A-SR-TPC | H425B+NV24A-SR-TPC | 26 | H425B | + | NV24A-SR-TPC | Standard actuator | 0 | Scenario 2 |  | PPK¦SelectPro¦VDI3805¦Internet_EU | PPK SelectPro VDI3805 Internet_EU | PPK SelectPro VDI3805 Internet_EU | H425B+NV24A-SR-TPC |  | 1300 kPa | 400 kPa
143844 | H425B/NV24A-SR-TPC | H425B/NV24A-SR-TPC | 26 | H425B | / | NV24A-SR-TPC | Standard actuator | 0 | Scenario 2 |  | PPK¦SelectPro¦VDI3805¦Internet_EU | PPK SelectPro VDI3805 Internet_EU | PPK SelectPro VDI3805 Internet_EU | H425B/NV24A-SR-TPC |  | 1300 kPa | 400 kPa
143847 | H432B+NV24A-SR-TPC | H432B+NV24A-SR-TPC | 26 | H432B | + | NV24A-SR-TPC | Standard actuator | 1 | Scenario 2 |  | PPK¦SelectPro¦VDI3805¦Internet_EU | PPK SelectPro VDI3805 Internet_EU | PPK SelectPro VDI3805 Internet_EU | H432B+NV24A-SR-TPC |  | 1000 kPa | 400 kPa
143848 | H432B/NV24A-SR-TPC | H432B/NV24A-SR-TPC | 26 | H432B | / | NV24A-SR-TPC | Standard actuator | 1 | Scenario 2 |  | PPK¦SelectPro¦VDI3805¦Internet_EU | PPK SelectPro VDI3805 Internet_EU | PPK SelectPro VDI3805 Internet_EU | H432B/NV24A-SR-TPC |  | 1000 kPa | 400 kPa
143851 | H440B+NV24A-SR-TPC | H440B+NV24A-SR-TPC | 26 | H440B | + | NV24A-SR-TPC | Standard actuator | 1 | Scenario 2 |  | PPK¦SelectPro¦VDI3805¦Internet_EU | PPK SelectPro VDI3805 Internet_EU | PPK SelectPro VDI3805 Internet_EU | H440B+NV24A-SR-TPC |  | 500 kPa | 400 kPa
143852 | H440B/NV24A-SR-TPC | H440B/NV24A-SR-TPC | 26 | H440B | / | NV24A-SR-TPC | Standard actuator | 1 | Scenario 2 |  | PPK¦SelectPro¦VDI3805¦Internet_EU | PPK SelectPro VDI3805 Internet_EU | PPK SelectPro VDI3805 Internet_EU | H440B/NV24A-SR-TPC |  | 500 kPa | 400 kPa
143855 | H450B+NV24A-SR-TPC | H450B+NV24A-SR-TPC | 26 | H450B | + | NV24A-SR-TPC | Standard actuator | 0 | Scenario 2 |  | PPK¦SelectPro¦VDI3805¦Internet_EU | PPK SelectPro VDI3805 Internet_EU | PPK SelectPro VDI3805 Internet_EU | H450B+NV24A-SR-TPC |  | 300 kPa | 300 kPa
143856 | H450B/NV24A-SR-TPC | H450B/NV24A-SR-TPC | 26 | H450B | / | NV24A-SR-TPC | Standard actuator | 0 | Scenario 2 |  | PPK¦SelectPro¦VDI3805¦Internet_EU | PPK SelectPro VDI3805 Internet_EU | PPK SelectPro VDI3805 Internet_EU | H450B/NV24A-SR-TPC |  | 300 kPa | 300 kPa
143859 | H511B+NV24A-SR-TPC | H511B+NV24A-SR-TPC | 26 | H511B | + | NV24A-SR-TPC | Standard actuator | 0 | Scenario 2 |  | PPK¦SelectPro¦VDI3805¦Internet_EU | PPK SelectPro VDI3805 Internet_EU | PPK SelectPro VDI3805 Internet_EU | H511B+NV24A-SR-TPC |  | 1600 kPa | 400 kPa
143860 | H511B/NV24A-SR-TPC | H511B/NV24A-SR-TPC | 26 | H511B | / | NV24A-SR-TPC | Standard actuator | 0 | Scenario 2 |  | PPK¦SelectPro¦VDI3805¦Internet_EU | PPK SelectPro VDI3805 Internet_EU | PPK SelectPro VDI3805 Internet_EU | H511B/NV24A-SR-TPC |  | 1600 kPa | 400 kPa
143863 | H512B+NV24A-SR-TPC | H512B+NV24A-SR-TPC | 26 | H512B | + | NV24A-SR-TPC | Standard actuator | 0 | Scenario 2 |  | PPK¦SelectPro¦VDI3805¦Internet_EU | PPK SelectPro VDI3805 Internet_EU | PPK SelectPro VDI3805 Internet_EU | H512B+NV24A-SR-TPC |  | 1600 kPa | 400 kPa
143864 | H512B/NV24A-SR-TPC | H512B/NV24A-SR-TPC | 26 | H512B | / | NV24A-SR-TPC | Standard actuator | 0 | Scenario 2 |  | PPK¦SelectPro¦VDI3805¦Internet_EU | PPK SelectPro VDI3805 Internet_EU | PPK SelectPro VDI3805 Internet_EU | H512B/NV24A-SR-TPC |  | 1600 kPa | 400 kPa
143867 | H513B+NV24A-SR-TPC | H513B+NV24A-SR-TPC | 26 | H513B | + | NV24A-SR-TPC | Standard actuator | 0 | Scenario 2 |  | PPK¦SelectPro¦VDI3805¦Internet_EU | PPK SelectPro VDI3805 Internet_EU | PPK SelectPro VDI3805 Internet_EU | H513B+NV24A-SR-TPC |  | 1600 kPa | 400 kPa
143868 | H513B/NV24A-SR-TPC | H513B/NV24A-SR-TPC | 26 | H513B | / | NV24A-SR-TPC | Standard actuator | 0 | Scenario 2 |  | PPK¦SelectPro¦VDI3805¦Internet_EU | PPK SelectPro VDI3805 Internet_EU | PPK SelectPro VDI3805 Internet_EU | H513B/NV24A-SR-TPC |  | 1600 kPa | 400 kPa
143871 | H514B+NV24A-SR-TPC | H514B+NV24A-SR-TPC | 26 | H514B | + | NV24A-SR-TPC | Standard actuator | 0 | Scenario 2 |  | PPK¦SelectPro¦VDI3805¦Internet_EU | PPK SelectPro VDI3805 Internet_EU | PPK SelectPro VDI3805 Internet_EU | H514B+NV24A-SR-TPC |  | 1600 kPa | 400 kPa
143872 | H514B/NV24A-SR-TPC | H514B/NV24A-SR-TPC | 26 | H514B | / | NV24A-SR-TPC | Standard actuator | 0 | Scenario 2 |  | PPK¦SelectPro¦VDI3805¦Internet_EU | PPK SelectPro VDI3805 Internet_EU | PPK SelectPro VDI3805 Internet_EU | H514B/NV24A-SR-TPC |  | 1600 kPa | 400 kPa
143875 | H515B+NV24A-SR-TPC | H515B+NV24A-SR-TPC | 26 | H515B | + | NV24A-SR-TPC | Standard actuator | 0 | Scenario 2 |  | PPK¦SelectPro¦VDI3805¦Internet_EU | PPK SelectPro VDI3805 Internet_EU | PPK SelectPro VDI3805 Internet_EU | H515B+NV24A-SR-TPC |  | 1600 kPa | 400 kPa
143876 | H515B/NV24A-SR-TPC | H515B/NV24A-SR-TPC | 26 | H515B | / | NV24A-SR-TPC | Standard actuator | 0 | Scenario 2 |  | PPK¦SelectPro¦VDI3805¦Internet_EU | PPK SelectPro VDI3805 Internet_EU | PPK SelectPro VDI3805 Internet_EU | H515B/NV24A-SR-TPC |  | 1600 kPa | 400 kPa
143879 | H520B+NV24A-SR-TPC | H520B+NV24A-SR-TPC | 26 | H520B | + | NV24A-SR-TPC | Standard actuator | 0 | Scenario 2 |  | PPK¦SelectPro¦VDI3805¦Internet_EU | PPK SelectPro VDI3805 Internet_EU | PPK SelectPro VDI3805 Internet_EU | H520B+NV24A-SR-TPC |  | 1600 kPa | 400 kPa
143880 | H520B/NV24A-SR-TPC | H520B/NV24A-SR-TPC | 26 | H520B | / | NV24A-SR-TPC | Standard actuator | 0 | Scenario 2 |  | PPK¦SelectPro¦VDI3805¦Internet_EU | PPK SelectPro VDI3805 Internet_EU | PPK SelectPro VDI3805 Internet_EU | H520B/NV24A-SR-TPC |  | 1600 kPa | 400 kPa
143883 | H525B+NV24A-SR-TPC | H525B+NV24A-SR-TPC | 26 | H525B | + | NV24A-SR-TPC | Standard actuator | 0 | Scenario 2 |  | PPK¦SelectPro¦VDI3805¦Internet_EU | PPK SelectPro VDI3805 Internet_EU | PPK SelectPro VDI3805 Internet_EU | H525B+NV24A-SR-TPC |  | 1300 kPa | 400 kPa
143884 | H525B/NV24A-SR-TPC | H525B/NV24A-SR-TPC | 26 | H525B | / | NV24A-SR-TPC | Standard actuator | 0 | Scenario 2 |  | PPK¦SelectPro¦VDI3805¦Internet_EU | PPK SelectPro VDI3805 Internet_EU | PPK SelectPro VDI3805 Internet_EU | H525B/NV24A-SR-TPC |  | 1300 kPa | 400 kPa
143887 | H532B+NV24A-SR-TPC | H532B+NV24A-SR-TPC | 26 | H532B | + | NV24A-SR-TPC | Standard actuator | 1 | Scenario 2 |  | PPK¦SelectPro¦VDI3805¦Internet_EU | PPK SelectPro VDI3805 Internet_EU | PPK SelectPro VDI3805 Internet_EU | H532B+NV24A-SR-TPC |  | 1000 kPa | 400 kPa
143888 | H532B/NV24A-SR-TPC | H532B/NV24A-SR-TPC | 26 | H532B | / | NV24A-SR-TPC | Standard actuator | 1 | Scenario 2 |  | PPK¦SelectPro¦VDI3805¦Internet_EU | PPK SelectPro VDI3805 Internet_EU | PPK SelectPro VDI3805 Internet_EU | H532B/NV24A-SR-TPC |  | 1000 kPa | 400 kPa
143891 | H540B+NV24A-SR-TPC | H540B+NV24A-SR-TPC | 26 | H540B | + | NV24A-SR-TPC | Standard actuator | 1 | Scenario 2 |  | PPK¦SelectPro¦VDI3805¦Internet_EU | PPK SelectPro VDI3805 Internet_EU | PPK SelectPro VDI3805 Internet_EU | H540B+NV24A-SR-TPC |  | 500 kPa | 400 kPa
143892 | H540B/NV24A-SR-TPC | H540B/NV24A-SR-TPC | 26 | H540B | / | NV24A-SR-TPC | Standard actuator | 1 | Scenario 2 |  | PPK¦SelectPro¦VDI3805¦Internet_EU | PPK SelectPro VDI3805 Internet_EU | PPK SelectPro VDI3805 Internet_EU | H540B/NV24A-SR-TPC |  | 500 kPa | 400 kPa
143895 | H550B+NV24A-SR-TPC | H550B+NV24A-SR-TPC | 26 | H550B | + | NV24A-SR-TPC | Standard actuator | 0 | Scenario 2 |  | PPK¦SelectPro¦VDI3805¦Internet_EU | PPK SelectPro VDI3805 Internet_EU | PPK SelectPro VDI3805 Internet_EU | H550B+NV24A-SR-TPC |  | 300 kPa | 300 kPa
143896 | H550B/NV24A-SR-TPC | H550B/NV24A-SR-TPC | 26 | H550B | / | NV24A-SR-TPC | Standard actuator | 0 | Scenario 2 |  | PPK¦SelectPro¦VDI3805¦Internet_EU | PPK SelectPro VDI3805 Internet_EU | PPK SelectPro VDI3805 Internet_EU | H550B/NV24A-SR-TPC |  | 300 kPa | 300 kPa
143899 | H6015X1-S2+NV24A-SR-TPC | H6015X1-S2+NV24A-SR-TPC | 26 | H6015X1-S2 | + | NV24A-SR-TPC | Standard actuator | 1 | Scenario 2 |  | PPK¦SelectPro¦VDI3805¦Internet_EU | PPK SelectPro VDI3805 Internet_EU | PPK SelectPro VDI3805 Internet_EU | H6015X1-S2+NV24A-SR-TPC |  | 2200 kPa | 1000 kPa
143900 | H6015X1-S2/NV24A-SR-TPC | H6015X1-S2/NV24A-SR-TPC | 26 | H6015X1-S2 | / | NV24A-SR-TPC | Standard actuator | 1 | Scenario 2 |  | PPK¦SelectPro¦VDI3805¦Internet_EU | PPK SelectPro VDI3805 Internet_EU | PPK SelectPro VDI3805 Internet_EU | H6015X1-S2/NV24A-SR-TPC |  | 2200 kPa | 1000 kPa
143903 | H6015X1P6-S2+NV24A-SR-TPC | H6015X1P6-S2+NV24A-SR-TPC | 26 | H6015X1P6-S2 | + | NV24A-SR-TPC | Standard actuator | 1 | Scenario 2 |  | PPK¦SelectPro¦VDI3805¦Internet_EU | PPK SelectPro VDI3805 Internet_EU | PPK SelectPro VDI3805 Internet_EU | H6015X1P6-S2+NV24A-SR-TPC |  | 2200 kPa | 1000 kPa
143904 | H6015X1P6-S2/NV24A-SR-TPC | H6015X1P6-S2/NV24A-SR-TPC | 26 | H6015X1P6-S2 | / | NV24A-SR-TPC | Standard actuator | 1 | Scenario 2 |  | PPK¦SelectPro¦VDI3805¦Internet_EU | PPK SelectPro VDI3805 Internet_EU | PPK SelectPro VDI3805 Internet_EU | H6015X1P6-S2/NV24A-SR-TPC |  | 2200 kPa | 1000 kPa
143907 | H6015X2P5-S2+NV24A-SR-TPC | H6015X2P5-S2+NV24A-SR-TPC | 26 | H6015X2P5-S2 | + | NV24A-SR-TPC | Standard actuator | 1 | Scenario 2 |  | PPK¦SelectPro¦VDI3805¦Internet_EU | PPK SelectPro VDI3805 Internet_EU | PPK SelectPro VDI3805 Internet_EU | H6015X2P5-S2+NV24A-SR-TPC |  | 2200 kPa | 1000 kPa
143908 | H6015X2P5-S2/NV24A-SR-TPC | H6015X2P5-S2/NV24A-SR-TPC | 26 | H6015X2P5-S2 | / | NV24A-SR-TPC | Standard actuator | 1 | Scenario 2 |  | PPK¦SelectPro¦VDI3805¦Internet_EU | PPK SelectPro VDI3805 Internet_EU | PPK SelectPro VDI3805 Internet_EU | H6015X2P5-S2/NV24A-SR-TPC |  | 2200 kPa | 1000 kPa
143911 | H6015X4-S2+NV24A-SR-TPC | H6015X4-S2+NV24A-SR-TPC | 26 | H6015X4-S2 | + | NV24A-SR-TPC | Standard actuator | 1 | Scenario 2 |  | PPK¦SelectPro¦VDI3805¦Internet_EU | PPK SelectPro VDI3805 Internet_EU | PPK SelectPro VDI3805 Internet_EU | H6015X4-S2+NV24A-SR-TPC |  | 2200 kPa | 1000 kPa
143912 | H6015X4-S2/NV24A-SR-TPC | H6015X4-S2/NV24A-SR-TPC | 26 | H6015X4-S2 | / | NV24A-SR-TPC | Standard actuator | 1 | Scenario 2 |  | PPK¦SelectPro¦VDI3805¦Internet_EU | PPK SelectPro VDI3805 Internet_EU | PPK SelectPro VDI3805 Internet_EU | H6015X4-S2/NV24A-SR-TPC |  | 2200 kPa | 1000 kPa
143913 | H6015X2P5-S2+NVC24A-SR-TPC | H6015X2P5-S2+NVC24A-SR-TPC | 26 | H6015X2P5-S2 | + | NVC24A-SR-TPC | Fast runner | 1 | Scenario 2 |  | PPK¦SelectPro¦VDI3805¦Internet_EU | PPK SelectPro VDI3805 Internet_EU | PPK SelectPro VDI3805 Internet_EU | H6015X2P5-S2+NVC24A-SR-TPC |  | 2200 kPa | 1000 kPa
143914 | H6015X2P5-S2/NVC24A-SR-TPC | H6015X2P5-S2/NVC24A-SR-TPC | 26 | H6015X2P5-S2 | / | NVC24A-SR-TPC | Fast runner | 1 | Scenario 2 |  | PPK¦SelectPro¦VDI3805¦Internet_EU | PPK SelectPro VDI3805 Internet_EU | PPK SelectPro VDI3805 Internet_EU | H6015X2P5-S2/NVC24A-SR-TPC |  | 2200 kPa | 1000 kPa
143915 | H6015X4-S2+NVC24A-SR-TPC | H6015X4-S2+NVC24A-SR-TPC | 26 | H6015X4-S2 | + | NVC24A-SR-TPC | Fast runner | 1 | Scenario 2 |  | PPK¦SelectPro¦VDI3805¦Internet_EU | PPK SelectPro VDI3805 Internet_EU | PPK SelectPro VDI3805 Internet_EU | H6015X4-S2+NVC24A-SR-TPC |  | 2200 kPa | 1000 kPa
143916 | H6015X4-S2/NVC24A-SR-TPC | H6015X4-S2/NVC24A-SR-TPC | 26 | H6015X4-S2 | / | NVC24A-SR-TPC | Fast runner | 1 | Scenario 2 |  | PPK¦SelectPro¦VDI3805¦Internet_EU | PPK SelectPro VDI3805 Internet_EU | PPK SelectPro VDI3805 Internet_EU | H6015X4-S2/NVC24A-SR-TPC |  | 2200 kPa | 1000 kPa
143917 | H6015XP4-S2+NVC24A-SR-TPC | H6015XP4-S2+NVC24A-SR-TPC | 26 | H6015XP4-S2 | + | NVC24A-SR-TPC | Fast runner | 1 | Scenario 2 |  | PPK¦SelectPro¦VDI3805¦Internet_EU | PPK SelectPro VDI3805 Internet_EU | PPK SelectPro VDI3805 Internet_EU | H6015XP4-S2+NVC24A-SR-TPC |  | 2500 kPa | 1000 kPa
143918 | H6015XP4-S2/NVC24A-SR-TPC | H6015XP4-S2/NVC24A-SR-TPC | 26 | H6015XP4-S2 | / | NVC24A-SR-TPC | Fast runner | 1 | Scenario 2 |  | PPK¦SelectPro¦VDI3805¦Internet_EU | PPK SelectPro VDI3805 Internet_EU | PPK SelectPro VDI3805 Internet_EU | H6015XP4-S2/NVC24A-SR-TPC |  | 2500 kPa | 1000 kPa
143919 | H6015XP63-S2+NVC24A-SR-TPC | H6015XP63-S2+NVC24A-SR-TPC | 26 | H6015XP63-S2 | + | NVC24A-SR-TPC | Fast runner | 1 | Scenario 2 |  | PPK¦SelectPro¦VDI3805¦Internet_EU | PPK SelectPro VDI3805 Internet_EU | PPK SelectPro VDI3805 Internet_EU | H6015XP63-S2+NVC24A-SR-TPC |  | 2500 kPa | 1000 kPa
143920 | H6015XP63-S2/NVC24A-SR-TPC | H6015XP63-S2/NVC24A-SR-TPC | 26 | H6015XP63-S2 | / | NVC24A-SR-TPC | Fast runner | 1 | Scenario 2 |  | PPK¦SelectPro¦VDI3805¦Internet_EU | PPK SelectPro VDI3805 Internet_EU | PPK SelectPro VDI3805 Internet_EU | H6015XP63-S2/NVC24A-SR-TPC |  | 2500 kPa | 1000 kPa
143921 | H6020X4-S2+NVC24A-SR-TPC | H6020X4-S2+NVC24A-SR-TPC | 26 | H6020X4-S2 | + | NVC24A-SR-TPC | Fast runner | 1 | Scenario 2 |  | PPK¦SelectPro¦VDI3805¦Internet_EU | PPK SelectPro VDI3805 Internet_EU | PPK SelectPro VDI3805 Internet_EU | H6020X4-S2+NVC24A-SR-TPC |  | 2200 kPa | 1000 kPa
143922 | H6020X4-S2/NVC24A-SR-TPC | H6020X4-S2/NVC24A-SR-TPC | 26 | H6020X4-S2 | / | NVC24A-SR-TPC | Fast runner | 1 | Scenario 2 |  | PPK¦SelectPro¦VDI3805¦Internet_EU | PPK SelectPro VDI3805 Internet_EU | PPK SelectPro VDI3805 Internet_EU | H6020X4-S2/NVC24A-SR-TPC |  | 2200 kPa | 1000 kPa
143923 | H6020X6P3-S2+NVC24A-SR-TPC | H6020X6P3-S2+NVC24A-SR-TPC | 26 | H6020X6P3-S2 | + | NVC24A-SR-TPC | Fast runner | 1 | Scenario 2 |  | PPK¦SelectPro¦VDI3805¦Internet_EU | PPK SelectPro VDI3805 Internet_EU | PPK SelectPro VDI3805 Internet_EU | H6020X6P3-S2+NVC24A-SR-TPC |  | 1500 kPa | 1000 kPa
143924 | H6020X6P3-S2/NVC24A-SR-TPC | H6020X6P3-S2/NVC24A-SR-TPC | 26 | H6020X6P3-S2 | / | NVC24A-SR-TPC | Fast runner | 1 | Scenario 2 |  | PPK¦SelectPro¦VDI3805¦Internet_EU | PPK SelectPro VDI3805 Internet_EU | PPK SelectPro VDI3805 Internet_EU | H6020X6P3-S2/NVC24A-SR-TPC |  | 1500 kPa | 1000 kPa
143925 | H6025X10-S2+NVC24A-SR-TPC | H6025X10-S2+NVC24A-SR-TPC | 26 | H6025X10-S2 | + | NVC24A-SR-TPC | Fast runner | 1 | Scenario 2 |  | PPK¦SelectPro¦VDI3805¦Internet_EU | PPK SelectPro VDI3805 Internet_EU | PPK SelectPro VDI3805 Internet_EU | H6025X10-S2+NVC24A-SR-TPC |  | 1300 kPa | 1000 kPa
143926 | H6025X10-S2/NVC24A-SR-TPC | H6025X10-S2/NVC24A-SR-TPC | 26 | H6025X10-S2 | / | NVC24A-SR-TPC | Fast runner | 1 | Scenario 2 |  | PPK¦SelectPro¦VDI3805¦Internet_EU | PPK SelectPro VDI3805 Internet_EU | PPK SelectPro VDI3805 Internet_EU | H6025X10-S2/NVC24A-SR-TPC |  | 1300 kPa | 1000 kPa
143927 | H6025X6P3-S2+NVC24A-SR-TPC | H6025X6P3-S2+NVC24A-SR-TPC | 26 | H6025X6P3-S2 | + | NVC24A-SR-TPC | Fast runner | 1 | Scenario 2 |  | PPK¦SelectPro¦VDI3805¦Internet_EU | PPK SelectPro VDI3805 Internet_EU | PPK SelectPro VDI3805 Internet_EU | H6025X6P3-S2+NVC24A-SR-TPC |  | 1300 kPa | 1000 kPa
143928 | H6025X6P3-S2/NVC24A-SR-TPC | H6025X6P3-S2/NVC24A-SR-TPC | 26 | H6025X6P3-S2 | / | NVC24A-SR-TPC | Fast runner | 1 | Scenario 2 |  | PPK¦SelectPro¦VDI3805¦Internet_EU | PPK SelectPro VDI3805 Internet_EU | PPK SelectPro VDI3805 Internet_EU | H6025X6P3-S2/NVC24A-SR-TPC |  | 1300 kPa | 1000 kPa
143929 | H6032X10-S2+NVC24A-SR-TPC | H6032X10-S2+NVC24A-SR-TPC | 26 | H6032X10-S2 | + | NVC24A-SR-TPC | Fast runner | 0 | Scenario 2 |  | PPK¦SelectPro¦VDI3805¦Internet_EU | PPK SelectPro VDI3805 Internet_EU | PPK SelectPro VDI3805 Internet_EU | H6032X10-S2+NVC24A-SR-TPC |  | 900 kPa | 900 kPa
143930 | H6032X10-S2/NVC24A-SR-TPC | H6032X10-S2/NVC24A-SR-TPC | 26 | H6032X10-S2 | / | NVC24A-SR-TPC | Fast runner | 0 | Scenario 2 |  | PPK¦SelectPro¦VDI3805¦Internet_EU | PPK SelectPro VDI3805 Internet_EU | PPK SelectPro VDI3805 Internet_EU | H6032X10-S2/NVC24A-SR-TPC |  | 900 kPa | 900 kPa
143931 | H6032X16-S2+NVC24A-SR-TPC | H6032X16-S2+NVC24A-SR-TPC | 26 | H6032X16-S2 | + | NVC24A-SR-TPC | Fast runner | 0 | Scenario 2 |  | PPK¦SelectPro¦VDI3805¦Internet_EU | PPK SelectPro VDI3805 Internet_EU | PPK SelectPro VDI3805 Internet_EU | H6032X16-S2+NVC24A-SR-TPC |  | 900 kPa | 900 kPa
143932 | H6032X16-S2/NVC24A-SR-TPC | H6032X16-S2/NVC24A-SR-TPC | 26 | H6032X16-S2 | / | NVC24A-SR-TPC | Fast runner | 0 | Scenario 2 |  | PPK¦SelectPro¦VDI3805¦Internet_EU | PPK SelectPro VDI3805 Internet_EU | PPK SelectPro VDI3805 Internet_EU | H6032X16-S2/NVC24A-SR-TPC |  | 900 kPa | 900 kPa
143933 | H6040X16-S2+NVC24A-SR-TPC | H6040X16-S2+NVC24A-SR-TPC | 26 | H6040X16-S2 | + | NVC24A-SR-TPC | Fast runner | 0 | Scenario 2 |  | PPK¦SelectPro¦VDI3805¦Internet_EU | PPK SelectPro VDI3805 Internet_EU | PPK SelectPro VDI3805 Internet_EU | H6040X16-S2+NVC24A-SR-TPC |  | 500 kPa | 500 kPa
143934 | H6040X16-S2/NVC24A-SR-TPC | H6040X16-S2/NVC24A-SR-TPC | 26 | H6040X16-S2 | / | NVC24A-SR-TPC | Fast runner | 0 | Scenario 2 |  | PPK¦SelectPro¦VDI3805¦Internet_EU | PPK SelectPro VDI3805 Internet_EU | PPK SelectPro VDI3805 Internet_EU | H6040X16-S2/NVC24A-SR-TPC |  | 500 kPa | 500 kPa
143935 | H6040X25-S2+NVC24A-SR-TPC | H6040X25-S2+NVC24A-SR-TPC | 26 | H6040X25-S2 | + | NVC24A-SR-TPC | Fast runner | 0 | Scenario 2 |  | PPK¦SelectPro¦VDI3805¦Internet_EU | PPK SelectPro VDI3805 Internet_EU | PPK SelectPro VDI3805 Internet_EU | H6040X25-S2+NVC24A-SR-TPC |  | 500 kPa | 500 kPa
143936 | H6040X25-S2/NVC24A-SR-TPC | H6040X25-S2/NVC24A-SR-TPC | 26 | H6040X25-S2 | / | NVC24A-SR-TPC | Fast runner | 0 | Scenario 2 |  | PPK¦SelectPro¦VDI3805¦Internet_EU | PPK SelectPro VDI3805 Internet_EU | PPK SelectPro VDI3805 Internet_EU | H6040X25-S2/NVC24A-SR-TPC |  | 500 kPa | 500 kPa
143937 | H6050X25-S2+NVC24A-SR-TPC | H6050X25-S2+NVC24A-SR-TPC | 26 | H6050X25-S2 | + | NVC24A-SR-TPC | Fast runner | 0 | Scenario 2 |  | PPK¦SelectPro¦VDI3805¦Internet_EU | PPK SelectPro VDI3805 Internet_EU | PPK SelectPro VDI3805 Internet_EU | H6050X25-S2+NVC24A-SR-TPC |  | 300 kPa | 300 kPa
143938 | H6050X25-S2/NVC24A-SR-TPC | H6050X25-S2/NVC24A-SR-TPC | 26 | H6050X25-S2 | / | NVC24A-SR-TPC | Fast runner | 0 | Scenario 2 |  | PPK¦SelectPro¦VDI3805¦Internet_EU | PPK SelectPro VDI3805 Internet_EU | PPK SelectPro VDI3805 Internet_EU | H6050X25-S2/NVC24A-SR-TPC |  | 300 kPa | 300 kPa
143939 | H6050X40-S2+NVC24A-SR-TPC | H6050X40-S2+NVC24A-SR-TPC | 26 | H6050X40-S2 | + | NVC24A-SR-TPC | Fast runner | 0 | Scenario 2 |  | PPK¦SelectPro¦VDI3805¦Internet_EU | PPK SelectPro VDI3805 Internet_EU | PPK SelectPro VDI3805 Internet_EU | H6050X40-S2+NVC24A-SR-TPC |  | 300 kPa | 300 kPa
143940 | H6050X40-S2/NVC24A-SR-TPC | H6050X40-S2/NVC24A-SR-TPC | 26 | H6050X40-S2 | / | NVC24A-SR-TPC | Fast runner | 0 | Scenario 2 |  | PPK¦SelectPro¦VDI3805¦Internet_EU | PPK SelectPro VDI3805 Internet_EU | PPK SelectPro VDI3805 Internet_EU | H6050X40-S2/NVC24A-SR-TPC |  | 300 kPa | 300 kPa
143941 | H6065X58-SP2+NVC24A-SR-TPC | H6065X58-SP2+NVC24A-SR-TPC | 26 | H6065X58-SP2 | + | NVC24A-SR-TPC | Fast runner | 1 | Scenario 2 |  | PPK¦SelectPro¦VDI3805¦Internet_EU | PPK SelectPro VDI3805 Internet_EU | PPK SelectPro VDI3805 Internet_EU | H6065X58-SP2+NVC24A-SR-TPC |  | 2100 kPa | 1000 kPa
143942 | H6065X58-SP2/NVC24A-SR-TPC | H6065X58-SP2/NVC24A-SR-TPC | 26 | H6065X58-SP2 | / | NVC24A-SR-TPC | Fast runner | 1 | Scenario 2 |  | PPK¦SelectPro¦VDI3805¦Internet_EU | PPK SelectPro VDI3805 Internet_EU | PPK SelectPro VDI3805 Internet_EU | H6065X58-SP2/NVC24A-SR-TPC |  | 2100 kPa | 1000 kPa
143943 | H6080X90-SP2+NVC24A-SR-TPC | H6080X90-SP2+NVC24A-SR-TPC | 26 | H6080X90-SP2 | + | NVC24A-SR-TPC | Fast runner | 1 | Scenario 2 |  | PPK¦SelectPro¦VDI3805¦Internet_EU | PPK SelectPro VDI3805 Internet_EU | PPK SelectPro VDI3805 Internet_EU | H6080X90-SP2+NVC24A-SR-TPC |  | 1600 kPa | 1000 kPa
143944 | H6080X90-SP2/NVC24A-SR-TPC | H6080X90-SP2/NVC24A-SR-TPC | 26 | H6080X90-SP2 | / | NVC24A-SR-TPC | Fast runner | 1 | Scenario 2 |  | PPK¦SelectPro¦VDI3805¦Internet_EU | PPK SelectPro VDI3805 Internet_EU | PPK SelectPro VDI3805 Internet_EU | H6080X90-SP2/NVC24A-SR-TPC |  | 1600 kPa | 1000 kPa
143945 | H6100X125-SP2+NVC24A-SR-TPC | H6100X125-SP2+NVC24A-SR-TPC | 26 | H6100X125-SP2 | + | NVC24A-SR-TPC | Fast runner | 1 | Scenario 2 |  | PPK¦SelectPro¦VDI3805¦Internet_EU | PPK SelectPro VDI3805 Internet_EU | PPK SelectPro VDI3805 Internet_EU | H6100X125-SP2+NVC24A-SR-TPC |  | 1000 kPa | 1000 kPa
143946 | H6100X125-SP2/NVC24A-SR-TPC | H6100X125-SP2/NVC24A-SR-TPC | 26 | H6100X125-SP2 | / | NVC24A-SR-TPC | Fast runner | 1 | Scenario 2 |  | PPK¦SelectPro¦VDI3805¦Internet_EU | PPK SelectPro VDI3805 Internet_EU | PPK SelectPro VDI3805 Internet_EU | H6100X125-SP2/NVC24A-SR-TPC |  | 1000 kPa | 1000 kPa
143947 | H610S+NVC24A-SR-TPC | H610S+NVC24A-SR-TPC | 26 | H610S | + | NVC24A-SR-TPC | Fast runner | 1 | Scenario 2 |  | PPK¦SelectPro¦VDI3805¦Internet_EU | PPK SelectPro VDI3805 Internet_EU | PPK SelectPro VDI3805 Internet_EU | H610S+NVC24A-SR-TPC |  | 1600 kPa | 1000 kPa
143948 | H610S/NVC24A-SR-TPC | H610S/NVC24A-SR-TPC | 26 | H610S | / | NVC24A-SR-TPC | Fast runner | 1 | Scenario 2 |  | PPK¦SelectPro¦VDI3805¦Internet_EU | PPK SelectPro VDI3805 Internet_EU | PPK SelectPro VDI3805 Internet_EU | H610S/NVC24A-SR-TPC |  | 1600 kPa | 1000 kPa
143949 | H611N+NVC24A-SR-TPC | H611N+NVC24A-SR-TPC | 26 | H611N | + | NVC24A-SR-TPC | Fast runner | 0 | Scenario 2 |  | PPK¦SelectPro¦VDI3805¦Internet_EU | PPK SelectPro VDI3805 Internet_EU | PPK SelectPro VDI3805 Internet_EU | H611N+NVC24A-SR-TPC |  | 1600 kPa | 400 kPa
143950 | H611N/NVC24A-SR-TPC | H611N/NVC24A-SR-TPC | 26 | H611N | / | NVC24A-SR-TPC | Fast runner | 0 | Scenario 2 |  | PPK¦SelectPro¦VDI3805¦Internet_EU | PPK SelectPro VDI3805 Internet_EU | PPK SelectPro VDI3805 Internet_EU | H611N/NVC24A-SR-TPC |  | 1600 kPa | 400 kPa
143951 | H611R+NVC24A-SR-TPC | H611R+NVC24A-SR-TPC | 26 | H611R | + | NVC24A-SR-TPC | Fast runner | 0 | Scenario 2 |  | PPK¦SelectPro¦VDI3805¦Internet_EU | PPK SelectPro VDI3805 Internet_EU | PPK SelectPro VDI3805 Internet_EU | H611R+NVC24A-SR-TPC |  | 600 kPa | 400 kPa
143952 | H611R/NVC24A-SR-TPC | H611R/NVC24A-SR-TPC | 26 | H611R | / | NVC24A-SR-TPC | Fast runner | 0 | Scenario 2 |  | PPK¦SelectPro¦VDI3805¦Internet_EU | PPK SelectPro VDI3805 Internet_EU | PPK SelectPro VDI3805 Internet_EU | H611R/NVC24A-SR-TPC |  | 600 kPa | 400 kPa
143953 | H611S+NVC24A-SR-TPC | H611S+NVC24A-SR-TPC | 26 | H611S | + | NVC24A-SR-TPC | Fast runner | 1 | Scenario 2 |  | PPK¦SelectPro¦VDI3805¦Internet_EU | PPK SelectPro VDI3805 Internet_EU | PPK SelectPro VDI3805 Internet_EU | H611S+NVC24A-SR-TPC |  | 1600 kPa | 1000 kPa
143954 | H611S/NVC24A-SR-TPC | H611S/NVC24A-SR-TPC | 26 | H611S | / | NVC24A-SR-TPC | Fast runner | 1 | Scenario 2 |  | PPK¦SelectPro¦VDI3805¦Internet_EU | PPK SelectPro VDI3805 Internet_EU | PPK SelectPro VDI3805 Internet_EU | H611S/NVC24A-SR-TPC |  | 1600 kPa | 1000 kPa
143957 | H6015XP4-S2+NV24A-SR-TPC | H6015XP4-S2+NV24A-SR-TPC | 26 | H6015XP4-S2 | + | NV24A-SR-TPC | Standard actuator | 1 | Scenario 2 |  | PPK¦SelectPro¦VDI3805¦Internet_EU | PPK SelectPro VDI3805 Internet_EU | PPK SelectPro VDI3805 Internet_EU | H6015XP4-S2+NV24A-SR-TPC |  | 2500 kPa | 1000 kPa
143958 | H6015XP4-S2/NV24A-SR-TPC | H6015XP4-S2/NV24A-SR-TPC | 26 | H6015XP4-S2 | / | NV24A-SR-TPC | Standard actuator | 1 | Scenario 2 |  | PPK¦SelectPro¦VDI3805¦Internet_EU | PPK SelectPro VDI3805 Internet_EU | PPK SelectPro VDI3805 Internet_EU | H6015XP4-S2/NV24A-SR-TPC |  | 2500 kPa | 1000 kPa
143961 | H6015XP63-S2+NV24A-SR-TPC | H6015XP63-S2+NV24A-SR-TPC | 26 | H6015XP63-S2 | + | NV24A-SR-TPC | Standard actuator | 1 | Scenario 2 |  | PPK¦SelectPro¦VDI3805¦Internet_EU | PPK SelectPro VDI3805 Internet_EU | PPK SelectPro VDI3805 Internet_EU | H6015XP63-S2+NV24A-SR-TPC |  | 2500 kPa | 1000 kPa
143962 | H6015XP63-S2/NV24A-SR-TPC | H6015XP63-S2/NV24A-SR-TPC | 26 | H6015XP63-S2 | / | NV24A-SR-TPC | Standard actuator | 1 | Scenario 2 |  | PPK¦SelectPro¦VDI3805¦Internet_EU | PPK SelectPro VDI3805 Internet_EU | PPK SelectPro VDI3805 Internet_EU | H6015XP63-S2/NV24A-SR-TPC |  | 2500 kPa | 1000 kPa
143965 | H6020X4-S2+NV24A-SR-TPC | H6020X4-S2+NV24A-SR-TPC | 26 | H6020X4-S2 | + | NV24A-SR-TPC | Standard actuator | 1 | Scenario 2 |  | PPK¦SelectPro¦VDI3805¦Internet_EU | PPK SelectPro VDI3805 Internet_EU | PPK SelectPro VDI3805 Internet_EU | H6020X4-S2+NV24A-SR-TPC |  | 2200 kPa | 1000 kPa
143966 | H6020X4-S2/NV24A-SR-TPC | H6020X4-S2/NV24A-SR-TPC | 26 | H6020X4-S2 | / | NV24A-SR-TPC | Standard actuator | 1 | Scenario 2 |  | PPK¦SelectPro¦VDI3805¦Internet_EU | PPK SelectPro VDI3805 Internet_EU | PPK SelectPro VDI3805 Internet_EU | H6020X4-S2/NV24A-SR-TPC |  | 2200 kPa | 1000 kPa
143969 | H6020X6P3-S2+NV24A-SR-TPC | H6020X6P3-S2+NV24A-SR-TPC | 26 | H6020X6P3-S2 | + | NV24A-SR-TPC | Standard actuator | 1 | Scenario 2 |  | PPK¦SelectPro¦VDI3805¦Internet_EU | PPK SelectPro VDI3805 Internet_EU | PPK SelectPro VDI3805 Internet_EU | H6020X6P3-S2+NV24A-SR-TPC |  | 1500 kPa | 1000 kPa
143970 | H6020X6P3-S2/NV24A-SR-TPC | H6020X6P3-S2/NV24A-SR-TPC | 26 | H6020X6P3-S2 | / | NV24A-SR-TPC | Standard actuator | 1 | Scenario 2 |  | PPK¦SelectPro¦VDI3805¦Internet_EU | PPK SelectPro VDI3805 Internet_EU | PPK SelectPro VDI3805 Internet_EU | H6020X6P3-S2/NV24A-SR-TPC |  | 1500 kPa | 1000 kPa
143973 | H6025X10-S2+NV24A-SR-TPC | H6025X10-S2+NV24A-SR-TPC | 26 | H6025X10-S2 | + | NV24A-SR-TPC | Standard actuator | 1 | Scenario 2 |  | PPK¦SelectPro¦VDI3805¦Internet_EU | PPK SelectPro VDI3805 Internet_EU | PPK SelectPro VDI3805 Internet_EU | H6025X10-S2+NV24A-SR-TPC |  | 1300 kPa | 1000 kPa
143974 | H6025X10-S2/NV24A-SR-TPC | H6025X10-S2/NV24A-SR-TPC | 26 | H6025X10-S2 | / | NV24A-SR-TPC | Standard actuator | 1 | Scenario 2 |  | PPK¦SelectPro¦VDI3805¦Internet_EU | PPK SelectPro VDI3805 Internet_EU | PPK SelectPro VDI3805 Internet_EU | H6025X10-S2/NV24A-SR-TPC |  | 1300 kPa | 1000 kPa
143977 | H6025X6P3-S2+NV24A-SR-TPC | H6025X6P3-S2+NV24A-SR-TPC | 26 | H6025X6P3-S2 | + | NV24A-SR-TPC | Standard actuator | 1 | Scenario 2 |  | PPK¦SelectPro¦VDI3805¦Internet_EU | PPK SelectPro VDI3805 Internet_EU | PPK SelectPro VDI3805 Internet_EU | H6025X6P3-S2+NV24A-SR-TPC |  | 1300 kPa | 1000 kPa
143978 | H6025X6P3-S2/NV24A-SR-TPC | H6025X6P3-S2/NV24A-SR-TPC | 26 | H6025X6P3-S2 | / | NV24A-SR-TPC | Standard actuator | 1 | Scenario 2 |  | PPK¦SelectPro¦VDI3805¦Internet_EU | PPK SelectPro VDI3805 Internet_EU | PPK SelectPro VDI3805 Internet_EU | H6025X6P3-S2/NV24A-SR-TPC |  | 1300 kPa | 1000 kPa
143981 | H6032X10-S2+NV24A-SR-TPC | H6032X10-S2+NV24A-SR-TPC | 26 | H6032X10-S2 | + | NV24A-SR-TPC | Standard actuator | 0 | Scenario 2 |  | PPK¦SelectPro¦VDI3805¦Internet_EU | PPK SelectPro VDI3805 Internet_EU | PPK SelectPro VDI3805 Internet_EU | H6032X10-S2+NV24A-SR-TPC |  | 900 kPa | 900 kPa
143982 | H6032X10-S2/NV24A-SR-TPC | H6032X10-S2/NV24A-SR-TPC | 26 | H6032X10-S2 | / | NV24A-SR-TPC | Standard actuator | 0 | Scenario 2 |  | PPK¦SelectPro¦VDI3805¦Internet_EU | PPK SelectPro VDI3805 Internet_EU | PPK SelectPro VDI3805 Internet_EU | H6032X10-S2/NV24A-SR-TPC |  | 900 kPa | 900 kPa
143985 | H6032X16-S2+NV24A-SR-TPC | H6032X16-S2+NV24A-SR-TPC | 26 | H6032X16-S2 | + | NV24A-SR-TPC | Standard actuator | 0 | Scenario 2 |  | PPK¦SelectPro¦VDI3805¦Internet_EU | PPK SelectPro VDI3805 Internet_EU | PPK SelectPro VDI3805 Internet_EU | H6032X16-S2+NV24A-SR-TPC |  | 900 kPa | 900 kPa
143986 | H6032X16-S2/NV24A-SR-TPC | H6032X16-S2/NV24A-SR-TPC | 26 | H6032X16-S2 | / | NV24A-SR-TPC | Standard actuator | 0 | Scenario 2 |  | PPK¦SelectPro¦VDI3805¦Internet_EU | PPK SelectPro VDI3805 Internet_EU | PPK SelectPro VDI3805 Internet_EU | H6032X16-S2/NV24A-SR-TPC |  | 900 kPa | 900 kPa
143989 | H6040X16-S2+NV24A-SR-TPC | H6040X16-S2+NV24A-SR-TPC | 26 | H6040X16-S2 | + | NV24A-SR-TPC | Standard actuator | 0 | Scenario 2 |  | PPK¦SelectPro¦VDI3805¦Internet_EU | PPK SelectPro VDI3805 Internet_EU | PPK SelectPro VDI3805 Internet_EU | H6040X16-S2+NV24A-SR-TPC |  | 500 kPa | 500 kPa
143990 | H6040X16-S2/NV24A-SR-TPC | H6040X16-S2/NV24A-SR-TPC | 26 | H6040X16-S2 | / | NV24A-SR-TPC | Standard actuator | 0 | Scenario 2 |  | PPK¦SelectPro¦VDI3805¦Internet_EU | PPK SelectPro VDI3805 Internet_EU | PPK SelectPro VDI3805 Internet_EU | H6040X16-S2/NV24A-SR-TPC |  | 500 kPa | 500 kPa
143993 | H6040X25-S2+NV24A-SR-TPC | H6040X25-S2+NV24A-SR-TPC | 26 | H6040X25-S2 | + | NV24A-SR-TPC | Standard actuator | 0 | Scenario 2 |  | PPK¦SelectPro¦VDI3805¦Internet_EU | PPK SelectPro VDI3805 Internet_EU | PPK SelectPro VDI3805 Internet_EU | H6040X25-S2+NV24A-SR-TPC |  | 500 kPa | 500 kPa
143994 | H6040X25-S2/NV24A-SR-TPC | H6040X25-S2/NV24A-SR-TPC | 26 | H6040X25-S2 | / | NV24A-SR-TPC | Standard actuator | 0 | Scenario 2 |  | PPK¦SelectPro¦VDI3805¦Internet_EU | PPK SelectPro VDI3805 Internet_EU | PPK SelectPro VDI3805 Internet_EU | H6040X25-S2/NV24A-SR-TPC |  | 500 kPa | 500 kPa
143997 | H6050X25-S2+NV24A-SR-TPC | H6050X25-S2+NV24A-SR-TPC | 26 | H6050X25-S2 | + | NV24A-SR-TPC | Standard actuator | 0 | Scenario 2 |  | PPK¦SelectPro¦VDI3805¦Internet_EU | PPK SelectPro VDI3805 Internet_EU | PPK SelectPro VDI3805 Internet_EU | H6050X25-S2+NV24A-SR-TPC |  | 300 kPa | 300 kPa
143998 | H6050X25-S2/NV24A-SR-TPC | H6050X25-S2/NV24A-SR-TPC | 26 | H6050X25-S2 | / | NV24A-SR-TPC | Standard actuator | 0 | Scenario 2 |  | PPK¦SelectPro¦VDI3805¦Internet_EU | PPK SelectPro VDI3805 Internet_EU | PPK SelectPro VDI3805 Internet_EU | H6050X25-S2/NV24A-SR-TPC |  | 300 kPa | 300 kPa
144001 | H6050X40-S2+NV24A-SR-TPC | H6050X40-S2+NV24A-SR-TPC | 26 | H6050X40-S2 | + | NV24A-SR-TPC | Standard actuator | 0 | Scenario 2 |  | PPK¦SelectPro¦VDI3805¦Internet_EU | PPK SelectPro VDI3805 Internet_EU | PPK SelectPro VDI3805 Internet_EU | H6050X40-S2+NV24A-SR-TPC |  | 300 kPa | 300 kPa
144002 | H6050X40-S2/NV24A-SR-TPC | H6050X40-S2/NV24A-SR-TPC | 26 | H6050X40-S2 | / | NV24A-SR-TPC | Standard actuator | 0 | Scenario 2 |  | PPK¦SelectPro¦VDI3805¦Internet_EU | PPK SelectPro VDI3805 Internet_EU | PPK SelectPro VDI3805 Internet_EU | H6050X40-S2/NV24A-SR-TPC |  | 300 kPa | 300 kPa
144005 | H6065X58-SP2+NV24A-SR-TPC | H6065X58-SP2+NV24A-SR-TPC | 26 | H6065X58-SP2 | + | NV24A-SR-TPC | Standard actuator | 1 | Scenario 2 |  | PPK¦SelectPro¦VDI3805¦Internet_EU | PPK SelectPro VDI3805 Internet_EU | PPK SelectPro VDI3805 Internet_EU | H6065X58-SP2+NV24A-SR-TPC |  | 2100 kPa | 1000 kPa
144006 | H6065X58-SP2/NV24A-SR-TPC | H6065X58-SP2/NV24A-SR-TPC | 26 | H6065X58-SP2 | / | NV24A-SR-TPC | Standard actuator | 1 | Scenario 2 |  | PPK¦SelectPro¦VDI3805¦Internet_EU | PPK SelectPro VDI3805 Internet_EU | PPK SelectPro VDI3805 Internet_EU | H6065X58-SP2/NV24A-SR-TPC |  | 2100 kPa | 1000 kPa
144009 | H6080X90-SP2+NV24A-SR-TPC | H6080X90-SP2+NV24A-SR-TPC | 26 | H6080X90-SP2 | + | NV24A-SR-TPC | Standard actuator | 1 | Scenario 2 |  | PPK¦SelectPro¦VDI3805¦Internet_EU | PPK SelectPro VDI3805 Internet_EU | PPK SelectPro VDI3805 Internet_EU | H6080X90-SP2+NV24A-SR-TPC |  | 1600 kPa | 1000 kPa
144010 | H6080X90-SP2/NV24A-SR-TPC | H6080X90-SP2/NV24A-SR-TPC | 26 | H6080X90-SP2 | / | NV24A-SR-TPC | Standard actuator | 1 | Scenario 2 |  | PPK¦SelectPro¦VDI3805¦Internet_EU | PPK SelectPro VDI3805 Internet_EU | PPK SelectPro VDI3805 Internet_EU | H6080X90-SP2/NV24A-SR-TPC |  | 1600 kPa | 1000 kPa
144013 | H6100X125-SP2+NV24A-SR-TPC | H6100X125-SP2+NV24A-SR-TPC | 26 | H6100X125-SP2 | + | NV24A-SR-TPC | Standard actuator | 1 | Scenario 2 |  | PPK¦SelectPro¦VDI3805¦Internet_EU | PPK SelectPro VDI3805 Internet_EU | PPK SelectPro VDI3805 Internet_EU | H6100X125-SP2+NV24A-SR-TPC |  | 1000 kPa | 1000 kPa
144014 | H6100X125-SP2/NV24A-SR-TPC | H6100X125-SP2/NV24A-SR-TPC | 26 | H6100X125-SP2 | / | NV24A-SR-TPC | Standard actuator | 1 | Scenario 2 |  | PPK¦SelectPro¦VDI3805¦Internet_EU | PPK SelectPro VDI3805 Internet_EU | PPK SelectPro VDI3805 Internet_EU | H6100X125-SP2/NV24A-SR-TPC |  | 1000 kPa | 1000 kPa
144015 | H612N+NVC24A-SR-TPC | H612N+NVC24A-SR-TPC | 26 | H612N | + | NVC24A-SR-TPC | Fast runner | 0 | Scenario 2 |  | PPK¦SelectPro¦VDI3805¦Internet_EU | PPK SelectPro VDI3805 Internet_EU | PPK SelectPro VDI3805 Internet_EU | H612N+NVC24A-SR-TPC |  | 1600 kPa | 400 kPa
144016 | H612N/NVC24A-SR-TPC | H612N/NVC24A-SR-TPC | 26 | H612N | / | NVC24A-SR-TPC | Fast runner | 0 | Scenario 2 |  | PPK¦SelectPro¦VDI3805¦Internet_EU | PPK SelectPro VDI3805 Internet_EU | PPK SelectPro VDI3805 Internet_EU | H612N/NVC24A-SR-TPC |  | 1600 kPa | 400 kPa
144017 | H615N+NVC24A-SR-TPC | H615N+NVC24A-SR-TPC | 26 | H615N | + | NVC24A-SR-TPC | Fast runner | 0 | Scenario 2 |  | PPK¦SelectPro¦VDI3805¦Internet_EU | PPK SelectPro VDI3805 Internet_EU | PPK SelectPro VDI3805 Internet_EU | H615N+NVC24A-SR-TPC |  | 1600 kPa | 400 kPa
144018 | H615N/NVC24A-SR-TPC | H615N/NVC24A-SR-TPC | 26 | H615N | / | NVC24A-SR-TPC | Fast runner | 0 | Scenario 2 |  | PPK¦SelectPro¦VDI3805¦Internet_EU | PPK SelectPro VDI3805 Internet_EU | PPK SelectPro VDI3805 Internet_EU | H615N/NVC24A-SR-TPC |  | 1600 kPa | 400 kPa
144019 | H612R+NVC24A-SR-TPC | H612R+NVC24A-SR-TPC | 26 | H612R | + | NVC24A-SR-TPC | Fast runner | 0 | Scenario 2 |  | PPK¦SelectPro¦VDI3805¦Internet_EU | PPK SelectPro VDI3805 Internet_EU | PPK SelectPro VDI3805 Internet_EU | H612R+NVC24A-SR-TPC |  | 600 kPa | 400 kPa
144020 | H612R/NVC24A-SR-TPC | H612R/NVC24A-SR-TPC | 26 | H612R | / | NVC24A-SR-TPC | Fast runner | 0 | Scenario 2 |  | PPK¦SelectPro¦VDI3805¦Internet_EU | PPK SelectPro VDI3805 Internet_EU | PPK SelectPro VDI3805 Internet_EU | H612R/NVC24A-SR-TPC |  | 600 kPa | 400 kPa
144021 | H612S+NVC24A-SR-TPC | H612S+NVC24A-SR-TPC | 26 | H612S | + | NVC24A-SR-TPC | Fast runner | 1 | Scenario 2 |  | PPK¦SelectPro¦VDI3805¦Internet_EU | PPK SelectPro VDI3805 Internet_EU | PPK SelectPro VDI3805 Internet_EU | H612S+NVC24A-SR-TPC |  | 1600 kPa | 1000 kPa
144022 | H612S/NVC24A-SR-TPC | H612S/NVC24A-SR-TPC | 26 | H612S | / | NVC24A-SR-TPC | Fast runner | 1 | Scenario 2 |  | PPK¦SelectPro¦VDI3805¦Internet_EU | PPK SelectPro VDI3805 Internet_EU | PPK SelectPro VDI3805 Internet_EU | H612S/NVC24A-SR-TPC |  | 1600 kPa | 1000 kPa
144023 | H615R+NVC24A-SR-TPC | H615R+NVC24A-SR-TPC | 26 | H615R | + | NVC24A-SR-TPC | Fast runner | 0 | Scenario 2 |  | PPK¦SelectPro¦VDI3805¦Internet_EU | PPK SelectPro VDI3805 Internet_EU | PPK SelectPro VDI3805 Internet_EU | H615R+NVC24A-SR-TPC |  | 600 kPa | 400 kPa
144024 | H615R/NVC24A-SR-TPC | H615R/NVC24A-SR-TPC | 26 | H615R | / | NVC24A-SR-TPC | Fast runner | 0 | Scenario 2 |  | PPK¦SelectPro¦VDI3805¦Internet_EU | PPK SelectPro VDI3805 Internet_EU | PPK SelectPro VDI3805 Internet_EU | H615R/NVC24A-SR-TPC |  | 600 kPa | 400 kPa
144025 | H613N+NVC24A-SR-TPC | H613N+NVC24A-SR-TPC | 26 | H613N | + | NVC24A-SR-TPC | Fast runner | 0 | Scenario 2 |  | PPK¦SelectPro¦VDI3805¦Internet_EU | PPK SelectPro VDI3805 Internet_EU | PPK SelectPro VDI3805 Internet_EU | H613N+NVC24A-SR-TPC |  | 1600 kPa | 400 kPa
144026 | H613N/NVC24A-SR-TPC | H613N/NVC24A-SR-TPC | 26 | H613N | / | NVC24A-SR-TPC | Fast runner | 0 | Scenario 2 |  | PPK¦SelectPro¦VDI3805¦Internet_EU | PPK SelectPro VDI3805 Internet_EU | PPK SelectPro VDI3805 Internet_EU | H613N/NVC24A-SR-TPC |  | 1600 kPa | 400 kPa
144027 | H613R+NVC24A-SR-TPC | H613R+NVC24A-SR-TPC | 26 | H613R | + | NVC24A-SR-TPC | Fast runner | 0 | Scenario 2 |  | PPK¦SelectPro¦VDI3805¦Internet_EU | PPK SelectPro VDI3805 Internet_EU | PPK SelectPro VDI3805 Internet_EU | H613R+NVC24A-SR-TPC |  | 600 kPa | 400 kPa
144028 | H613R/NVC24A-SR-TPC | H613R/NVC24A-SR-TPC | 26 | H613R | / | NVC24A-SR-TPC | Fast runner | 0 | Scenario 2 |  | PPK¦SelectPro¦VDI3805¦Internet_EU | PPK SelectPro VDI3805 Internet_EU | PPK SelectPro VDI3805 Internet_EU | H613R/NVC24A-SR-TPC |  | 600 kPa | 400 kPa
144029 | H615S+NVC24A-SR-TPC | H615S+NVC24A-SR-TPC | 26 | H615S | + | NVC24A-SR-TPC | Fast runner | 1 | Scenario 2 |  | PPK¦SelectPro¦VDI3805¦Internet_EU | PPK SelectPro VDI3805 Internet_EU | PPK SelectPro VDI3805 Internet_EU | H615S+NVC24A-SR-TPC |  | 1600 kPa | 1000 kPa
144030 | H615S/NVC24A-SR-TPC | H615S/NVC24A-SR-TPC | 26 | H615S | / | NVC24A-SR-TPC | Fast runner | 1 | Scenario 2 |  | PPK¦SelectPro¦VDI3805¦Internet_EU | PPK SelectPro VDI3805 Internet_EU | PPK SelectPro VDI3805 Internet_EU | H615S/NVC24A-SR-TPC |  | 1600 kPa | 1000 kPa
144031 | H613S+NVC24A-SR-TPC | H613S+NVC24A-SR-TPC | 26 | H613S | + | NVC24A-SR-TPC | Fast runner | 1 | Scenario 2 |  | PPK¦SelectPro¦VDI3805¦Internet_EU | PPK SelectPro VDI3805 Internet_EU | PPK SelectPro VDI3805 Internet_EU | H613S+NVC24A-SR-TPC |  | 1600 kPa | 1000 kPa
144032 | H613S/NVC24A-SR-TPC | H613S/NVC24A-SR-TPC | 26 | H613S | / | NVC24A-SR-TPC | Fast runner | 1 | Scenario 2 |  | PPK¦SelectPro¦VDI3805¦Internet_EU | PPK SelectPro VDI3805 Internet_EU | PPK SelectPro VDI3805 Internet_EU | H613S/NVC24A-SR-TPC |  | 1600 kPa | 1000 kPa
144033 | H614N+NVC24A-SR-TPC | H614N+NVC24A-SR-TPC | 26 | H614N | + | NVC24A-SR-TPC | Fast runner | 0 | Scenario 2 |  | PPK¦SelectPro¦VDI3805¦Internet_EU | PPK SelectPro VDI3805 Internet_EU | PPK SelectPro VDI3805 Internet_EU | H614N+NVC24A-SR-TPC |  | 1600 kPa | 400 kPa
144034 | H614N/NVC24A-SR-TPC | H614N/NVC24A-SR-TPC | 26 | H614N | / | NVC24A-SR-TPC | Fast runner | 0 | Scenario 2 |  | PPK¦SelectPro¦VDI3805¦Internet_EU | PPK SelectPro VDI3805 Internet_EU | PPK SelectPro VDI3805 Internet_EU | H614N/NVC24A-SR-TPC |  | 1600 kPa | 400 kPa
144035 | H619S+NVC24A-SR-TPC | H619S+NVC24A-SR-TPC | 26 | H619S | + | NVC24A-SR-TPC | Fast runner | 1 | Scenario 2 |  | PPK¦SelectPro¦VDI3805¦Internet_EU | PPK SelectPro VDI3805 Internet_EU | PPK SelectPro VDI3805 Internet_EU | H619S+NVC24A-SR-TPC |  | 1600 kPa | 1000 kPa
144036 | H619S/NVC24A-SR-TPC | H619S/NVC24A-SR-TPC | 26 | H619S | / | NVC24A-SR-TPC | Fast runner | 1 | Scenario 2 |  | PPK¦SelectPro¦VDI3805¦Internet_EU | PPK SelectPro VDI3805 Internet_EU | PPK SelectPro VDI3805 Internet_EU | H619S/NVC24A-SR-TPC |  | 1600 kPa | 1000 kPa
144037 | H614R+NVC24A-SR-TPC | H614R+NVC24A-SR-TPC | 26 | H614R | + | NVC24A-SR-TPC | Fast runner | 0 | Scenario 2 |  | PPK¦SelectPro¦VDI3805¦Internet_EU | PPK SelectPro VDI3805 Internet_EU | PPK SelectPro VDI3805 Internet_EU | H614R+NVC24A-SR-TPC |  | 600 kPa | 400 kPa
144038 | H614R/NVC24A-SR-TPC | H614R/NVC24A-SR-TPC | 26 | H614R | / | NVC24A-SR-TPC | Fast runner | 0 | Scenario 2 |  | PPK¦SelectPro¦VDI3805¦Internet_EU | PPK SelectPro VDI3805 Internet_EU | PPK SelectPro VDI3805 Internet_EU | H614R/NVC24A-SR-TPC |  | 600 kPa | 400 kPa
144039 | H614S+NVC24A-SR-TPC | H614S+NVC24A-SR-TPC | 26 | H614S | + | NVC24A-SR-TPC | Fast runner | 1 | Scenario 2 |  | PPK¦SelectPro¦VDI3805¦Internet_EU | PPK SelectPro VDI3805 Internet_EU | PPK SelectPro VDI3805 Internet_EU | H614S+NVC24A-SR-TPC |  | 1600 kPa | 1000 kPa
144040 | H614S/NVC24A-SR-TPC | H614S/NVC24A-SR-TPC | 26 | H614S | / | NVC24A-SR-TPC | Fast runner | 1 | Scenario 2 |  | PPK¦SelectPro¦VDI3805¦Internet_EU | PPK SelectPro VDI3805 Internet_EU | PPK SelectPro VDI3805 Internet_EU | H614S/NVC24A-SR-TPC |  | 1600 kPa | 1000 kPa
144043 | H610S+NV24A-SR-TPC | H610S+NV24A-SR-TPC | 26 | H610S | + | NV24A-SR-TPC | Standard actuator | 1 | Scenario 2 |  | PPK¦SelectPro¦VDI3805¦Internet_EU | PPK SelectPro VDI3805 Internet_EU | PPK SelectPro VDI3805 Internet_EU | H610S+NV24A-SR-TPC |  | 1600 kPa | 1000 kPa
144044 | H610S/NV24A-SR-TPC | H610S/NV24A-SR-TPC | 26 | H610S | / | NV24A-SR-TPC | Standard actuator | 1 | Scenario 2 |  | PPK¦SelectPro¦VDI3805¦Internet_EU | PPK SelectPro VDI3805 Internet_EU | PPK SelectPro VDI3805 Internet_EU | H610S/NV24A-SR-TPC |  | 1600 kPa | 1000 kPa
144047 | H611N+NV24A-SR-TPC | H611N+NV24A-SR-TPC | 26 | H611N | + | NV24A-SR-TPC | Standard actuator | 0 | Scenario 2 |  | PPK¦SelectPro¦VDI3805¦Internet_EU | PPK SelectPro VDI3805 Internet_EU | PPK SelectPro VDI3805 Internet_EU | H611N+NV24A-SR-TPC |  | 1600 kPa | 400 kPa
144048 | H611N/NV24A-SR-TPC | H611N/NV24A-SR-TPC | 26 | H611N | / | NV24A-SR-TPC | Standard actuator | 0 | Scenario 2 |  | PPK¦SelectPro¦VDI3805¦Internet_EU | PPK SelectPro VDI3805 Internet_EU | PPK SelectPro VDI3805 Internet_EU | H611N/NV24A-SR-TPC |  | 1600 kPa | 400 kPa
144051 | H611R+NV24A-SR-TPC | H611R+NV24A-SR-TPC | 26 | H611R | + | NV24A-SR-TPC | Standard actuator | 0 | Scenario 2 |  | PPK¦SelectPro¦VDI3805¦Internet_EU | PPK SelectPro VDI3805 Internet_EU | PPK SelectPro VDI3805 Internet_EU | H611R+NV24A-SR-TPC |  | 600 kPa | 400 kPa
144052 | H611R/NV24A-SR-TPC | H611R/NV24A-SR-TPC | 26 | H611R | / | NV24A-SR-TPC | Standard actuator | 0 | Scenario 2 |  | PPK¦SelectPro¦VDI3805¦Internet_EU | PPK SelectPro VDI3805 Internet_EU | PPK SelectPro VDI3805 Internet_EU | H611R/NV24A-SR-TPC |  | 600 kPa | 400 kPa
144055 | H611S+NV24A-SR-TPC | H611S+NV24A-SR-TPC | 26 | H611S | + | NV24A-SR-TPC | Standard actuator | 1 | Scenario 2 |  | PPK¦SelectPro¦VDI3805¦Internet_EU | PPK SelectPro VDI3805 Internet_EU | PPK SelectPro VDI3805 Internet_EU | H611S+NV24A-SR-TPC |  | 1600 kPa | 1000 kPa
144056 | H611S/NV24A-SR-TPC | H611S/NV24A-SR-TPC | 26 | H611S | / | NV24A-SR-TPC | Standard actuator | 1 | Scenario 2 |  | PPK¦SelectPro¦VDI3805¦Internet_EU | PPK SelectPro VDI3805 Internet_EU | PPK SelectPro VDI3805 Internet_EU | H611S/NV24A-SR-TPC |  | 1600 kPa | 1000 kPa
144059 | H612N+NV24A-SR-TPC | H612N+NV24A-SR-TPC | 26 | H612N | + | NV24A-SR-TPC | Standard actuator | 0 | Scenario 2 |  | PPK¦SelectPro¦VDI3805¦Internet_EU | PPK SelectPro VDI3805 Internet_EU | PPK SelectPro VDI3805 Internet_EU | H612N+NV24A-SR-TPC |  | 1600 kPa | 400 kPa
144060 | H612N/NV24A-SR-TPC | H612N/NV24A-SR-TPC | 26 | H612N | / | NV24A-SR-TPC | Standard actuator | 0 | Scenario 2 |  | PPK¦SelectPro¦VDI3805¦Internet_EU | PPK SelectPro VDI3805 Internet_EU | PPK SelectPro VDI3805 Internet_EU | H612N/NV24A-SR-TPC |  | 1600 kPa | 400 kPa
144063 | H612R+NV24A-SR-TPC | H612R+NV24A-SR-TPC | 26 | H612R | + | NV24A-SR-TPC | Standard actuator | 0 | Scenario 2 |  | PPK¦SelectPro¦VDI3805¦Internet_EU | PPK SelectPro VDI3805 Internet_EU | PPK SelectPro VDI3805 Internet_EU | H612R+NV24A-SR-TPC |  | 600 kPa | 400 kPa
144064 | H612R/NV24A-SR-TPC | H612R/NV24A-SR-TPC | 26 | H612R | / | NV24A-SR-TPC | Standard actuator | 0 | Scenario 2 |  | PPK¦SelectPro¦VDI3805¦Internet_EU | PPK SelectPro VDI3805 Internet_EU | PPK SelectPro VDI3805 Internet_EU | H612R/NV24A-SR-TPC |  | 600 kPa | 400 kPa
144067 | H612S+NV24A-SR-TPC | H612S+NV24A-SR-TPC | 26 | H612S | + | NV24A-SR-TPC | Standard actuator | 1 | Scenario 2 |  | PPK¦SelectPro¦VDI3805¦Internet_EU | PPK SelectPro VDI3805 Internet_EU | PPK SelectPro VDI3805 Internet_EU | H612S+NV24A-SR-TPC |  | 1600 kPa | 1000 kPa
144068 | H612S/NV24A-SR-TPC | H612S/NV24A-SR-TPC | 26 | H612S | / | NV24A-SR-TPC | Standard actuator | 1 | Scenario 2 |  | PPK¦SelectPro¦VDI3805¦Internet_EU | PPK SelectPro VDI3805 Internet_EU | PPK SelectPro VDI3805 Internet_EU | H612S/NV24A-SR-TPC |  | 1600 kPa | 1000 kPa
144071 | H613N+NV24A-SR-TPC | H613N+NV24A-SR-TPC | 26 | H613N | + | NV24A-SR-TPC | Standard actuator | 0 | Scenario 2 |  | PPK¦SelectPro¦VDI3805¦Internet_EU | PPK SelectPro VDI3805 Internet_EU | PPK SelectPro VDI3805 Internet_EU | H613N+NV24A-SR-TPC |  | 1600 kPa | 400 kPa
144072 | H613N/NV24A-SR-TPC | H613N/NV24A-SR-TPC | 26 | H613N | / | NV24A-SR-TPC | Standard actuator | 0 | Scenario 2 |  | PPK¦SelectPro¦VDI3805¦Internet_EU | PPK SelectPro VDI3805 Internet_EU | PPK SelectPro VDI3805 Internet_EU | H613N/NV24A-SR-TPC |  | 1600 kPa | 400 kPa
144075 | H613R+NV24A-SR-TPC | H613R+NV24A-SR-TPC | 26 | H613R | + | NV24A-SR-TPC | Standard actuator | 0 | Scenario 2 |  | PPK¦SelectPro¦VDI3805¦Internet_EU | PPK SelectPro VDI3805 Internet_EU | PPK SelectPro VDI3805 Internet_EU | H613R+NV24A-SR-TPC |  | 600 kPa | 400 kPa
144076 | H613R/NV24A-SR-TPC | H613R/NV24A-SR-TPC | 26 | H613R | / | NV24A-SR-TPC | Standard actuator | 0 | Scenario 2 |  | PPK¦SelectPro¦VDI3805¦Internet_EU | PPK SelectPro VDI3805 Internet_EU | PPK SelectPro VDI3805 Internet_EU | H613R/NV24A-SR-TPC |  | 600 kPa | 400 kPa
144079 | H613S+NV24A-SR-TPC | H613S+NV24A-SR-TPC | 26 | H613S | + | NV24A-SR-TPC | Standard actuator | 1 | Scenario 2 |  | PPK¦SelectPro¦VDI3805¦Internet_EU | PPK SelectPro VDI3805 Internet_EU | PPK SelectPro VDI3805 Internet_EU | H613S+NV24A-SR-TPC |  | 1600 kPa | 1000 kPa
144080 | H613S/NV24A-SR-TPC | H613S/NV24A-SR-TPC | 26 | H613S | / | NV24A-SR-TPC | Standard actuator | 1 | Scenario 2 |  | PPK¦SelectPro¦VDI3805¦Internet_EU | PPK SelectPro VDI3805 Internet_EU | PPK SelectPro VDI3805 Internet_EU | H613S/NV24A-SR-TPC |  | 1600 kPa | 1000 kPa
144083 | H614N+NV24A-SR-TPC | H614N+NV24A-SR-TPC | 26 | H614N | + | NV24A-SR-TPC | Standard actuator | 0 | Scenario 2 |  | PPK¦SelectPro¦VDI3805¦Internet_EU | PPK SelectPro VDI3805 Internet_EU | PPK SelectPro VDI3805 Internet_EU | H614N+NV24A-SR-TPC |  | 1600 kPa | 400 kPa
144084 | H614N/NV24A-SR-TPC | H614N/NV24A-SR-TPC | 26 | H614N | / | NV24A-SR-TPC | Standard actuator | 0 | Scenario 2 |  | PPK¦SelectPro¦VDI3805¦Internet_EU | PPK SelectPro VDI3805 Internet_EU | PPK SelectPro VDI3805 Internet_EU | H614N/NV24A-SR-TPC |  | 1600 kPa | 400 kPa
144087 | H614R+NV24A-SR-TPC | H614R+NV24A-SR-TPC | 26 | H614R | + | NV24A-SR-TPC | Standard actuator | 0 | Scenario 2 |  | PPK¦SelectPro¦VDI3805¦Internet_EU | PPK SelectPro VDI3805 Internet_EU | PPK SelectPro VDI3805 Internet_EU | H614R+NV24A-SR-TPC |  | 600 kPa | 400 kPa
144088 | H614R/NV24A-SR-TPC | H614R/NV24A-SR-TPC | 26 | H614R | / | NV24A-SR-TPC | Standard actuator | 0 | Scenario 2 |  | PPK¦SelectPro¦VDI3805¦Internet_EU | PPK SelectPro VDI3805 Internet_EU | PPK SelectPro VDI3805 Internet_EU | H614R/NV24A-SR-TPC |  | 600 kPa | 400 kPa
144091 | H614S+NV24A-SR-TPC | H614S+NV24A-SR-TPC | 26 | H614S | + | NV24A-SR-TPC | Standard actuator | 1 | Scenario 2 |  | PPK¦SelectPro¦VDI3805¦Internet_EU | PPK SelectPro VDI3805 Internet_EU | PPK SelectPro VDI3805 Internet_EU | H614S+NV24A-SR-TPC |  | 1600 kPa | 1000 kPa
144092 | H614S/NV24A-SR-TPC | H614S/NV24A-SR-TPC | 26 | H614S | / | NV24A-SR-TPC | Standard actuator | 1 | Scenario 2 |  | PPK¦SelectPro¦VDI3805¦Internet_EU | PPK SelectPro VDI3805 Internet_EU | PPK SelectPro VDI3805 Internet_EU | H614S/NV24A-SR-TPC |  | 1600 kPa | 1000 kPa
144095 | H615N+NV24A-SR-TPC | H615N+NV24A-SR-TPC | 26 | H615N | + | NV24A-SR-TPC | Standard actuator | 0 | Scenario 2 |  | PPK¦SelectPro¦VDI3805¦Internet_EU | PPK SelectPro VDI3805 Internet_EU | PPK SelectPro VDI3805 Internet_EU | H615N+NV24A-SR-TPC |  | 1600 kPa | 400 kPa
144096 | H615N/NV24A-SR-TPC | H615N/NV24A-SR-TPC | 26 | H615N | / | NV24A-SR-TPC | Standard actuator | 0 | Scenario 2 |  | PPK¦SelectPro¦VDI3805¦Internet_EU | PPK SelectPro VDI3805 Internet_EU | PPK SelectPro VDI3805 Internet_EU | H615N/NV24A-SR-TPC |  | 1600 kPa | 400 kPa
144099 | H615R+NV24A-SR-TPC | H615R+NV24A-SR-TPC | 26 | H615R | + | NV24A-SR-TPC | Standard actuator | 0 | Scenario 2 |  | PPK¦SelectPro¦VDI3805¦Internet_EU | PPK SelectPro VDI3805 Internet_EU | PPK SelectPro VDI3805 Internet_EU | H615R+NV24A-SR-TPC |  | 600 kPa | 400 kPa
144100 | H615R/NV24A-SR-TPC | H615R/NV24A-SR-TPC | 26 | H615R | / | NV24A-SR-TPC | Standard actuator | 0 | Scenario 2 |  | PPK¦SelectPro¦VDI3805¦Internet_EU | PPK SelectPro VDI3805 Internet_EU | PPK SelectPro VDI3805 Internet_EU | H615R/NV24A-SR-TPC |  | 600 kPa | 400 kPa
144103 | H615S+NV24A-SR-TPC | H615S+NV24A-SR-TPC | 26 | H615S | + | NV24A-SR-TPC | Standard actuator | 1 | Scenario 2 |  | PPK¦SelectPro¦VDI3805¦Internet_EU | PPK SelectPro VDI3805 Internet_EU | PPK SelectPro VDI3805 Internet_EU | H615S+NV24A-SR-TPC |  | 1600 kPa | 1000 kPa
144104 | H615S/NV24A-SR-TPC | H615S/NV24A-SR-TPC | 26 | H615S | / | NV24A-SR-TPC | Standard actuator | 1 | Scenario 2 |  | PPK¦SelectPro¦VDI3805¦Internet_EU | PPK SelectPro VDI3805 Internet_EU | PPK SelectPro VDI3805 Internet_EU | H615S/NV24A-SR-TPC |  | 1600 kPa | 1000 kPa
144107 | H619S+NV24A-SR-TPC | H619S+NV24A-SR-TPC | 26 | H619S | + | NV24A-SR-TPC | Standard actuator | 1 | Scenario 2 |  | PPK¦SelectPro¦VDI3805¦Internet_EU | PPK SelectPro VDI3805 Internet_EU | PPK SelectPro VDI3805 Internet_EU | H619S+NV24A-SR-TPC |  | 1600 kPa | 1000 kPa
144108 | H619S/NV24A-SR-TPC | H619S/NV24A-SR-TPC | 26 | H619S | / | NV24A-SR-TPC | Standard actuator | 1 | Scenario 2 |  | PPK¦SelectPro¦VDI3805¦Internet_EU | PPK SelectPro VDI3805 Internet_EU | PPK SelectPro VDI3805 Internet_EU | H619S/NV24A-SR-TPC |  | 1600 kPa | 1000 kPa
144111 | H620N+NV24A-SR-TPC | H620N+NV24A-SR-TPC | 26 | H620N | + | NV24A-SR-TPC | Standard actuator | 0 | Scenario 2 |  | PPK¦SelectPro¦VDI3805¦Internet_EU | PPK SelectPro VDI3805 Internet_EU | PPK SelectPro VDI3805 Internet_EU | H620N+NV24A-SR-TPC |  | 1600 kPa | 400 kPa
144112 | H620N/NV24A-SR-TPC | H620N/NV24A-SR-TPC | 26 | H620N | / | NV24A-SR-TPC | Standard actuator | 0 | Scenario 2 |  | PPK¦SelectPro¦VDI3805¦Internet_EU | PPK SelectPro VDI3805 Internet_EU | PPK SelectPro VDI3805 Internet_EU | H620N/NV24A-SR-TPC |  | 1600 kPa | 400 kPa
144115 | H620R+NV24A-SR-TPC | H620R+NV24A-SR-TPC | 26 | H620R | + | NV24A-SR-TPC | Standard actuator | 0 | Scenario 2 |  | PPK¦SelectPro¦VDI3805¦Internet_EU | PPK SelectPro VDI3805 Internet_EU | PPK SelectPro VDI3805 Internet_EU | H620R+NV24A-SR-TPC |  | 600 kPa | 400 kPa
144116 | H620R/NV24A-SR-TPC | H620R/NV24A-SR-TPC | 26 | H620R | / | NV24A-SR-TPC | Standard actuator | 0 | Scenario 2 |  | PPK¦SelectPro¦VDI3805¦Internet_EU | PPK SelectPro VDI3805 Internet_EU | PPK SelectPro VDI3805 Internet_EU | H620R/NV24A-SR-TPC |  | 600 kPa | 400 kPa
144119 | H620S+NV24A-SR-TPC | H620S+NV24A-SR-TPC | 26 | H620S | + | NV24A-SR-TPC | Standard actuator | 1 | Scenario 2 |  | PPK¦SelectPro¦VDI3805¦Internet_EU | PPK SelectPro VDI3805 Internet_EU | PPK SelectPro VDI3805 Internet_EU | H620S+NV24A-SR-TPC |  | 1600 kPa | 1000 kPa
144120 | H620S/NV24A-SR-TPC | H620S/NV24A-SR-TPC | 26 | H620S | / | NV24A-SR-TPC | Standard actuator | 1 | Scenario 2 |  | PPK¦SelectPro¦VDI3805¦Internet_EU | PPK SelectPro VDI3805 Internet_EU | PPK SelectPro VDI3805 Internet_EU | H620S/NV24A-SR-TPC |  | 1600 kPa | 1000 kPa
144123 | H624S+NV24A-SR-TPC | H624S+NV24A-SR-TPC | 26 | H624S | + | NV24A-SR-TPC | Standard actuator | 1 | Scenario 2 |  | PPK¦SelectPro¦VDI3805¦Internet_EU | PPK SelectPro VDI3805 Internet_EU | PPK SelectPro VDI3805 Internet_EU | H624S+NV24A-SR-TPC |  | 1300 kPa | 1000 kPa
144124 | H624S/NV24A-SR-TPC | H624S/NV24A-SR-TPC | 26 | H624S | / | NV24A-SR-TPC | Standard actuator | 1 | Scenario 2 |  | PPK¦SelectPro¦VDI3805¦Internet_EU | PPK SelectPro VDI3805 Internet_EU | PPK SelectPro VDI3805 Internet_EU | H624S/NV24A-SR-TPC |  | 1300 kPa | 1000 kPa
144127 | H625N+NV24A-SR-TPC | H625N+NV24A-SR-TPC | 26 | H625N | + | NV24A-SR-TPC | Standard actuator | 0 | Scenario 2 |  | PPK¦SelectPro¦VDI3805¦Internet_EU | PPK SelectPro VDI3805 Internet_EU | PPK SelectPro VDI3805 Internet_EU | H625N+NV24A-SR-TPC |  | 1300 kPa | 400 kPa
144128 | H625N/NV24A-SR-TPC | H625N/NV24A-SR-TPC | 26 | H625N | / | NV24A-SR-TPC | Standard actuator | 0 | Scenario 2 |  | PPK¦SelectPro¦VDI3805¦Internet_EU | PPK SelectPro VDI3805 Internet_EU | PPK SelectPro VDI3805 Internet_EU | H625N/NV24A-SR-TPC |  | 1300 kPa | 400 kPa
144131 | H625R+NV24A-SR-TPC | H625R+NV24A-SR-TPC | 26 | H625R | + | NV24A-SR-TPC | Standard actuator | 0 | Scenario 2 |  | PPK¦SelectPro¦VDI3805¦Internet_EU | PPK SelectPro VDI3805 Internet_EU | PPK SelectPro VDI3805 Internet_EU | H625R+NV24A-SR-TPC |  | 600 kPa | 400 kPa
144132 | H625R/NV24A-SR-TPC | H625R/NV24A-SR-TPC | 26 | H625R | / | NV24A-SR-TPC | Standard actuator | 0 | Scenario 2 |  | PPK¦SelectPro¦VDI3805¦Internet_EU | PPK SelectPro VDI3805 Internet_EU | PPK SelectPro VDI3805 Internet_EU | H625R/NV24A-SR-TPC |  | 600 kPa | 400 kPa
144135 | H625S+NV24A-SR-TPC | H625S+NV24A-SR-TPC | 26 | H625S | + | NV24A-SR-TPC | Standard actuator | 1 | Scenario 2 |  | PPK¦SelectPro¦VDI3805¦Internet_EU | PPK SelectPro VDI3805 Internet_EU | PPK SelectPro VDI3805 Internet_EU | H625S+NV24A-SR-TPC |  | 1300 kPa | 1000 kPa
144136 | H625S/NV24A-SR-TPC | H625S/NV24A-SR-TPC | 26 | H625S | / | NV24A-SR-TPC | Standard actuator | 1 | Scenario 2 |  | PPK¦SelectPro¦VDI3805¦Internet_EU | PPK SelectPro VDI3805 Internet_EU | PPK SelectPro VDI3805 Internet_EU | H625S/NV24A-SR-TPC |  | 1300 kPa | 1000 kPa
144139 | H680S/AVK24A-SR-TPC | H680S/AVK24A-SR-TPC | 26 | H680S | / | AVK24A-SR-TPC | Actuator with emergency control function | 1 | Scenario 2 |  | PPK¦SelectPro¦VDI3805¦Internet_EU | PPK SelectPro VDI3805 Internet_EU | PPK SelectPro VDI3805 Internet_EU | H680S/AVK24A-SR-TPC |  | 250 kPa | 250 kPa
144140 | H7065X63-S4/AVK24A-SR-TPC | H7065X63-S4/AVK24A-SR-TPC | 26 | H7065X63-S4 | / | AVK24A-SR-TPC | Actuator with emergency control function | 1 | Scenario 2 |  | PPK¦SelectPro¦VDI3805¦Internet_EU | PPK SelectPro VDI3805 Internet_EU | PPK SelectPro VDI3805 Internet_EU | H7065X63-S4/AVK24A-SR-TPC |  | 400 kPa | 400 kPa
144141 | H7065Y63-S4/AVK24A-SR-TPC | H7065Y63-S4/AVK24A-SR-TPC | 26 | H7065Y63-S4 | / | AVK24A-SR-TPC | Actuator with emergency control function | 1 | Scenario 2 |  | PPK¦SelectPro¦VDI3805¦Internet_EU | PPK SelectPro VDI3805 Internet_EU | PPK SelectPro VDI3805 Internet_EU | H7065Y63-S4/AVK24A-SR-TPC |  | 400 kPa | 400 kPa
144142 | H7080X100-S4/AVK24A-SR-TPC | H7080X100-S4/AVK24A-SR-TPC | 26 | H7080X100-S4 | / | AVK24A-SR-TPC | Actuator with emergency control function | 1 | Scenario 2 |  | PPK¦SelectPro¦VDI3805¦Internet_EU | PPK SelectPro VDI3805 Internet_EU | PPK SelectPro VDI3805 Internet_EU | H7080X100-S4/AVK24A-SR-TPC |  | 250 kPa | 250 kPa
144143 | H7080Y100-S4/AVK24A-SR-TPC | H7080Y100-S4/AVK24A-SR-TPC | 26 | H7080Y100-S4 | / | AVK24A-SR-TPC | Actuator with emergency control function | 1 | Scenario 2 |  | PPK¦SelectPro¦VDI3805¦Internet_EU | PPK SelectPro VDI3805 Internet_EU | PPK SelectPro VDI3805 Internet_EU | H7080Y100-S4/AVK24A-SR-TPC |  | 250 kPa | 250 kPa
144144 | H7100N/AVK24A-SR-TPC | H7100N/AVK24A-SR-TPC | 26 | H7100N | / | AVK24A-SR-TPC | Actuator with emergency control function | 1 | Scenario 2 |  | PPK¦SelectPro¦VDI3805¦Internet_EU | PPK SelectPro VDI3805 Internet_EU | PPK SelectPro VDI3805 Internet_EU | H7100N/AVK24A-SR-TPC |  | 150 kPa | 150 kPa
144145 | H7100R/AVK24A-SR-TPC | H7100R/AVK24A-SR-TPC | 26 | H7100R | / | AVK24A-SR-TPC | Actuator with emergency control function | 1 | Scenario 2 |  | PPK¦SelectPro¦VDI3805¦Internet_EU | PPK SelectPro VDI3805 Internet_EU | PPK SelectPro VDI3805 Internet_EU | H7100R/AVK24A-SR-TPC |  | 150 kPa | 150 kPa
144146 | H7100X160-S4/AVK24A-SR-TPC | H7100X160-S4/AVK24A-SR-TPC | 26 | H7100X160-S4 | / | AVK24A-SR-TPC | Actuator with emergency control function | 1 | Scenario 2 |  | PPK¦SelectPro¦VDI3805¦Internet_EU | PPK SelectPro VDI3805 Internet_EU | PPK SelectPro VDI3805 Internet_EU | H7100X160-S4/AVK24A-SR-TPC |  | 150 kPa | 150 kPa
144147 | H7100Y160-S4/AVK24A-SR-TPC | H7100Y160-S4/AVK24A-SR-TPC | 26 | H7100Y160-S4 | / | AVK24A-SR-TPC | Actuator with emergency control function | 1 | Scenario 2 |  | PPK¦SelectPro¦VDI3805¦Internet_EU | PPK SelectPro VDI3805 Internet_EU | PPK SelectPro VDI3805 Internet_EU | H7100Y160-S4/AVK24A-SR-TPC |  | 150 kPa | 150 kPa
144148 | H765N/AVK24A-SR-TPC | H765N/AVK24A-SR-TPC | 26 | H765N | / | AVK24A-SR-TPC | Actuator with emergency control function | 1 | Scenario 2 |  | PPK¦SelectPro¦VDI3805¦Internet_EU | PPK SelectPro VDI3805 Internet_EU | PPK SelectPro VDI3805 Internet_EU | H765N/AVK24A-SR-TPC |  | 400 kPa | 400 kPa
144149 | H780N/AVK24A-SR-TPC | H780N/AVK24A-SR-TPC | 26 | H780N | / | AVK24A-SR-TPC | Actuator with emergency control function | 1 | Scenario 2 |  | PPK¦SelectPro¦VDI3805¦Internet_EU | PPK SelectPro VDI3805 Internet_EU | PPK SelectPro VDI3805 Internet_EU | H780N/AVK24A-SR-TPC |  | 250 kPa | 250 kPa
144150 | H6100N/EV24A-SR-TPC | H6100N/EV24A-SR-TPC | 26 | H6100N | / | EV24A-SR-TPC | Standard actuator | 0 | Scenario 2 |  | PPK¦SelectPro¦VDI3805¦Internet_EU | PPK SelectPro VDI3805 Internet_EU | PPK SelectPro VDI3805 Internet_EU | H6100N/EV24A-SR-TPC |  | 200 kPa | 200 kPa
144151 | H6100N/EVC24A-SR | H6100N/EVC24A-SR | 26 | H6100N | / | EVC24A-SR | Fast runner | 1 | Scenario 2 |  | PPK¦SelectPro¦VDI3805¦Internet_EU | PPK SelectPro VDI3805 Internet_EU | PPK SelectPro VDI3805 Internet_EU | H6100N/EVC24A-SR |  | 200 kPa | 200 kPa
144152 | H6100R/EV24A-SR-TPC | H6100R/EV24A-SR-TPC | 26 | H6100R | / | EV24A-SR-TPC | Standard actuator | 0 | Scenario 2 |  | PPK¦SelectPro¦VDI3805¦Internet_EU | PPK SelectPro VDI3805 Internet_EU | PPK SelectPro VDI3805 Internet_EU | H6100R/EV24A-SR-TPC |  | 200 kPa | 200 kPa
144153 | H6100R/EVC24A-SR | H6100R/EVC24A-SR | 26 | H6100R | / | EVC24A-SR | Fast runner | 1 | Scenario 2 |  | PPK¦SelectPro¦VDI3805¦Internet_EU | PPK SelectPro VDI3805 Internet_EU | PPK SelectPro VDI3805 Internet_EU | H6100R/EVC24A-SR |  | 200 kPa | 200 kPa
144154 | H6100S/EV24A-SR-TPC | H6100S/EV24A-SR-TPC | 26 | H6100S | / | EV24A-SR-TPC | Standard actuator | 0 | Scenario 2 |  | PPK¦SelectPro¦VDI3805¦Internet_EU | PPK SelectPro VDI3805 Internet_EU | PPK SelectPro VDI3805 Internet_EU | H6100S/EV24A-SR-TPC |  | 200 kPa | 200 kPa
144155 | H6100S/EVC24A-SR | H6100S/EVC24A-SR | 26 | H6100S | / | EVC24A-SR | Fast runner | 1 | Scenario 2 |  | PPK¦SelectPro¦VDI3805¦Internet_EU | PPK SelectPro VDI3805 Internet_EU | PPK SelectPro VDI3805 Internet_EU | H6100S/EVC24A-SR |  | 200 kPa | 200 kPa
144156 | H6100SP/EV24A-SR-TPC | H6100SP/EV24A-SR-TPC | 26 | H6100SP | / | EV24A-SR-TPC | Standard actuator | 1 | Scenario 2 |  | PPK¦SelectPro¦VDI3805¦Internet_EU | PPK SelectPro VDI3805 Internet_EU | PPK SelectPro VDI3805 Internet_EU | H6100SP/EV24A-SR-TPC |  | 600 kPa | 600 kPa
144157 | H6100SP/EVC24A-SR | H6100SP/EVC24A-SR | 26 | H6100SP | / | EVC24A-SR | Fast runner | 1 | Scenario 2 |  | PPK¦SelectPro¦VDI3805¦Internet_EU | PPK SelectPro VDI3805 Internet_EU | PPK SelectPro VDI3805 Internet_EU | H6100SP/EVC24A-SR |  | 600 kPa | 600 kPa
144160 | H6125S/EV24A-SR-TPC | H6125S/EV24A-SR-TPC | 26 | H6125S | / | EV24A-SR-TPC | Standard actuator | 0 | Scenario 2 |  | PPK¦SelectPro¦VDI3805¦Internet_EU | PPK SelectPro VDI3805 Internet_EU | PPK SelectPro VDI3805 Internet_EU | H6125S/EV24A-SR-TPC |  | 110 kPa | 110 kPa
144161 | H6125S/EVC24A-SR | H6125S/EVC24A-SR | 26 | H6125S | / | EVC24A-SR | Fast runner | 1 | Scenario 2 |  | PPK¦SelectPro¦VDI3805¦Internet_EU | PPK SelectPro VDI3805 Internet_EU | PPK SelectPro VDI3805 Internet_EU | H6125S/EVC24A-SR |  | 110 kPa | 110 kPa
144162 | H6125SP/EV24A-SR-TPC | H6125SP/EV24A-SR-TPC | 26 | H6125SP | / | EV24A-SR-TPC | Standard actuator | 1 | Scenario 2 |  | PPK¦SelectPro¦VDI3805¦Internet_EU | PPK SelectPro VDI3805 Internet_EU | PPK SelectPro VDI3805 Internet_EU | H6125SP/EV24A-SR-TPC |  | 600 kPa | 600 kPa
144163 | H6125SP/EVC24A-SR | H6125SP/EVC24A-SR | 26 | H6125SP | / | EVC24A-SR | Fast runner | 1 | Scenario 2 |  | PPK¦SelectPro¦VDI3805¦Internet_EU | PPK SelectPro VDI3805 Internet_EU | PPK SelectPro VDI3805 Internet_EU | H6125SP/EVC24A-SR |  | 600 kPa | 600 kPa
144166 | H6150S/EV24A-SR-TPC | H6150S/EV24A-SR-TPC | 26 | H6150S | / | EV24A-SR-TPC | Standard actuator | 0 | Scenario 2 |  | PPK¦SelectPro¦VDI3805¦Internet_EU | PPK SelectPro VDI3805 Internet_EU | PPK SelectPro VDI3805 Internet_EU | H6150S/EV24A-SR-TPC |  | 70 kPa | 70 kPa
144167 | H6150S/EVC24A-SR | H6150S/EVC24A-SR | 26 | H6150S | / | EVC24A-SR | Fast runner | 1 | Scenario 2 |  | PPK¦SelectPro¦VDI3805¦Internet_EU | PPK SelectPro VDI3805 Internet_EU | PPK SelectPro VDI3805 Internet_EU | H6150S/EVC24A-SR |  | 70 kPa | 70 kPa
144168 | H6150SP/EV24A-SR-TPC | H6150SP/EV24A-SR-TPC | 26 | H6150SP | / | EV24A-SR-TPC | Standard actuator | 1 | Scenario 2 |  | PPK¦SelectPro¦VDI3805¦Internet_EU | PPK SelectPro VDI3805 Internet_EU | PPK SelectPro VDI3805 Internet_EU | H6150SP/EV24A-SR-TPC |  | 600 kPa | 600 kPa
144169 | H6150SP/EVC24A-SR | H6150SP/EVC24A-SR | 26 | H6150SP | / | EVC24A-SR | Fast runner | 1 | Scenario 2 |  | PPK¦SelectPro¦VDI3805¦Internet_EU | PPK SelectPro VDI3805 Internet_EU | PPK SelectPro VDI3805 Internet_EU | H6150SP/EVC24A-SR |  | 600 kPa | 600 kPa
144170 | H665N/EV24A-SR-TPC | H665N/EV24A-SR-TPC | 26 | H665N | / | EV24A-SR-TPC | Standard actuator | 1 | Scenario 2 |  | PPK¦SelectPro¦VDI3805¦Internet_EU | PPK SelectPro VDI3805 Internet_EU | PPK SelectPro VDI3805 Internet_EU | H665N/EV24A-SR-TPC |  | 550 kPa | 400 kPa
144171 | H665N/EVC24A-SR | H665N/EVC24A-SR | 26 | H665N | / | EVC24A-SR | Fast runner | 1 | Scenario 2 |  | PPK¦SelectPro¦VDI3805¦Internet_EU | PPK SelectPro VDI3805 Internet_EU | PPK SelectPro VDI3805 Internet_EU | H665N/EVC24A-SR |  | 550 kPa | 400 kPa
144172 | H665S/EV24A-SR-TPC | H665S/EV24A-SR-TPC | 26 | H665S | / | EV24A-SR-TPC | Standard actuator | 0 | Scenario 2 |  | PPK¦SelectPro¦VDI3805¦Internet_EU | PPK SelectPro VDI3805 Internet_EU | PPK SelectPro VDI3805 Internet_EU | H665S/EV24A-SR-TPC |  | 550 kPa | 550 kPa
144173 | H665S/EVC24A-SR | H665S/EVC24A-SR | 26 | H665S | / | EVC24A-SR | Fast runner | 1 | Scenario 2 |  | PPK¦SelectPro¦VDI3805¦Internet_EU | PPK SelectPro VDI3805 Internet_EU | PPK SelectPro VDI3805 Internet_EU | H665S/EVC24A-SR |  | 550 kPa | 550 kPa
144174 | H680N/EV24A-SR-TPC | H680N/EV24A-SR-TPC | 26 | H680N | / | EV24A-SR-TPC | Standard actuator | 0 | Scenario 2 |  | PPK¦SelectPro¦VDI3805¦Internet_EU | PPK SelectPro VDI3805 Internet_EU | PPK SelectPro VDI3805 Internet_EU | H680N/EV24A-SR-TPC |  | 350 kPa | 350 kPa
144175 | H680N/EVC24A-SR | H680N/EVC24A-SR | 26 | H680N | / | EVC24A-SR | Fast runner | 1 | Scenario 2 |  | PPK¦SelectPro¦VDI3805¦Internet_EU | PPK SelectPro VDI3805 Internet_EU | PPK SelectPro VDI3805 Internet_EU | H680N/EVC24A-SR |  | 350 kPa | 350 kPa
144176 | H680S/EV24A-SR-TPC | H680S/EV24A-SR-TPC | 26 | H680S | / | EV24A-SR-TPC | Standard actuator | 0 | Scenario 2 |  | PPK¦SelectPro¦VDI3805¦Internet_EU | PPK SelectPro VDI3805 Internet_EU | PPK SelectPro VDI3805 Internet_EU | H680S/EV24A-SR-TPC |  | 350 kPa | 350 kPa
144177 | H411B+LV24A-SR-TPC | H411B+LV24A-SR-TPC | 26 | H411B | + | LV24A-SR-TPC | Standard actuator | 1 | Scenario 2 |  | PPK¦SelectPro¦VDI3805¦Internet_EU | PPK SelectPro VDI3805 Internet_EU | PPK SelectPro VDI3805 Internet_EU | H411B+LV24A-SR-TPC |  | 1300 kPa | 400 kPa
144178 | H411B/LV24A-SR-TPC | H411B/LV24A-SR-TPC | 26 | H411B | / | LV24A-SR-TPC | Standard actuator | 1 | Scenario 2 |  | PPK¦SelectPro¦VDI3805¦Internet_EU | PPK SelectPro VDI3805 Internet_EU | PPK SelectPro VDI3805 Internet_EU | H411B/LV24A-SR-TPC |  | 1300 kPa | 400 kPa
144179 | H412B+LV24A-SR-TPC | H412B+LV24A-SR-TPC | 26 | H412B | + | LV24A-SR-TPC | Standard actuator | 1 | Scenario 2 |  | PPK¦SelectPro¦VDI3805¦Internet_EU | PPK SelectPro VDI3805 Internet_EU | PPK SelectPro VDI3805 Internet_EU | H412B+LV24A-SR-TPC |  | 1300 kPa | 400 kPa
144180 | H412B/LV24A-SR-TPC | H412B/LV24A-SR-TPC | 26 | H412B | / | LV24A-SR-TPC | Standard actuator | 1 | Scenario 2 |  | PPK¦SelectPro¦VDI3805¦Internet_EU | PPK SelectPro VDI3805 Internet_EU | PPK SelectPro VDI3805 Internet_EU | H412B/LV24A-SR-TPC |  | 1300 kPa | 400 kPa
144181 | H413B+LV24A-SR-TPC | H413B+LV24A-SR-TPC | 26 | H413B | + | LV24A-SR-TPC | Standard actuator | 1 | Scenario 2 |  | PPK¦SelectPro¦VDI3805¦Internet_EU | PPK SelectPro VDI3805 Internet_EU | PPK SelectPro VDI3805 Internet_EU | H413B+LV24A-SR-TPC |  | 1300 kPa | 400 kPa
144182 | H413B/LV24A-SR-TPC | H413B/LV24A-SR-TPC | 26 | H413B | / | LV24A-SR-TPC | Standard actuator | 1 | Scenario 2 |  | PPK¦SelectPro¦VDI3805¦Internet_EU | PPK SelectPro VDI3805 Internet_EU | PPK SelectPro VDI3805 Internet_EU | H413B/LV24A-SR-TPC |  | 1300 kPa | 400 kPa
144183 | H414B+LV24A-SR-TPC | H414B+LV24A-SR-TPC | 26 | H414B | + | LV24A-SR-TPC | Standard actuator | 1 | Scenario 2 |  | PPK¦SelectPro¦VDI3805¦Internet_EU | PPK SelectPro VDI3805 Internet_EU | PPK SelectPro VDI3805 Internet_EU | H414B+LV24A-SR-TPC |  | 1300 kPa | 400 kPa
144184 | H414B/LV24A-SR-TPC | H414B/LV24A-SR-TPC | 26 | H414B | / | LV24A-SR-TPC | Standard actuator | 1 | Scenario 2 |  | PPK¦SelectPro¦VDI3805¦Internet_EU | PPK SelectPro VDI3805 Internet_EU | PPK SelectPro VDI3805 Internet_EU | H414B/LV24A-SR-TPC |  | 1300 kPa | 400 kPa
144185 | H415B+LV24A-SR-TPC | H415B+LV24A-SR-TPC | 26 | H415B | + | LV24A-SR-TPC | Standard actuator | 1 | Scenario 2 |  | PPK¦SelectPro¦VDI3805¦Internet_EU | PPK SelectPro VDI3805 Internet_EU | PPK SelectPro VDI3805 Internet_EU | H415B+LV24A-SR-TPC |  | 1300 kPa | 400 kPa
144186 | H415B/LV24A-SR-TPC | H415B/LV24A-SR-TPC | 26 | H415B | / | LV24A-SR-TPC | Standard actuator | 1 | Scenario 2 |  | PPK¦SelectPro¦VDI3805¦Internet_EU | PPK SelectPro VDI3805 Internet_EU | PPK SelectPro VDI3805 Internet_EU | H415B/LV24A-SR-TPC |  | 1300 kPa | 400 kPa
144187 | H420B+LV24A-SR-TPC | H420B+LV24A-SR-TPC | 26 | H420B | + | LV24A-SR-TPC | Standard actuator | 1 | Scenario 2 |  | PPK¦SelectPro¦VDI3805¦Internet_EU | PPK SelectPro VDI3805 Internet_EU | PPK SelectPro VDI3805 Internet_EU | H420B+LV24A-SR-TPC |  | 900 kPa | 400 kPa
144188 | H420B/LV24A-SR-TPC | H420B/LV24A-SR-TPC | 26 | H420B | / | LV24A-SR-TPC | Standard actuator | 1 | Scenario 2 |  | PPK¦SelectPro¦VDI3805¦Internet_EU | PPK SelectPro VDI3805 Internet_EU | PPK SelectPro VDI3805 Internet_EU | H420B/LV24A-SR-TPC |  | 900 kPa | 400 kPa
144189 | H425B+LV24A-SR-TPC | H425B+LV24A-SR-TPC | 26 | H425B | + | LV24A-SR-TPC | Standard actuator | 1 | Scenario 2 |  | PPK¦SelectPro¦VDI3805¦Internet_EU | PPK SelectPro VDI3805 Internet_EU | PPK SelectPro VDI3805 Internet_EU | H425B+LV24A-SR-TPC |  | 500 kPa | 400 kPa
144190 | H425B/LV24A-SR-TPC | H425B/LV24A-SR-TPC | 26 | H425B | / | LV24A-SR-TPC | Standard actuator | 1 | Scenario 2 |  | PPK¦SelectPro¦VDI3805¦Internet_EU | PPK SelectPro VDI3805 Internet_EU | PPK SelectPro VDI3805 Internet_EU | H425B/LV24A-SR-TPC |  | 500 kPa | 400 kPa
144191 | H432B+LV24A-SR-TPC | H432B+LV24A-SR-TPC | 26 | H432B | + | LV24A-SR-TPC | Standard actuator | 0 | Scenario 2 |  | PPK¦SelectPro¦VDI3805¦Internet_EU | PPK SelectPro VDI3805 Internet_EU | PPK SelectPro VDI3805 Internet_EU | H432B+LV24A-SR-TPC |  | 350 kPa | 350 kPa
144192 | H432B/LV24A-SR-TPC | H432B/LV24A-SR-TPC | 26 | H432B | / | LV24A-SR-TPC | Standard actuator | 0 | Scenario 2 |  | PPK¦SelectPro¦VDI3805¦Internet_EU | PPK SelectPro VDI3805 Internet_EU | PPK SelectPro VDI3805 Internet_EU | H432B/LV24A-SR-TPC |  | 350 kPa | 350 kPa
144193 | H440B+LV24A-SR-TPC | H440B+LV24A-SR-TPC | 26 | H440B | + | LV24A-SR-TPC | Standard actuator | 0 | Scenario 2 |  | PPK¦SelectPro¦VDI3805¦Internet_EU | PPK SelectPro VDI3805 Internet_EU | PPK SelectPro VDI3805 Internet_EU | H440B+LV24A-SR-TPC |  | 150 kPa | 150 kPa
144194 | H440B/LV24A-SR-TPC | H440B/LV24A-SR-TPC | 26 | H440B | / | LV24A-SR-TPC | Standard actuator | 0 | Scenario 2 |  | PPK¦SelectPro¦VDI3805¦Internet_EU | PPK SelectPro VDI3805 Internet_EU | PPK SelectPro VDI3805 Internet_EU | H440B/LV24A-SR-TPC |  | 150 kPa | 150 kPa
144195 | H450B+LV24A-SR-TPC | H450B+LV24A-SR-TPC | 26 | H450B | + | LV24A-SR-TPC | Standard actuator | 0 | Scenario 2 |  | PPK¦SelectPro¦VDI3805¦Internet_EU | PPK SelectPro VDI3805 Internet_EU | PPK SelectPro VDI3805 Internet_EU | H450B+LV24A-SR-TPC |  | 70 kPa | 70 kPa
144196 | H450B/LV24A-SR-TPC | H450B/LV24A-SR-TPC | 26 | H450B | / | LV24A-SR-TPC | Standard actuator | 0 | Scenario 2 |  | PPK¦SelectPro¦VDI3805¦Internet_EU | PPK SelectPro VDI3805 Internet_EU | PPK SelectPro VDI3805 Internet_EU | H450B/LV24A-SR-TPC |  | 70 kPa | 70 kPa
144197 | H511B+LV24A-SR-TPC | H511B+LV24A-SR-TPC | 26 | H511B | + | LV24A-SR-TPC | Standard actuator | 1 | Scenario 2 |  | PPK¦SelectPro¦VDI3805¦Internet_EU | PPK SelectPro VDI3805 Internet_EU | PPK SelectPro VDI3805 Internet_EU | H511B+LV24A-SR-TPC |  | 1300 kPa | 400 kPa
144198 | H511B/LV24A-SR-TPC | H511B/LV24A-SR-TPC | 26 | H511B | / | LV24A-SR-TPC | Standard actuator | 1 | Scenario 2 |  | PPK¦SelectPro¦VDI3805¦Internet_EU | PPK SelectPro VDI3805 Internet_EU | PPK SelectPro VDI3805 Internet_EU | H511B/LV24A-SR-TPC |  | 1300 kPa | 400 kPa
144199 | H512B+LV24A-SR-TPC | H512B+LV24A-SR-TPC | 26 | H512B | + | LV24A-SR-TPC | Standard actuator | 1 | Scenario 2 |  | PPK¦SelectPro¦VDI3805¦Internet_EU | PPK SelectPro VDI3805 Internet_EU | PPK SelectPro VDI3805 Internet_EU | H512B+LV24A-SR-TPC |  | 1300 kPa | 400 kPa
144200 | H512B/LV24A-SR-TPC | H512B/LV24A-SR-TPC | 26 | H512B | / | LV24A-SR-TPC | Standard actuator | 1 | Scenario 2 |  | PPK¦SelectPro¦VDI3805¦Internet_EU | PPK SelectPro VDI3805 Internet_EU | PPK SelectPro VDI3805 Internet_EU | H512B/LV24A-SR-TPC |  | 1300 kPa | 400 kPa
144201 | H513B+LV24A-SR-TPC | H513B+LV24A-SR-TPC | 26 | H513B | + | LV24A-SR-TPC | Standard actuator | 1 | Scenario 2 |  | PPK¦SelectPro¦VDI3805¦Internet_EU | PPK SelectPro VDI3805 Internet_EU | PPK SelectPro VDI3805 Internet_EU | H513B+LV24A-SR-TPC |  | 1300 kPa | 400 kPa
144202 | H513B/LV24A-SR-TPC | H513B/LV24A-SR-TPC | 26 | H513B | / | LV24A-SR-TPC | Standard actuator | 1 | Scenario 2 |  | PPK¦SelectPro¦VDI3805¦Internet_EU | PPK SelectPro VDI3805 Internet_EU | PPK SelectPro VDI3805 Internet_EU | H513B/LV24A-SR-TPC |  | 1300 kPa | 400 kPa
144203 | H514B+LV24A-SR-TPC | H514B+LV24A-SR-TPC | 26 | H514B | + | LV24A-SR-TPC | Standard actuator | 1 | Scenario 2 |  | PPK¦SelectPro¦VDI3805¦Internet_EU | PPK SelectPro VDI3805 Internet_EU | PPK SelectPro VDI3805 Internet_EU | H514B+LV24A-SR-TPC |  | 1300 kPa | 400 kPa
144204 | H514B/LV24A-SR-TPC | H514B/LV24A-SR-TPC | 26 | H514B | / | LV24A-SR-TPC | Standard actuator | 1 | Scenario 2 |  | PPK¦SelectPro¦VDI3805¦Internet_EU | PPK SelectPro VDI3805 Internet_EU | PPK SelectPro VDI3805 Internet_EU | H514B/LV24A-SR-TPC |  | 1300 kPa | 400 kPa
144205 | H515B+LV24A-SR-TPC | H515B+LV24A-SR-TPC | 26 | H515B | + | LV24A-SR-TPC | Standard actuator | 1 | Scenario 2 |  | PPK¦SelectPro¦VDI3805¦Internet_EU | PPK SelectPro VDI3805 Internet_EU | PPK SelectPro VDI3805 Internet_EU | H515B+LV24A-SR-TPC |  | 1300 kPa | 400 kPa
144206 | H515B/LV24A-SR-TPC | H515B/LV24A-SR-TPC | 26 | H515B | / | LV24A-SR-TPC | Standard actuator | 1 | Scenario 2 |  | PPK¦SelectPro¦VDI3805¦Internet_EU | PPK SelectPro VDI3805 Internet_EU | PPK SelectPro VDI3805 Internet_EU | H515B/LV24A-SR-TPC |  | 1300 kPa | 400 kPa
144207 | H520B+LV24A-SR-TPC | H520B+LV24A-SR-TPC | 26 | H520B | + | LV24A-SR-TPC | Standard actuator | 1 | Scenario 2 |  | PPK¦SelectPro¦VDI3805¦Internet_EU | PPK SelectPro VDI3805 Internet_EU | PPK SelectPro VDI3805 Internet_EU | H520B+LV24A-SR-TPC |  | 900 kPa | 400 kPa
144208 | H520B/LV24A-SR-TPC | H520B/LV24A-SR-TPC | 26 | H520B | / | LV24A-SR-TPC | Standard actuator | 1 | Scenario 2 |  | PPK¦SelectPro¦VDI3805¦Internet_EU | PPK SelectPro VDI3805 Internet_EU | PPK SelectPro VDI3805 Internet_EU | H520B/LV24A-SR-TPC |  | 900 kPa | 400 kPa
144209 | H525B+LV24A-SR-TPC | H525B+LV24A-SR-TPC | 26 | H525B | + | LV24A-SR-TPC | Standard actuator | 1 | Scenario 2 |  | PPK¦SelectPro¦VDI3805¦Internet_EU | PPK SelectPro VDI3805 Internet_EU | PPK SelectPro VDI3805 Internet_EU | H525B+LV24A-SR-TPC |  | 500 kPa | 400 kPa
144210 | H525B/LV24A-SR-TPC | H525B/LV24A-SR-TPC | 26 | H525B | / | LV24A-SR-TPC | Standard actuator | 1 | Scenario 2 |  | PPK¦SelectPro¦VDI3805¦Internet_EU | PPK SelectPro VDI3805 Internet_EU | PPK SelectPro VDI3805 Internet_EU | H525B/LV24A-SR-TPC |  | 500 kPa | 400 kPa
144211 | H532B+LV24A-SR-TPC | H532B+LV24A-SR-TPC | 26 | H532B | + | LV24A-SR-TPC | Standard actuator | 0 | Scenario 2 |  | PPK¦SelectPro¦VDI3805¦Internet_EU | PPK SelectPro VDI3805 Internet_EU | PPK SelectPro VDI3805 Internet_EU | H532B+LV24A-SR-TPC |  | 350 kPa | 350 kPa
144212 | H532B/LV24A-SR-TPC | H532B/LV24A-SR-TPC | 26 | H532B | / | LV24A-SR-TPC | Standard actuator | 0 | Scenario 2 |  | PPK¦SelectPro¦VDI3805¦Internet_EU | PPK SelectPro VDI3805 Internet_EU | PPK SelectPro VDI3805 Internet_EU | H532B/LV24A-SR-TPC |  | 350 kPa | 350 kPa
144213 | H540B+LV24A-SR-TPC | H540B+LV24A-SR-TPC | 26 | H540B | + | LV24A-SR-TPC | Standard actuator | 0 | Scenario 2 |  | PPK¦SelectPro¦VDI3805¦Internet_EU | PPK SelectPro VDI3805 Internet_EU | PPK SelectPro VDI3805 Internet_EU | H540B+LV24A-SR-TPC |  | 150 kPa | 150 kPa
144214 | H540B/LV24A-SR-TPC | H540B/LV24A-SR-TPC | 26 | H540B | / | LV24A-SR-TPC | Standard actuator | 0 | Scenario 2 |  | PPK¦SelectPro¦VDI3805¦Internet_EU | PPK SelectPro VDI3805 Internet_EU | PPK SelectPro VDI3805 Internet_EU | H540B/LV24A-SR-TPC |  | 150 kPa | 150 kPa
144215 | H550B+LV24A-SR-TPC | H550B+LV24A-SR-TPC | 26 | H550B | + | LV24A-SR-TPC | Standard actuator | 0 | Scenario 2 |  | PPK¦SelectPro¦VDI3805¦Internet_EU | PPK SelectPro VDI3805 Internet_EU | PPK SelectPro VDI3805 Internet_EU | H550B+LV24A-SR-TPC |  | 70 kPa | 70 kPa
144216 | H550B/LV24A-SR-TPC | H550B/LV24A-SR-TPC | 26 | H550B | / | LV24A-SR-TPC | Standard actuator | 0 | Scenario 2 |  | PPK¦SelectPro¦VDI3805¦Internet_EU | PPK SelectPro VDI3805 Internet_EU | PPK SelectPro VDI3805 Internet_EU | H550B/LV24A-SR-TPC |  | 70 kPa | 70 kPa
144217 | H6015X1-S2+LV24A-SR-TPC | H6015X1-S2+LV24A-SR-TPC | 26 | H6015X1-S2 | + | LV24A-SR-TPC | Standard actuator | 1 | Scenario 2 |  | PPK¦SelectPro¦VDI3805¦Internet_EU | PPK SelectPro VDI3805 Internet_EU | PPK SelectPro VDI3805 Internet_EU | H6015X1-S2+LV24A-SR-TPC |  | 800 kPa | 800 kPa
144218 | H6015X1-S2/LV24A-SR-TPC | H6015X1-S2/LV24A-SR-TPC | 26 | H6015X1-S2 | / | LV24A-SR-TPC | Standard actuator | 1 | Scenario 2 |  | PPK¦SelectPro¦VDI3805¦Internet_EU | PPK SelectPro VDI3805 Internet_EU | PPK SelectPro VDI3805 Internet_EU | H6015X1-S2/LV24A-SR-TPC |  | 800 kPa | 800 kPa
144219 | H6015X1P6-S2+LV24A-SR-TPC | H6015X1P6-S2+LV24A-SR-TPC | 26 | H6015X1P6-S2 | + | LV24A-SR-TPC | Standard actuator | 1 | Scenario 2 |  | PPK¦SelectPro¦VDI3805¦Internet_EU | PPK SelectPro VDI3805 Internet_EU | PPK SelectPro VDI3805 Internet_EU | H6015X1P6-S2+LV24A-SR-TPC |  | 800 kPa | 800 kPa
144220 | H6015X1P6-S2/LV24A-SR-TPC | H6015X1P6-S2/LV24A-SR-TPC | 26 | H6015X1P6-S2 | / | LV24A-SR-TPC | Standard actuator | 1 | Scenario 2 |  | PPK¦SelectPro¦VDI3805¦Internet_EU | PPK SelectPro VDI3805 Internet_EU | PPK SelectPro VDI3805 Internet_EU | H6015X1P6-S2/LV24A-SR-TPC |  | 800 kPa | 800 kPa
144221 | H6015X2P5-S2+LV24A-SR-TPC | H6015X2P5-S2+LV24A-SR-TPC | 26 | H6015X2P5-S2 | + | LV24A-SR-TPC | Standard actuator | 1 | Scenario 2 |  | PPK¦SelectPro¦VDI3805¦Internet_EU | PPK SelectPro VDI3805 Internet_EU | PPK SelectPro VDI3805 Internet_EU | H6015X2P5-S2+LV24A-SR-TPC |  | 800 kPa | 800 kPa
144222 | H6015X2P5-S2/LV24A-SR-TPC | H6015X2P5-S2/LV24A-SR-TPC | 26 | H6015X2P5-S2 | / | LV24A-SR-TPC | Standard actuator | 1 | Scenario 2 |  | PPK¦SelectPro¦VDI3805¦Internet_EU | PPK SelectPro VDI3805 Internet_EU | PPK SelectPro VDI3805 Internet_EU | H6015X2P5-S2/LV24A-SR-TPC |  | 800 kPa | 800 kPa
144223 | H6015X4-S2+LV24A-SR-TPC | H6015X4-S2+LV24A-SR-TPC | 26 | H6015X4-S2 | + | LV24A-SR-TPC | Standard actuator | 1 | Scenario 2 |  | PPK¦SelectPro¦VDI3805¦Internet_EU | PPK SelectPro VDI3805 Internet_EU | PPK SelectPro VDI3805 Internet_EU | H6015X4-S2+LV24A-SR-TPC |  | 800 kPa | 800 kPa
144224 | H6015X4-S2/LV24A-SR-TPC | H6015X4-S2/LV24A-SR-TPC | 26 | H6015X4-S2 | / | LV24A-SR-TPC | Standard actuator | 1 | Scenario 2 |  | PPK¦SelectPro¦VDI3805¦Internet_EU | PPK SelectPro VDI3805 Internet_EU | PPK SelectPro VDI3805 Internet_EU | H6015X4-S2/LV24A-SR-TPC |  | 800 kPa | 800 kPa
144225 | H6015XP4-S2+LV24A-SR-TPC | H6015XP4-S2+LV24A-SR-TPC | 26 | H6015XP4-S2 | + | LV24A-SR-TPC | Standard actuator | 1 | Scenario 2 |  | PPK¦SelectPro¦VDI3805¦Internet_EU | PPK SelectPro VDI3805 Internet_EU | PPK SelectPro VDI3805 Internet_EU | H6015XP4-S2+LV24A-SR-TPC |  | 2500 kPa | 1000 kPa
144226 | H6015XP4-S2/LV24A-SR-TPC | H6015XP4-S2/LV24A-SR-TPC | 26 | H6015XP4-S2 | / | LV24A-SR-TPC | Standard actuator | 1 | Scenario 2 |  | PPK¦SelectPro¦VDI3805¦Internet_EU | PPK SelectPro VDI3805 Internet_EU | PPK SelectPro VDI3805 Internet_EU | H6015XP4-S2/LV24A-SR-TPC |  | 2500 kPa | 1000 kPa
144227 | H6015XP63-S2+LV24A-SR-TPC | H6015XP63-S2+LV24A-SR-TPC | 26 | H6015XP63-S2 | + | LV24A-SR-TPC | Standard actuator | 1 | Scenario 2 |  | PPK¦SelectPro¦VDI3805¦Internet_EU | PPK SelectPro VDI3805 Internet_EU | PPK SelectPro VDI3805 Internet_EU | H6015XP63-S2+LV24A-SR-TPC |  | 2500 kPa | 1000 kPa
144228 | H6015XP63-S2/LV24A-SR-TPC | H6015XP63-S2/LV24A-SR-TPC | 26 | H6015XP63-S2 | / | LV24A-SR-TPC | Standard actuator | 1 | Scenario 2 |  | PPK¦SelectPro¦VDI3805¦Internet_EU | PPK SelectPro VDI3805 Internet_EU | PPK SelectPro VDI3805 Internet_EU | H6015XP63-S2/LV24A-SR-TPC |  | 2500 kPa | 1000 kPa
144229 | H6020X4-S2+LV24A-SR-TPC | H6020X4-S2+LV24A-SR-TPC | 26 | H6020X4-S2 | + | LV24A-SR-TPC | Standard actuator | 0 | Scenario 2 |  | PPK¦SelectPro¦VDI3805¦Internet_EU | PPK SelectPro VDI3805 Internet_EU | PPK SelectPro VDI3805 Internet_EU | H6020X4-S2+LV24A-SR-TPC |  | 800 kPa | 800 kPa
144230 | H6020X4-S2/LV24A-SR-TPC | H6020X4-S2/LV24A-SR-TPC | 26 | H6020X4-S2 | / | LV24A-SR-TPC | Standard actuator | 0 | Scenario 2 |  | PPK¦SelectPro¦VDI3805¦Internet_EU | PPK SelectPro VDI3805 Internet_EU | PPK SelectPro VDI3805 Internet_EU | H6020X4-S2/LV24A-SR-TPC |  | 800 kPa | 800 kPa
144231 | H6020X6P3-S2+LV24A-SR-TPC | H6020X6P3-S2+LV24A-SR-TPC | 26 | H6020X6P3-S2 | + | LV24A-SR-TPC | Standard actuator | 0 | Scenario 2 |  | PPK¦SelectPro¦VDI3805¦Internet_EU | PPK SelectPro VDI3805 Internet_EU | PPK SelectPro VDI3805 Internet_EU | H6020X6P3-S2+LV24A-SR-TPC |  | 600 kPa | 600 kPa
144232 | H6020X6P3-S2/LV24A-SR-TPC | H6020X6P3-S2/LV24A-SR-TPC | 26 | H6020X6P3-S2 | / | LV24A-SR-TPC | Standard actuator | 0 | Scenario 2 |  | PPK¦SelectPro¦VDI3805¦Internet_EU | PPK SelectPro VDI3805 Internet_EU | PPK SelectPro VDI3805 Internet_EU | H6020X6P3-S2/LV24A-SR-TPC |  | 600 kPa | 600 kPa
144233 | H6025X10-S2+LV24A-SR-TPC | H6025X10-S2+LV24A-SR-TPC | 26 | H6025X10-S2 | + | LV24A-SR-TPC | Standard actuator | 0 | Scenario 2 |  | PPK¦SelectPro¦VDI3805¦Internet_EU | PPK SelectPro VDI3805 Internet_EU | PPK SelectPro VDI3805 Internet_EU | H6025X10-S2+LV24A-SR-TPC |  | 450 kPa | 450 kPa
144234 | H6025X10-S2/LV24A-SR-TPC | H6025X10-S2/LV24A-SR-TPC | 26 | H6025X10-S2 | / | LV24A-SR-TPC | Standard actuator | 0 | Scenario 2 |  | PPK¦SelectPro¦VDI3805¦Internet_EU | PPK SelectPro VDI3805 Internet_EU | PPK SelectPro VDI3805 Internet_EU | H6025X10-S2/LV24A-SR-TPC |  | 450 kPa | 450 kPa
144235 | H6025X6P3-S2+LV24A-SR-TPC | H6025X6P3-S2+LV24A-SR-TPC | 26 | H6025X6P3-S2 | + | LV24A-SR-TPC | Standard actuator | 0 | Scenario 2 |  | PPK¦SelectPro¦VDI3805¦Internet_EU | PPK SelectPro VDI3805 Internet_EU | PPK SelectPro VDI3805 Internet_EU | H6025X6P3-S2+LV24A-SR-TPC |  | 450 kPa | 450 kPa
144236 | H6025X6P3-S2/LV24A-SR-TPC | H6025X6P3-S2/LV24A-SR-TPC | 26 | H6025X6P3-S2 | / | LV24A-SR-TPC | Standard actuator | 0 | Scenario 2 |  | PPK¦SelectPro¦VDI3805¦Internet_EU | PPK SelectPro VDI3805 Internet_EU | PPK SelectPro VDI3805 Internet_EU | H6025X6P3-S2/LV24A-SR-TPC |  | 450 kPa | 450 kPa
144237 | H6032X10-S2+LV24A-SR-TPC | H6032X10-S2+LV24A-SR-TPC | 26 | H6032X10-S2 | + | LV24A-SR-TPC | Standard actuator | 0 | Scenario 2 |  | PPK¦SelectPro¦VDI3805¦Internet_EU | PPK SelectPro VDI3805 Internet_EU | PPK SelectPro VDI3805 Internet_EU | H6032X10-S2+LV24A-SR-TPC |  | 300 kPa | 300 kPa
144238 | H6032X10-S2/LV24A-SR-TPC | H6032X10-S2/LV24A-SR-TPC | 26 | H6032X10-S2 | / | LV24A-SR-TPC | Standard actuator | 0 | Scenario 2 |  | PPK¦SelectPro¦VDI3805¦Internet_EU | PPK SelectPro VDI3805 Internet_EU | PPK SelectPro VDI3805 Internet_EU | H6032X10-S2/LV24A-SR-TPC |  | 300 kPa | 300 kPa
144239 | H6032X16-S2+LV24A-SR-TPC | H6032X16-S2+LV24A-SR-TPC | 26 | H6032X16-S2 | + | LV24A-SR-TPC | Standard actuator | 0 | Scenario 2 |  | PPK¦SelectPro¦VDI3805¦Internet_EU | PPK SelectPro VDI3805 Internet_EU | PPK SelectPro VDI3805 Internet_EU | H6032X16-S2+LV24A-SR-TPC |  | 300 kPa | 300 kPa
144240 | H6032X16-S2/LV24A-SR-TPC | H6032X16-S2/LV24A-SR-TPC | 26 | H6032X16-S2 | / | LV24A-SR-TPC | Standard actuator | 0 | Scenario 2 |  | PPK¦SelectPro¦VDI3805¦Internet_EU | PPK SelectPro VDI3805 Internet_EU | PPK SelectPro VDI3805 Internet_EU | H6032X16-S2/LV24A-SR-TPC |  | 300 kPa | 300 kPa
144241 | H6040X16-S2+LV24A-SR-TPC | H6040X16-S2+LV24A-SR-TPC | 26 | H6040X16-S2 | + | LV24A-SR-TPC | Standard actuator | 0 | Scenario 2 |  | PPK¦SelectPro¦VDI3805¦Internet_EU | PPK SelectPro VDI3805 Internet_EU | PPK SelectPro VDI3805 Internet_EU | H6040X16-S2+LV24A-SR-TPC |  | 140 kPa | 140 kPa
144242 | H6040X16-S2/LV24A-SR-TPC | H6040X16-S2/LV24A-SR-TPC | 26 | H6040X16-S2 | / | LV24A-SR-TPC | Standard actuator | 0 | Scenario 2 |  | PPK¦SelectPro¦VDI3805¦Internet_EU | PPK SelectPro VDI3805 Internet_EU | PPK SelectPro VDI3805 Internet_EU | H6040X16-S2/LV24A-SR-TPC |  | 140 kPa | 140 kPa
144243 | H6040X25-S2+LV24A-SR-TPC | H6040X25-S2+LV24A-SR-TPC | 26 | H6040X25-S2 | + | LV24A-SR-TPC | Standard actuator | 0 | Scenario 2 |  | PPK¦SelectPro¦VDI3805¦Internet_EU | PPK SelectPro VDI3805 Internet_EU | PPK SelectPro VDI3805 Internet_EU | H6040X25-S2+LV24A-SR-TPC |  | 140 kPa | 140 kPa
144244 | H6040X25-S2/LV24A-SR-TPC | H6040X25-S2/LV24A-SR-TPC | 26 | H6040X25-S2 | / | LV24A-SR-TPC | Standard actuator | 0 | Scenario 2 |  | PPK¦SelectPro¦VDI3805¦Internet_EU | PPK SelectPro VDI3805 Internet_EU | PPK SelectPro VDI3805 Internet_EU | H6040X25-S2/LV24A-SR-TPC |  | 140 kPa | 140 kPa
144245 | H6050X25-S2+LV24A-SR-TPC | H6050X25-S2+LV24A-SR-TPC | 26 | H6050X25-S2 | + | LV24A-SR-TPC | Standard actuator | 0 | Scenario 2 |  | PPK¦SelectPro¦VDI3805¦Internet_EU | PPK SelectPro VDI3805 Internet_EU | PPK SelectPro VDI3805 Internet_EU | H6050X25-S2+LV24A-SR-TPC |  | 60 kPa | 60 kPa
144246 | H6050X25-S2/LV24A-SR-TPC | H6050X25-S2/LV24A-SR-TPC | 26 | H6050X25-S2 | / | LV24A-SR-TPC | Standard actuator | 0 | Scenario 2 |  | PPK¦SelectPro¦VDI3805¦Internet_EU | PPK SelectPro VDI3805 Internet_EU | PPK SelectPro VDI3805 Internet_EU | H6050X25-S2/LV24A-SR-TPC |  | 60 kPa | 60 kPa
144247 | H6050X40-S2+LV24A-SR-TPC | H6050X40-S2+LV24A-SR-TPC | 26 | H6050X40-S2 | + | LV24A-SR-TPC | Standard actuator | 0 | Scenario 2 |  | PPK¦SelectPro¦VDI3805¦Internet_EU | PPK SelectPro VDI3805 Internet_EU | PPK SelectPro VDI3805 Internet_EU | H6050X40-S2+LV24A-SR-TPC |  | 60 kPa | 60 kPa
144248 | H6050X40-S2/LV24A-SR-TPC | H6050X40-S2/LV24A-SR-TPC | 26 | H6050X40-S2 | / | LV24A-SR-TPC | Standard actuator | 0 | Scenario 2 |  | PPK¦SelectPro¦VDI3805¦Internet_EU | PPK SelectPro VDI3805 Internet_EU | PPK SelectPro VDI3805 Internet_EU | H6050X40-S2/LV24A-SR-TPC |  | 60 kPa | 60 kPa
144249 | H610S+LV24A-SR-TPC | H610S+LV24A-SR-TPC | 26 | H610S | + | LV24A-SR-TPC | Standard actuator | 1 | Scenario 2 |  | PPK¦SelectPro¦VDI3805¦Internet_EU | PPK SelectPro VDI3805 Internet_EU | PPK SelectPro VDI3805 Internet_EU | H610S+LV24A-SR-TPC |  | 1600 kPa | 1000 kPa
144250 | H610S/LV24A-SR-TPC | H610S/LV24A-SR-TPC | 26 | H610S | / | LV24A-SR-TPC | Standard actuator | 1 | Scenario 2 |  | PPK¦SelectPro¦VDI3805¦Internet_EU | PPK SelectPro VDI3805 Internet_EU | PPK SelectPro VDI3805 Internet_EU | H610S/LV24A-SR-TPC |  | 1600 kPa | 1000 kPa
144251 | H611N+LV24A-SR-TPC | H611N+LV24A-SR-TPC | 26 | H611N | + | LV24A-SR-TPC | Standard actuator | 1 | Scenario 2 |  | PPK¦SelectPro¦VDI3805¦Internet_EU | PPK SelectPro VDI3805 Internet_EU | PPK SelectPro VDI3805 Internet_EU | H611N+LV24A-SR-TPC |  | 1300 kPa | 400 kPa
144252 | H611N/LV24A-SR-TPC | H611N/LV24A-SR-TPC | 26 | H611N | / | LV24A-SR-TPC | Standard actuator | 1 | Scenario 2 |  | PPK¦SelectPro¦VDI3805¦Internet_EU | PPK SelectPro VDI3805 Internet_EU | PPK SelectPro VDI3805 Internet_EU | H611N/LV24A-SR-TPC |  | 1300 kPa | 400 kPa
144253 | H611R+LV24A-SR-TPC | H611R+LV24A-SR-TPC | 26 | H611R | + | LV24A-SR-TPC | Standard actuator | 1 | Scenario 2 |  | PPK¦SelectPro¦VDI3805¦Internet_EU | PPK SelectPro VDI3805 Internet_EU | PPK SelectPro VDI3805 Internet_EU | H611R+LV24A-SR-TPC |  | 600 kPa | 400 kPa
144254 | H611R/LV24A-SR-TPC | H611R/LV24A-SR-TPC | 26 | H611R | / | LV24A-SR-TPC | Standard actuator | 1 | Scenario 2 |  | PPK¦SelectPro¦VDI3805¦Internet_EU | PPK SelectPro VDI3805 Internet_EU | PPK SelectPro VDI3805 Internet_EU | H611R/LV24A-SR-TPC |  | 600 kPa | 400 kPa
144255 | H611S+LV24A-SR-TPC | H611S+LV24A-SR-TPC | 26 | H611S | + | LV24A-SR-TPC | Standard actuator | 1 | Scenario 2 |  | PPK¦SelectPro¦VDI3805¦Internet_EU | PPK SelectPro VDI3805 Internet_EU | PPK SelectPro VDI3805 Internet_EU | H611S+LV24A-SR-TPC |  | 1600 kPa | 1000 kPa
144256 | H611S/LV24A-SR-TPC | H611S/LV24A-SR-TPC | 26 | H611S | / | LV24A-SR-TPC | Standard actuator | 1 | Scenario 2 |  | PPK¦SelectPro¦VDI3805¦Internet_EU | PPK SelectPro VDI3805 Internet_EU | PPK SelectPro VDI3805 Internet_EU | H611S/LV24A-SR-TPC |  | 1600 kPa | 1000 kPa
144257 | H612N+LV24A-SR-TPC | H612N+LV24A-SR-TPC | 26 | H612N | + | LV24A-SR-TPC | Standard actuator | 1 | Scenario 2 |  | PPK¦SelectPro¦VDI3805¦Internet_EU | PPK SelectPro VDI3805 Internet_EU | PPK SelectPro VDI3805 Internet_EU | H612N+LV24A-SR-TPC |  | 1300 kPa | 400 kPa
144258 | H612N/LV24A-SR-TPC | H612N/LV24A-SR-TPC | 26 | H612N | / | LV24A-SR-TPC | Standard actuator | 1 | Scenario 2 |  | PPK¦SelectPro¦VDI3805¦Internet_EU | PPK SelectPro VDI3805 Internet_EU | PPK SelectPro VDI3805 Internet_EU | H612N/LV24A-SR-TPC |  | 1300 kPa | 400 kPa
144259 | H612R+LV24A-SR-TPC | H612R+LV24A-SR-TPC | 26 | H612R | + | LV24A-SR-TPC | Standard actuator | 1 | Scenario 2 |  | PPK¦SelectPro¦VDI3805¦Internet_EU | PPK SelectPro VDI3805 Internet_EU | PPK SelectPro VDI3805 Internet_EU | H612R+LV24A-SR-TPC |  | 600 kPa | 400 kPa
144260 | H612R/LV24A-SR-TPC | H612R/LV24A-SR-TPC | 26 | H612R | / | LV24A-SR-TPC | Standard actuator | 1 | Scenario 2 |  | PPK¦SelectPro¦VDI3805¦Internet_EU | PPK SelectPro VDI3805 Internet_EU | PPK SelectPro VDI3805 Internet_EU | H612R/LV24A-SR-TPC |  | 600 kPa | 400 kPa
144261 | H612S+LV24A-SR-TPC | H612S+LV24A-SR-TPC | 26 | H612S | + | LV24A-SR-TPC | Standard actuator | 1 | Scenario 2 |  | PPK¦SelectPro¦VDI3805¦Internet_EU | PPK SelectPro VDI3805 Internet_EU | PPK SelectPro VDI3805 Internet_EU | H612S+LV24A-SR-TPC |  | 800 kPa | 800 kPa
144262 | H612S/LV24A-SR-TPC | H612S/LV24A-SR-TPC | 26 | H612S | / | LV24A-SR-TPC | Standard actuator | 1 | Scenario 2 |  | PPK¦SelectPro¦VDI3805¦Internet_EU | PPK SelectPro VDI3805 Internet_EU | PPK SelectPro VDI3805 Internet_EU | H612S/LV24A-SR-TPC |  | 800 kPa | 800 kPa
144263 | H613N+LV24A-SR-TPC | H613N+LV24A-SR-TPC | 26 | H613N | + | LV24A-SR-TPC | Standard actuator | 1 | Scenario 2 |  | PPK¦SelectPro¦VDI3805¦Internet_EU | PPK SelectPro VDI3805 Internet_EU | PPK SelectPro VDI3805 Internet_EU | H613N+LV24A-SR-TPC |  | 1300 kPa | 400 kPa
144264 | H613N/LV24A-SR-TPC | H613N/LV24A-SR-TPC | 26 | H613N | / | LV24A-SR-TPC | Standard actuator | 1 | Scenario 2 |  | PPK¦SelectPro¦VDI3805¦Internet_EU | PPK SelectPro VDI3805 Internet_EU | PPK SelectPro VDI3805 Internet_EU | H613N/LV24A-SR-TPC |  | 1300 kPa | 400 kPa
144265 | H613R+LV24A-SR-TPC | H613R+LV24A-SR-TPC | 26 | H613R | + | LV24A-SR-TPC | Standard actuator | 1 | Scenario 2 |  | PPK¦SelectPro¦VDI3805¦Internet_EU | PPK SelectPro VDI3805 Internet_EU | PPK SelectPro VDI3805 Internet_EU | H613R+LV24A-SR-TPC |  | 600 kPa | 400 kPa
144266 | H613R/LV24A-SR-TPC | H613R/LV24A-SR-TPC | 26 | H613R | / | LV24A-SR-TPC | Standard actuator | 1 | Scenario 2 |  | PPK¦SelectPro¦VDI3805¦Internet_EU | PPK SelectPro VDI3805 Internet_EU | PPK SelectPro VDI3805 Internet_EU | H613R/LV24A-SR-TPC |  | 600 kPa | 400 kPa
144267 | H613S+LV24A-SR-TPC | H613S+LV24A-SR-TPC | 26 | H613S | + | LV24A-SR-TPC | Standard actuator | 1 | Scenario 2 |  | PPK¦SelectPro¦VDI3805¦Internet_EU | PPK SelectPro VDI3805 Internet_EU | PPK SelectPro VDI3805 Internet_EU | H613S+LV24A-SR-TPC |  | 800 kPa | 800 kPa
144268 | H613S/LV24A-SR-TPC | H613S/LV24A-SR-TPC | 26 | H613S | / | LV24A-SR-TPC | Standard actuator | 1 | Scenario 2 |  | PPK¦SelectPro¦VDI3805¦Internet_EU | PPK SelectPro VDI3805 Internet_EU | PPK SelectPro VDI3805 Internet_EU | H613S/LV24A-SR-TPC |  | 800 kPa | 800 kPa
144269 | H614N+LV24A-SR-TPC | H614N+LV24A-SR-TPC | 26 | H614N | + | LV24A-SR-TPC | Standard actuator | 1 | Scenario 2 |  | PPK¦SelectPro¦VDI3805¦Internet_EU | PPK SelectPro VDI3805 Internet_EU | PPK SelectPro VDI3805 Internet_EU | H614N+LV24A-SR-TPC |  | 1300 kPa | 400 kPa
144270 | H614N/LV24A-SR-TPC | H614N/LV24A-SR-TPC | 26 | H614N | / | LV24A-SR-TPC | Standard actuator | 1 | Scenario 2 |  | PPK¦SelectPro¦VDI3805¦Internet_EU | PPK SelectPro VDI3805 Internet_EU | PPK SelectPro VDI3805 Internet_EU | H614N/LV24A-SR-TPC |  | 1300 kPa | 400 kPa
144271 | H614R+LV24A-SR-TPC | H614R+LV24A-SR-TPC | 26 | H614R | + | LV24A-SR-TPC | Standard actuator | 1 | Scenario 2 |  | PPK¦SelectPro¦VDI3805¦Internet_EU | PPK SelectPro VDI3805 Internet_EU | PPK SelectPro VDI3805 Internet_EU | H614R+LV24A-SR-TPC |  | 600 kPa | 400 kPa
144272 | H614R/LV24A-SR-TPC | H614R/LV24A-SR-TPC | 26 | H614R | / | LV24A-SR-TPC | Standard actuator | 1 | Scenario 2 |  | PPK¦SelectPro¦VDI3805¦Internet_EU | PPK SelectPro VDI3805 Internet_EU | PPK SelectPro VDI3805 Internet_EU | H614R/LV24A-SR-TPC |  | 600 kPa | 400 kPa
144273 | H614S+LV24A-SR-TPC | H614S+LV24A-SR-TPC | 26 | H614S | + | LV24A-SR-TPC | Standard actuator | 1 | Scenario 2 |  | PPK¦SelectPro¦VDI3805¦Internet_EU | PPK SelectPro VDI3805 Internet_EU | PPK SelectPro VDI3805 Internet_EU | H614S+LV24A-SR-TPC |  | 800 kPa | 800 kPa
144274 | H614S/LV24A-SR-TPC | H614S/LV24A-SR-TPC | 26 | H614S | / | LV24A-SR-TPC | Standard actuator | 1 | Scenario 2 |  | PPK¦SelectPro¦VDI3805¦Internet_EU | PPK SelectPro VDI3805 Internet_EU | PPK SelectPro VDI3805 Internet_EU | H614S/LV24A-SR-TPC |  | 800 kPa | 800 kPa
144275 | H615N+LV24A-SR-TPC | H615N+LV24A-SR-TPC | 26 | H615N | + | LV24A-SR-TPC | Standard actuator | 1 | Scenario 2 |  | PPK¦SelectPro¦VDI3805¦Internet_EU | PPK SelectPro VDI3805 Internet_EU | PPK SelectPro VDI3805 Internet_EU | H615N+LV24A-SR-TPC |  | 1300 kPa | 400 kPa
144276 | H615N/LV24A-SR-TPC | H615N/LV24A-SR-TPC | 26 | H615N | / | LV24A-SR-TPC | Standard actuator | 1 | Scenario 2 |  | PPK¦SelectPro¦VDI3805¦Internet_EU | PPK SelectPro VDI3805 Internet_EU | PPK SelectPro VDI3805 Internet_EU | H615N/LV24A-SR-TPC |  | 1300 kPa | 400 kPa
144277 | H615R+LV24A-SR-TPC | H615R+LV24A-SR-TPC | 26 | H615R | + | LV24A-SR-TPC | Standard actuator | 1 | Scenario 2 |  | PPK¦SelectPro¦VDI3805¦Internet_EU | PPK SelectPro VDI3805 Internet_EU | PPK SelectPro VDI3805 Internet_EU | H615R+LV24A-SR-TPC |  | 600 kPa | 400 kPa
144278 | H615R/LV24A-SR-TPC | H615R/LV24A-SR-TPC | 26 | H615R | / | LV24A-SR-TPC | Standard actuator | 1 | Scenario 2 |  | PPK¦SelectPro¦VDI3805¦Internet_EU | PPK SelectPro VDI3805 Internet_EU | PPK SelectPro VDI3805 Internet_EU | H615R/LV24A-SR-TPC |  | 600 kPa | 400 kPa
144279 | H615S+LV24A-SR-TPC | H615S+LV24A-SR-TPC | 26 | H615S | + | LV24A-SR-TPC | Standard actuator | 1 | Scenario 2 |  | PPK¦SelectPro¦VDI3805¦Internet_EU | PPK SelectPro VDI3805 Internet_EU | PPK SelectPro VDI3805 Internet_EU | H615S+LV24A-SR-TPC |  | 800 kPa | 800 kPa
144280 | H615S/LV24A-SR-TPC | H615S/LV24A-SR-TPC | 26 | H615S | / | LV24A-SR-TPC | Standard actuator | 1 | Scenario 2 |  | PPK¦SelectPro¦VDI3805¦Internet_EU | PPK SelectPro VDI3805 Internet_EU | PPK SelectPro VDI3805 Internet_EU | H615S/LV24A-SR-TPC |  | 800 kPa | 800 kPa
144281 | H619S+LV24A-SR-TPC | H619S+LV24A-SR-TPC | 26 | H619S | + | LV24A-SR-TPC | Standard actuator | 0 | Scenario 2 |  | PPK¦SelectPro¦VDI3805¦Internet_EU | PPK SelectPro VDI3805 Internet_EU | PPK SelectPro VDI3805 Internet_EU | H619S+LV24A-SR-TPC |  | 800 kPa | 800 kPa
144282 | H619S/LV24A-SR-TPC | H619S/LV24A-SR-TPC | 26 | H619S | / | LV24A-SR-TPC | Standard actuator | 0 | Scenario 2 |  | PPK¦SelectPro¦VDI3805¦Internet_EU | PPK SelectPro VDI3805 Internet_EU | PPK SelectPro VDI3805 Internet_EU | H619S/LV24A-SR-TPC |  | 800 kPa | 800 kPa
144283 | H620N+LV24A-SR-TPC | H620N+LV24A-SR-TPC | 26 | H620N | + | LV24A-SR-TPC | Standard actuator | 1 | Scenario 2 |  | PPK¦SelectPro¦VDI3805¦Internet_EU | PPK SelectPro VDI3805 Internet_EU | PPK SelectPro VDI3805 Internet_EU | H620N+LV24A-SR-TPC |  | 900 kPa | 400 kPa
144284 | H620N/LV24A-SR-TPC | H620N/LV24A-SR-TPC | 26 | H620N | / | LV24A-SR-TPC | Standard actuator | 1 | Scenario 2 |  | PPK¦SelectPro¦VDI3805¦Internet_EU | PPK SelectPro VDI3805 Internet_EU | PPK SelectPro VDI3805 Internet_EU | H620N/LV24A-SR-TPC |  | 900 kPa | 400 kPa
144285 | H620R+LV24A-SR-TPC | H620R+LV24A-SR-TPC | 26 | H620R | + | LV24A-SR-TPC | Standard actuator | 1 | Scenario 2 |  | PPK¦SelectPro¦VDI3805¦Internet_EU | PPK SelectPro VDI3805 Internet_EU | PPK SelectPro VDI3805 Internet_EU | H620R+LV24A-SR-TPC |  | 600 kPa | 400 kPa
144286 | H620R/LV24A-SR-TPC | H620R/LV24A-SR-TPC | 26 | H620R | / | LV24A-SR-TPC | Standard actuator | 1 | Scenario 2 |  | PPK¦SelectPro¦VDI3805¦Internet_EU | PPK SelectPro VDI3805 Internet_EU | PPK SelectPro VDI3805 Internet_EU | H620R/LV24A-SR-TPC |  | 600 kPa | 400 kPa
144287 | H620S+LV24A-SR-TPC | H620S+LV24A-SR-TPC | 26 | H620S | + | LV24A-SR-TPC | Standard actuator | 0 | Scenario 2 |  | PPK¦SelectPro¦VDI3805¦Internet_EU | PPK SelectPro VDI3805 Internet_EU | PPK SelectPro VDI3805 Internet_EU | H620S+LV24A-SR-TPC |  | 800 kPa | 800 kPa
144288 | H620S/LV24A-SR-TPC | H620S/LV24A-SR-TPC | 26 | H620S | / | LV24A-SR-TPC | Standard actuator | 0 | Scenario 2 |  | PPK¦SelectPro¦VDI3805¦Internet_EU | PPK SelectPro VDI3805 Internet_EU | PPK SelectPro VDI3805 Internet_EU | H620S/LV24A-SR-TPC |  | 800 kPa | 800 kPa
144289 | H624S+LV24A-SR-TPC | H624S+LV24A-SR-TPC | 26 | H624S | + | LV24A-SR-TPC | Standard actuator | 0 | Scenario 2 |  | PPK¦SelectPro¦VDI3805¦Internet_EU | PPK SelectPro VDI3805 Internet_EU | PPK SelectPro VDI3805 Internet_EU | H624S+LV24A-SR-TPC |  | 450 kPa | 450 kPa
144290 | H624S/LV24A-SR-TPC | H624S/LV24A-SR-TPC | 26 | H624S | / | LV24A-SR-TPC | Standard actuator | 0 | Scenario 2 |  | PPK¦SelectPro¦VDI3805¦Internet_EU | PPK SelectPro VDI3805 Internet_EU | PPK SelectPro VDI3805 Internet_EU | H624S/LV24A-SR-TPC |  | 450 kPa | 450 kPa
144291 | H625N+LV24A-SR-TPC | H625N+LV24A-SR-TPC | 26 | H625N | + | LV24A-SR-TPC | Standard actuator | 1 | Scenario 2 |  | PPK¦SelectPro¦VDI3805¦Internet_EU | PPK SelectPro VDI3805 Internet_EU | PPK SelectPro VDI3805 Internet_EU | H625N+LV24A-SR-TPC |  | 500 kPa | 400 kPa
144292 | H625N/LV24A-SR-TPC | H625N/LV24A-SR-TPC | 26 | H625N | / | LV24A-SR-TPC | Standard actuator | 1 | Scenario 2 |  | PPK¦SelectPro¦VDI3805¦Internet_EU | PPK SelectPro VDI3805 Internet_EU | PPK SelectPro VDI3805 Internet_EU | H625N/LV24A-SR-TPC |  | 500 kPa | 400 kPa
144293 | H625R+LV24A-SR-TPC | H625R+LV24A-SR-TPC | 26 | H625R | + | LV24A-SR-TPC | Standard actuator | 1 | Scenario 2 |  | PPK¦SelectPro¦VDI3805¦Internet_EU | PPK SelectPro VDI3805 Internet_EU | PPK SelectPro VDI3805 Internet_EU | H625R+LV24A-SR-TPC |  | 500 kPa | 400 kPa
144294 | H625R/LV24A-SR-TPC | H625R/LV24A-SR-TPC | 26 | H625R | / | LV24A-SR-TPC | Standard actuator | 1 | Scenario 2 |  | PPK¦SelectPro¦VDI3805¦Internet_EU | PPK SelectPro VDI3805 Internet_EU | PPK SelectPro VDI3805 Internet_EU | H625R/LV24A-SR-TPC |  | 500 kPa | 400 kPa
144295 | H625S+LV24A-SR-TPC | H625S+LV24A-SR-TPC | 26 | H625S | + | LV24A-SR-TPC | Standard actuator | 0 | Scenario 2 |  | PPK¦SelectPro¦VDI3805¦Internet_EU | PPK SelectPro VDI3805 Internet_EU | PPK SelectPro VDI3805 Internet_EU | H625S+LV24A-SR-TPC |  | 450 kPa | 450 kPa
144296 | H625S/LV24A-SR-TPC | H625S/LV24A-SR-TPC | 26 | H625S | / | LV24A-SR-TPC | Standard actuator | 0 | Scenario 2 |  | PPK¦SelectPro¦VDI3805¦Internet_EU | PPK SelectPro VDI3805 Internet_EU | PPK SelectPro VDI3805 Internet_EU | H625S/LV24A-SR-TPC |  | 450 kPa | 450 kPa
144297 | H632N+LV24A-SR-TPC | H632N+LV24A-SR-TPC | 26 | H632N | + | LV24A-SR-TPC | Standard actuator | 0 | Scenario 2 |  | PPK¦SelectPro¦VDI3805¦Internet_EU | PPK SelectPro VDI3805 Internet_EU | PPK SelectPro VDI3805 Internet_EU | H632N+LV24A-SR-TPC |  | 350 kPa | 350 kPa
144298 | H632N/LV24A-SR-TPC | H632N/LV24A-SR-TPC | 26 | H632N | / | LV24A-SR-TPC | Standard actuator | 0 | Scenario 2 |  | PPK¦SelectPro¦VDI3805¦Internet_EU | PPK SelectPro VDI3805 Internet_EU | PPK SelectPro VDI3805 Internet_EU | H632N/LV24A-SR-TPC |  | 350 kPa | 350 kPa
144299 | H632R+LV24A-SR-TPC | H632R+LV24A-SR-TPC | 26 | H632R | + | LV24A-SR-TPC | Standard actuator | 0 | Scenario 2 |  | PPK¦SelectPro¦VDI3805¦Internet_EU | PPK SelectPro VDI3805 Internet_EU | PPK SelectPro VDI3805 Internet_EU | H632R+LV24A-SR-TPC |  | 350 kPa | 350 kPa
144300 | H632R/LV24A-SR-TPC | H632R/LV24A-SR-TPC | 26 | H632R | / | LV24A-SR-TPC | Standard actuator | 0 | Scenario 2 |  | PPK¦SelectPro¦VDI3805¦Internet_EU | PPK SelectPro VDI3805 Internet_EU | PPK SelectPro VDI3805 Internet_EU | H632R/LV24A-SR-TPC |  | 350 kPa | 350 kPa
144301 | H632S+LV24A-SR-TPC | H632S+LV24A-SR-TPC | 26 | H632S | + | LV24A-SR-TPC | Standard actuator | 0 | Scenario 2 |  | PPK¦SelectPro¦VDI3805¦Internet_EU | PPK SelectPro VDI3805 Internet_EU | PPK SelectPro VDI3805 Internet_EU | H632S+LV24A-SR-TPC |  | 300 kPa | 300 kPa
144302 | H632S/LV24A-SR-TPC | H632S/LV24A-SR-TPC | 26 | H632S | / | LV24A-SR-TPC | Standard actuator | 0 | Scenario 2 |  | PPK¦SelectPro¦VDI3805¦Internet_EU | PPK SelectPro VDI3805 Internet_EU | PPK SelectPro VDI3805 Internet_EU | H632S/LV24A-SR-TPC |  | 300 kPa | 300 kPa
144303 | H640N+LV24A-SR-TPC | H640N+LV24A-SR-TPC | 26 | H640N | + | LV24A-SR-TPC | Standard actuator | 0 | Scenario 2 |  | PPK¦SelectPro¦VDI3805¦Internet_EU | PPK SelectPro VDI3805 Internet_EU | PPK SelectPro VDI3805 Internet_EU | H640N+LV24A-SR-TPC |  | 150 kPa | 150 kPa
144304 | H640N/LV24A-SR-TPC | H640N/LV24A-SR-TPC | 26 | H640N | / | LV24A-SR-TPC | Standard actuator | 0 | Scenario 2 |  | PPK¦SelectPro¦VDI3805¦Internet_EU | PPK SelectPro VDI3805 Internet_EU | PPK SelectPro VDI3805 Internet_EU | H640N/LV24A-SR-TPC |  | 150 kPa | 150 kPa
144305 | H640R+LV24A-SR-TPC | H640R+LV24A-SR-TPC | 26 | H640R | + | LV24A-SR-TPC | Standard actuator | 0 | Scenario 2 |  | PPK¦SelectPro¦VDI3805¦Internet_EU | PPK SelectPro VDI3805 Internet_EU | PPK SelectPro VDI3805 Internet_EU | H640R+LV24A-SR-TPC |  | 150 kPa | 150 kPa
144306 | H640R/LV24A-SR-TPC | H640R/LV24A-SR-TPC | 26 | H640R | / | LV24A-SR-TPC | Standard actuator | 0 | Scenario 2 |  | PPK¦SelectPro¦VDI3805¦Internet_EU | PPK SelectPro VDI3805 Internet_EU | PPK SelectPro VDI3805 Internet_EU | H640R/LV24A-SR-TPC |  | 150 kPa | 150 kPa
144307 | H640S+LV24A-SR-TPC | H640S+LV24A-SR-TPC | 26 | H640S | + | LV24A-SR-TPC | Standard actuator | 0 | Scenario 2 |  | PPK¦SelectPro¦VDI3805¦Internet_EU | PPK SelectPro VDI3805 Internet_EU | PPK SelectPro VDI3805 Internet_EU | H640S+LV24A-SR-TPC |  | 140 kPa | 140 kPa
144308 | H640S/LV24A-SR-TPC | H640S/LV24A-SR-TPC | 26 | H640S | / | LV24A-SR-TPC | Standard actuator | 0 | Scenario 2 |  | PPK¦SelectPro¦VDI3805¦Internet_EU | PPK SelectPro VDI3805 Internet_EU | PPK SelectPro VDI3805 Internet_EU | H640S/LV24A-SR-TPC |  | 140 kPa | 140 kPa
144309 | H650N+LV24A-SR-TPC | H650N+LV24A-SR-TPC | 26 | H650N | + | LV24A-SR-TPC | Standard actuator | 0 | Scenario 2 |  | PPK¦SelectPro¦VDI3805¦Internet_EU | PPK SelectPro VDI3805 Internet_EU | PPK SelectPro VDI3805 Internet_EU | H650N+LV24A-SR-TPC |  | 70 kPa | 70 kPa
144310 | H650N/LV24A-SR-TPC | H650N/LV24A-SR-TPC | 26 | H650N | / | LV24A-SR-TPC | Standard actuator | 0 | Scenario 2 |  | PPK¦SelectPro¦VDI3805¦Internet_EU | PPK SelectPro VDI3805 Internet_EU | PPK SelectPro VDI3805 Internet_EU | H650N/LV24A-SR-TPC |  | 70 kPa | 70 kPa
144311 | H650R+LV24A-SR-TPC | H650R+LV24A-SR-TPC | 26 | H650R | + | LV24A-SR-TPC | Standard actuator | 0 | Scenario 2 |  | PPK¦SelectPro¦VDI3805¦Internet_EU | PPK SelectPro VDI3805 Internet_EU | PPK SelectPro VDI3805 Internet_EU | H650R+LV24A-SR-TPC |  | 70 kPa | 70 kPa
144312 | H650R/LV24A-SR-TPC | H650R/LV24A-SR-TPC | 26 | H650R | / | LV24A-SR-TPC | Standard actuator | 0 | Scenario 2 |  | PPK¦SelectPro¦VDI3805¦Internet_EU | PPK SelectPro VDI3805 Internet_EU | PPK SelectPro VDI3805 Internet_EU | H650R/LV24A-SR-TPC |  | 70 kPa | 70 kPa
144313 | H650S+LV24A-SR-TPC | H650S+LV24A-SR-TPC | 26 | H650S | + | LV24A-SR-TPC | Standard actuator | 0 | Scenario 2 |  | PPK¦SelectPro¦VDI3805¦Internet_EU | PPK SelectPro VDI3805 Internet_EU | PPK SelectPro VDI3805 Internet_EU | H650S+LV24A-SR-TPC |  | 60 kPa | 60 kPa
144314 | H650S/LV24A-SR-TPC | H650S/LV24A-SR-TPC | 26 | H650S | / | LV24A-SR-TPC | Standard actuator | 0 | Scenario 2 |  | PPK¦SelectPro¦VDI3805¦Internet_EU | PPK SelectPro VDI3805 Internet_EU | PPK SelectPro VDI3805 Internet_EU | H650S/LV24A-SR-TPC |  | 60 kPa | 60 kPa
144315 | H711N+LV24A-SR-TPC | H711N+LV24A-SR-TPC | 26 | H711N | + | LV24A-SR-TPC | Standard actuator | 1 | Scenario 2 |  | PPK¦SelectPro¦VDI3805¦Internet_EU | PPK SelectPro VDI3805 Internet_EU | PPK SelectPro VDI3805 Internet_EU | H711N+LV24A-SR-TPC |  | 1300 kPa | 400 kPa
144316 | H711N/LV24A-SR-TPC | H711N/LV24A-SR-TPC | 26 | H711N | / | LV24A-SR-TPC | Standard actuator | 1 | Scenario 2 |  | PPK¦SelectPro¦VDI3805¦Internet_EU | PPK SelectPro VDI3805 Internet_EU | PPK SelectPro VDI3805 Internet_EU | H711N/LV24A-SR-TPC |  | 1300 kPa | 400 kPa
144317 | H711R+LV24A-SR-TPC | H711R+LV24A-SR-TPC | 26 | H711R | + | LV24A-SR-TPC | Standard actuator | 1 | Scenario 2 |  | PPK¦SelectPro¦VDI3805¦Internet_EU | PPK SelectPro VDI3805 Internet_EU | PPK SelectPro VDI3805 Internet_EU | H711R+LV24A-SR-TPC |  | 600 kPa | 400 kPa
144318 | H711R/LV24A-SR-TPC | H711R/LV24A-SR-TPC | 26 | H711R | / | LV24A-SR-TPC | Standard actuator | 1 | Scenario 2 |  | PPK¦SelectPro¦VDI3805¦Internet_EU | PPK SelectPro VDI3805 Internet_EU | PPK SelectPro VDI3805 Internet_EU | H711R/LV24A-SR-TPC |  | 600 kPa | 400 kPa
144319 | H712N+LV24A-SR-TPC | H712N+LV24A-SR-TPC | 26 | H712N | + | LV24A-SR-TPC | Standard actuator | 1 | Scenario 2 |  | PPK¦SelectPro¦VDI3805¦Internet_EU | PPK SelectPro VDI3805 Internet_EU | PPK SelectPro VDI3805 Internet_EU | H712N+LV24A-SR-TPC |  | 1300 kPa | 400 kPa
144320 | H712N/LV24A-SR-TPC | H712N/LV24A-SR-TPC | 26 | H712N | / | LV24A-SR-TPC | Standard actuator | 1 | Scenario 2 |  | PPK¦SelectPro¦VDI3805¦Internet_EU | PPK SelectPro VDI3805 Internet_EU | PPK SelectPro VDI3805 Internet_EU | H712N/LV24A-SR-TPC |  | 1300 kPa | 400 kPa
144321 | H712R+LV24A-SR-TPC | H712R+LV24A-SR-TPC | 26 | H712R | + | LV24A-SR-TPC | Standard actuator | 1 | Scenario 2 |  | PPK¦SelectPro¦VDI3805¦Internet_EU | PPK SelectPro VDI3805 Internet_EU | PPK SelectPro VDI3805 Internet_EU | H712R+LV24A-SR-TPC |  | 600 kPa | 400 kPa
144322 | H712R/LV24A-SR-TPC | H712R/LV24A-SR-TPC | 26 | H712R | / | LV24A-SR-TPC | Standard actuator | 1 | Scenario 2 |  | PPK¦SelectPro¦VDI3805¦Internet_EU | PPK SelectPro VDI3805 Internet_EU | PPK SelectPro VDI3805 Internet_EU | H712R/LV24A-SR-TPC |  | 600 kPa | 400 kPa
144323 | H680S/EVC24A-SR | H680S/EVC24A-SR | 26 | H680S | / | EVC24A-SR | Fast runner | 1 | Scenario 2 |  | PPK¦SelectPro¦VDI3805¦Internet_EU | PPK SelectPro VDI3805 Internet_EU | PPK SelectPro VDI3805 Internet_EU | H680S/EVC24A-SR |  | 350 kPa | 350 kPa
144324 | H7065X63-S4/EV24A-SR-TPC | H7065X63-S4/EV24A-SR-TPC | 26 | H7065X63-S4 | / | EV24A-SR-TPC | Standard actuator | 0 | Scenario 2 |  | PPK¦SelectPro¦VDI3805¦Internet_EU | PPK SelectPro VDI3805 Internet_EU | PPK SelectPro VDI3805 Internet_EU | H7065X63-S4/EV24A-SR-TPC |  | 550 kPa | 550 kPa
144325 | H7065X63-S4/EVC24A-SR | H7065X63-S4/EVC24A-SR | 26 | H7065X63-S4 | / | EVC24A-SR | Fast runner | 1 | Scenario 2 |  | PPK¦SelectPro¦VDI3805¦Internet_EU | PPK SelectPro VDI3805 Internet_EU | PPK SelectPro VDI3805 Internet_EU | H7065X63-S4/EVC24A-SR |  | 550 kPa | 550 kPa
144326 | H7065Y63-S4/EV24A-SR-TPC | H7065Y63-S4/EV24A-SR-TPC | 26 | H7065Y63-S4 | / | EV24A-SR-TPC | Standard actuator | 0 | Scenario 2 |  | PPK¦SelectPro¦VDI3805¦Internet_EU | PPK SelectPro VDI3805 Internet_EU | PPK SelectPro VDI3805 Internet_EU | H7065Y63-S4/EV24A-SR-TPC |  | 550 kPa | 550 kPa
144327 | H7065Y63-S4/EVC24A-SR | H7065Y63-S4/EVC24A-SR | 26 | H7065Y63-S4 | / | EVC24A-SR | Fast runner | 1 | Scenario 2 |  | PPK¦SelectPro¦VDI3805¦Internet_EU | PPK SelectPro VDI3805 Internet_EU | PPK SelectPro VDI3805 Internet_EU | H7065Y63-S4/EVC24A-SR |  | 550 kPa | 550 kPa
144328 | H7080X100-S4/EV24A-SR-TPC | H7080X100-S4/EV24A-SR-TPC | 26 | H7080X100-S4 | / | EV24A-SR-TPC | Standard actuator | 0 | Scenario 2 |  | PPK¦SelectPro¦VDI3805¦Internet_EU | PPK SelectPro VDI3805 Internet_EU | PPK SelectPro VDI3805 Internet_EU | H7080X100-S4/EV24A-SR-TPC |  | 350 kPa | 350 kPa
144329 | H7080X100-S4/EVC24A-SR | H7080X100-S4/EVC24A-SR | 26 | H7080X100-S4 | / | EVC24A-SR | Fast runner | 1 | Scenario 2 |  | PPK¦SelectPro¦VDI3805¦Internet_EU | PPK SelectPro VDI3805 Internet_EU | PPK SelectPro VDI3805 Internet_EU | H7080X100-S4/EVC24A-SR |  | 350 kPa | 350 kPa
144330 | H7080Y100-S4/EV24A-SR-TPC | H7080Y100-S4/EV24A-SR-TPC | 26 | H7080Y100-S4 | / | EV24A-SR-TPC | Standard actuator | 0 | Scenario 2 |  | PPK¦SelectPro¦VDI3805¦Internet_EU | PPK SelectPro VDI3805 Internet_EU | PPK SelectPro VDI3805 Internet_EU | H7080Y100-S4/EV24A-SR-TPC |  | 350 kPa | 350 kPa
144331 | H7080Y100-S4/EVC24A-SR | H7080Y100-S4/EVC24A-SR | 26 | H7080Y100-S4 | / | EVC24A-SR | Fast runner | 1 | Scenario 2 |  | PPK¦SelectPro¦VDI3805¦Internet_EU | PPK SelectPro VDI3805 Internet_EU | PPK SelectPro VDI3805 Internet_EU | H7080Y100-S4/EVC24A-SR |  | 350 kPa | 350 kPa
144332 | H7100N/EV24A-SR-TPC | H7100N/EV24A-SR-TPC | 26 | H7100N | / | EV24A-SR-TPC | Standard actuator | 0 | Scenario 2 |  | PPK¦SelectPro¦VDI3805¦Internet_EU | PPK SelectPro VDI3805 Internet_EU | PPK SelectPro VDI3805 Internet_EU | H7100N/EV24A-SR-TPC |  | 200 kPa | 200 kPa
144333 | H7100N/EVC24A-SR | H7100N/EVC24A-SR | 26 | H7100N | / | EVC24A-SR | Fast runner | 1 | Scenario 2 |  | PPK¦SelectPro¦VDI3805¦Internet_EU | PPK SelectPro VDI3805 Internet_EU | PPK SelectPro VDI3805 Internet_EU | H7100N/EVC24A-SR |  | 200 kPa | 200 kPa
144334 | H7100R/EV24A-SR-TPC | H7100R/EV24A-SR-TPC | 26 | H7100R | / | EV24A-SR-TPC | Standard actuator | 0 | Scenario 2 |  | PPK¦SelectPro¦VDI3805¦Internet_EU | PPK SelectPro VDI3805 Internet_EU | PPK SelectPro VDI3805 Internet_EU | H7100R/EV24A-SR-TPC |  | 200 kPa | 200 kPa
144335 | H7100R/EVC24A-SR | H7100R/EVC24A-SR | 26 | H7100R | / | EVC24A-SR | Fast runner | 1 | Scenario 2 |  | PPK¦SelectPro¦VDI3805¦Internet_EU | PPK SelectPro VDI3805 Internet_EU | PPK SelectPro VDI3805 Internet_EU | H7100R/EVC24A-SR |  | 200 kPa | 200 kPa
144336 | H7100X160-S4/EV24A-SR-TPC | H7100X160-S4/EV24A-SR-TPC | 26 | H7100X160-S4 | / | EV24A-SR-TPC | Standard actuator | 0 | Scenario 2 |  | PPK¦SelectPro¦VDI3805¦Internet_EU | PPK SelectPro VDI3805 Internet_EU | PPK SelectPro VDI3805 Internet_EU | H7100X160-S4/EV24A-SR-TPC |  | 200 kPa | 200 kPa
144337 | H7100X160-S4/EVC24A-SR | H7100X160-S4/EVC24A-SR | 26 | H7100X160-S4 | / | EVC24A-SR | Fast runner | 1 | Scenario 2 |  | PPK¦SelectPro¦VDI3805¦Internet_EU | PPK SelectPro VDI3805 Internet_EU | PPK SelectPro VDI3805 Internet_EU | H7100X160-S4/EVC24A-SR |  | 200 kPa | 200 kPa
144338 | H7100Y160-S4/EV24A-SR-TPC | H7100Y160-S4/EV24A-SR-TPC | 26 | H7100Y160-S4 | / | EV24A-SR-TPC | Standard actuator | 0 | Scenario 2 |  | PPK¦SelectPro¦VDI3805¦Internet_EU | PPK SelectPro VDI3805 Internet_EU | PPK SelectPro VDI3805 Internet_EU | H7100Y160-S4/EV24A-SR-TPC |  | 200 kPa | 200 kPa
144339 | H7100Y160-S4/EVC24A-SR | H7100Y160-S4/EVC24A-SR | 26 | H7100Y160-S4 | / | EVC24A-SR | Fast runner | 1 | Scenario 2 |  | PPK¦SelectPro¦VDI3805¦Internet_EU | PPK SelectPro VDI3805 Internet_EU | PPK SelectPro VDI3805 Internet_EU | H7100Y160-S4/EVC24A-SR |  | 200 kPa | 200 kPa
144340 | H7125N/EV24A-SR-TPC | H7125N/EV24A-SR-TPC | 26 | H7125N | / | EV24A-SR-TPC | Standard actuator | 0 | Scenario 2 |  | PPK¦SelectPro¦VDI3805¦Internet_EU | PPK SelectPro VDI3805 Internet_EU | PPK SelectPro VDI3805 Internet_EU | H7125N/EV24A-SR-TPC |  | 130 kPa | 130 kPa
144341 | H7125N/EVC24A-SR | H7125N/EVC24A-SR | 26 | H7125N | / | EVC24A-SR | Fast runner | 1 | Scenario 2 |  | PPK¦SelectPro¦VDI3805¦Internet_EU | PPK SelectPro VDI3805 Internet_EU | PPK SelectPro VDI3805 Internet_EU | H7125N/EVC24A-SR |  | 130 kPa | 130 kPa
144342 | H7150N/EV24A-SR-TPC | H7150N/EV24A-SR-TPC | 26 | H7150N | / | EV24A-SR-TPC | Standard actuator | 0 | Scenario 2 |  | PPK¦SelectPro¦VDI3805¦Internet_EU | PPK SelectPro VDI3805 Internet_EU | PPK SelectPro VDI3805 Internet_EU | H7150N/EV24A-SR-TPC |  | 80 kPa | 80 kPa
144343 | H7150N/EVC24A-SR | H7150N/EVC24A-SR | 26 | H7150N | / | EVC24A-SR | Fast runner | 1 | Scenario 2 |  | PPK¦SelectPro¦VDI3805¦Internet_EU | PPK SelectPro VDI3805 Internet_EU | PPK SelectPro VDI3805 Internet_EU | H7150N/EVC24A-SR |  | 80 kPa | 80 kPa
144344 | H765N/EV24A-SR-TPC | H765N/EV24A-SR-TPC | 26 | H765N | / | EV24A-SR-TPC | Standard actuator | 1 | Scenario 2 |  | PPK¦SelectPro¦VDI3805¦Internet_EU | PPK SelectPro VDI3805 Internet_EU | PPK SelectPro VDI3805 Internet_EU | H765N/EV24A-SR-TPC |  | 550 kPa | 400 kPa
144345 | H765N/EVC24A-SR | H765N/EVC24A-SR | 26 | H765N | / | EVC24A-SR | Fast runner | 1 | Scenario 2 |  | PPK¦SelectPro¦VDI3805¦Internet_EU | PPK SelectPro VDI3805 Internet_EU | PPK SelectPro VDI3805 Internet_EU | H765N/EVC24A-SR |  | 550 kPa | 400 kPa
144346 | H780N/EV24A-SR-TPC | H780N/EV24A-SR-TPC | 26 | H780N | / | EV24A-SR-TPC | Standard actuator | 0 | Scenario 2 |  | PPK¦SelectPro¦VDI3805¦Internet_EU | PPK SelectPro VDI3805 Internet_EU | PPK SelectPro VDI3805 Internet_EU | H780N/EV24A-SR-TPC |  | 350 kPa | 350 kPa
144347 | H780N/EVC24A-SR | H780N/EVC24A-SR | 26 | H780N | / | EVC24A-SR | Fast runner | 1 | Scenario 2 |  | PPK¦SelectPro¦VDI3805¦Internet_EU | PPK SelectPro VDI3805 Internet_EU | PPK SelectPro VDI3805 Internet_EU | H780N/EVC24A-SR |  | 350 kPa | 350 kPa
144348 | H6100N/RV24A-SR | H6100N/RV24A-SR | 26 | H6100N | / | RV24A-SR | Standard actuator | 1 | Scenario 2 |  | PPK¦SelectPro¦VDI3805¦Internet_EU | PPK SelectPro VDI3805 Internet_EU | PPK SelectPro VDI3805 Internet_EU | H6100N/RV24A-SR |  | 450 kPa | 400 kPa
144349 | H6100R/RV24A-SR | H6100R/RV24A-SR | 26 | H6100R | / | RV24A-SR | Standard actuator | 1 | Scenario 2 |  | PPK¦SelectPro¦VDI3805¦Internet_EU | PPK SelectPro VDI3805 Internet_EU | PPK SelectPro VDI3805 Internet_EU | H6100R/RV24A-SR |  | 450 kPa | 400 kPa
144350 | H6100S/RV24A-SR | H6100S/RV24A-SR | 26 | H6100S | / | RV24A-SR | Standard actuator | 1 | Scenario 2 |  | PPK¦SelectPro¦VDI3805¦Internet_EU | PPK SelectPro VDI3805 Internet_EU | PPK SelectPro VDI3805 Internet_EU | H6100S/RV24A-SR |  | 450 kPa | 450 kPa
144351 | H6100SP/RV24A-SR | H6100SP/RV24A-SR | 26 | H6100SP | / | RV24A-SR | Standard actuator | 0 | Scenario 2 |  | PPK¦SelectPro¦VDI3805¦Internet_EU | PPK SelectPro VDI3805 Internet_EU | PPK SelectPro VDI3805 Internet_EU | H6100SP/RV24A-SR |  | 600 kPa | 600 kPa
144353 | H6125S/RV24A-SR | H6125S/RV24A-SR | 26 | H6125S | / | RV24A-SR | Standard actuator | 1 | Scenario 2 |  | PPK¦SelectPro¦VDI3805¦Internet_EU | PPK SelectPro VDI3805 Internet_EU | PPK SelectPro VDI3805 Internet_EU | H6125S/RV24A-SR |  | 250 kPa | 250 kPa
144354 | H6125SP/RV24A-SR | H6125SP/RV24A-SR | 26 | H6125SP | / | RV24A-SR | Standard actuator | 0 | Scenario 2 |  | PPK¦SelectPro¦VDI3805¦Internet_EU | PPK SelectPro VDI3805 Internet_EU | PPK SelectPro VDI3805 Internet_EU | H6125SP/RV24A-SR |  | 600 kPa | 600 kPa
144356 | H6150S/RV24A-SR | H6150S/RV24A-SR | 26 | H6150S | / | RV24A-SR | Standard actuator | 1 | Scenario 2 |  | PPK¦SelectPro¦VDI3805¦Internet_EU | PPK SelectPro VDI3805 Internet_EU | PPK SelectPro VDI3805 Internet_EU | H6150S/RV24A-SR |  | 180 kPa | 180 kPa
144357 | H6150SP/RV24A-SR | H6150SP/RV24A-SR | 26 | H6150SP | / | RV24A-SR | Standard actuator | 0 | Scenario 2 |  | PPK¦SelectPro¦VDI3805¦Internet_EU | PPK SelectPro VDI3805 Internet_EU | PPK SelectPro VDI3805 Internet_EU | H6150SP/RV24A-SR |  | 600 kPa | 600 kPa
144358 | H665N/RV24A-SR | H665N/RV24A-SR | 26 | H665N | / | RV24A-SR | Standard actuator | 0 | Scenario 2 |  | PPK¦SelectPro¦VDI3805¦Internet_EU | PPK SelectPro VDI3805 Internet_EU | PPK SelectPro VDI3805 Internet_EU | H665N/RV24A-SR |  | 1100 kPa | 400 kPa
144359 | H665S/RV24A-SR | H665S/RV24A-SR | 26 | H665S | / | RV24A-SR | Standard actuator | 1 | Scenario 2 |  | PPK¦SelectPro¦VDI3805¦Internet_EU | PPK SelectPro VDI3805 Internet_EU | PPK SelectPro VDI3805 Internet_EU | H665S/RV24A-SR |  | 1100 kPa | 1000 kPa
144360 | H680N/RV24A-SR | H680N/RV24A-SR | 26 | H680N | / | RV24A-SR | Standard actuator | 1 | Scenario 2 |  | PPK¦SelectPro¦VDI3805¦Internet_EU | PPK SelectPro VDI3805 Internet_EU | PPK SelectPro VDI3805 Internet_EU | H680N/RV24A-SR |  | 700 kPa | 400 kPa
144361 | H680S/RV24A-SR | H680S/RV24A-SR | 26 | H680S | / | RV24A-SR | Standard actuator | 1 | Scenario 2 |  | PPK¦SelectPro¦VDI3805¦Internet_EU | PPK SelectPro VDI3805 Internet_EU | PPK SelectPro VDI3805 Internet_EU | H680S/RV24A-SR |  | 700 kPa | 700 kPa
144362 | H7065X63-S4/RV24A-SR | H7065X63-S4/RV24A-SR | 26 | H7065X63-S4 | / | RV24A-SR | Standard actuator | 1 | Scenario 2 |  | PPK¦SelectPro¦VDI3805¦Internet_EU | PPK SelectPro VDI3805 Internet_EU | PPK SelectPro VDI3805 Internet_EU | H7065X63-S4/RV24A-SR |  | 1100 kPa | 1000 kPa
144363 | H7065Y63-S4/RV24A-SR | H7065Y63-S4/RV24A-SR | 26 | H7065Y63-S4 | / | RV24A-SR | Standard actuator | 1 | Scenario 2 |  | PPK¦SelectPro¦VDI3805¦Internet_EU | PPK SelectPro VDI3805 Internet_EU | PPK SelectPro VDI3805 Internet_EU | H7065Y63-S4/RV24A-SR |  | 1100 kPa | 1000 kPa
144364 | H7080X100-S4/RV24A-SR | H7080X100-S4/RV24A-SR | 26 | H7080X100-S4 | / | RV24A-SR | Standard actuator | 1 | Scenario 2 |  | PPK¦SelectPro¦VDI3805¦Internet_EU | PPK SelectPro VDI3805 Internet_EU | PPK SelectPro VDI3805 Internet_EU | H7080X100-S4/RV24A-SR |  | 700 kPa | 700 kPa
144365 | H7080Y100-S4/RV24A-SR | H7080Y100-S4/RV24A-SR | 26 | H7080Y100-S4 | / | RV24A-SR | Standard actuator | 1 | Scenario 2 |  | PPK¦SelectPro¦VDI3805¦Internet_EU | PPK SelectPro VDI3805 Internet_EU | PPK SelectPro VDI3805 Internet_EU | H7080Y100-S4/RV24A-SR |  | 700 kPa | 700 kPa
144366 | H7100N/RV24A-SR | H7100N/RV24A-SR | 26 | H7100N | / | RV24A-SR | Standard actuator | 1 | Scenario 2 |  | PPK¦SelectPro¦VDI3805¦Internet_EU | PPK SelectPro VDI3805 Internet_EU | PPK SelectPro VDI3805 Internet_EU | H7100N/RV24A-SR |  | 450 kPa | 400 kPa
144367 | H7100R/RV24A-SR | H7100R/RV24A-SR | 26 | H7100R | / | RV24A-SR | Standard actuator | 1 | Scenario 2 |  | PPK¦SelectPro¦VDI3805¦Internet_EU | PPK SelectPro VDI3805 Internet_EU | PPK SelectPro VDI3805 Internet_EU | H7100R/RV24A-SR |  | 450 kPa | 400 kPa
144368 | H7100X160-S4/RV24A-SR | H7100X160-S4/RV24A-SR | 26 | H7100X160-S4 | / | RV24A-SR | Standard actuator | 1 | Scenario 2 |  | PPK¦SelectPro¦VDI3805¦Internet_EU | PPK SelectPro VDI3805 Internet_EU | PPK SelectPro VDI3805 Internet_EU | H7100X160-S4/RV24A-SR |  | 450 kPa | 450 kPa
144369 | H7100Y160-S4/RV24A-SR | H7100Y160-S4/RV24A-SR | 26 | H7100Y160-S4 | / | RV24A-SR | Standard actuator | 1 | Scenario 2 |  | PPK¦SelectPro¦VDI3805¦Internet_EU | PPK SelectPro VDI3805 Internet_EU | PPK SelectPro VDI3805 Internet_EU | H7100Y160-S4/RV24A-SR |  | 450 kPa | 450 kPa
144370 | H7125N/RV24A-SR | H7125N/RV24A-SR | 26 | H7125N | / | RV24A-SR | Standard actuator | 1 | Scenario 2 |  | PPK¦SelectPro¦VDI3805¦Internet_EU | PPK SelectPro VDI3805 Internet_EU | PPK SelectPro VDI3805 Internet_EU | H7125N/RV24A-SR |  | 290 kPa | 290 kPa
144371 | H7150N/RV24A-SR | H7150N/RV24A-SR | 26 | H7150N | / | RV24A-SR | Standard actuator | 1 | Scenario 2 |  | PPK¦SelectPro¦VDI3805¦Internet_EU | PPK SelectPro VDI3805 Internet_EU | PPK SelectPro VDI3805 Internet_EU | H7150N/RV24A-SR |  | 190 kPa | 190 kPa
144372 | H765N/RV24A-SR | H765N/RV24A-SR | 26 | H765N | / | RV24A-SR | Standard actuator | 0 | Scenario 2 |  | PPK¦SelectPro¦VDI3805¦Internet_EU | PPK SelectPro VDI3805 Internet_EU | PPK SelectPro VDI3805 Internet_EU | H765N/RV24A-SR |  | 1100 kPa | 400 kPa
144373 | H780N/RV24A-SR | H780N/RV24A-SR | 26 | H780N | / | RV24A-SR | Standard actuator | 1 | Scenario 2 |  | PPK¦SelectPro¦VDI3805¦Internet_EU | PPK SelectPro VDI3805 Internet_EU | PPK SelectPro VDI3805 Internet_EU | H780N/RV24A-SR |  | 700 kPa | 400 kPa
144374 | H411B+LVC24A-SR-TPC | H411B+LVC24A-SR-TPC | 26 | H411B | + | LVC24A-SR-TPC | Fast runner | 1 | Scenario 2 |  | PPK¦SelectPro¦VDI3805¦Internet_EU | PPK SelectPro VDI3805 Internet_EU | PPK SelectPro VDI3805 Internet_EU | H411B+LVC24A-SR-TPC |  | 1300 kPa | 400 kPa
144375 | H411B/LVC24A-SR-TPC | H411B/LVC24A-SR-TPC | 26 | H411B | / | LVC24A-SR-TPC | Fast runner | 1 | Scenario 2 |  | PPK¦SelectPro¦VDI3805¦Internet_EU | PPK SelectPro VDI3805 Internet_EU | PPK SelectPro VDI3805 Internet_EU | H411B/LVC24A-SR-TPC |  | 1300 kPa | 400 kPa
144376 | H412B+LVC24A-SR-TPC | H412B+LVC24A-SR-TPC | 26 | H412B | + | LVC24A-SR-TPC | Fast runner | 1 | Scenario 2 |  | PPK¦SelectPro¦VDI3805¦Internet_EU | PPK SelectPro VDI3805 Internet_EU | PPK SelectPro VDI3805 Internet_EU | H412B+LVC24A-SR-TPC |  | 1300 kPa | 400 kPa
144377 | H412B/LVC24A-SR-TPC | H412B/LVC24A-SR-TPC | 26 | H412B | / | LVC24A-SR-TPC | Fast runner | 1 | Scenario 2 |  | PPK¦SelectPro¦VDI3805¦Internet_EU | PPK SelectPro VDI3805 Internet_EU | PPK SelectPro VDI3805 Internet_EU | H412B/LVC24A-SR-TPC |  | 1300 kPa | 400 kPa
144378 | H413B+LVC24A-SR-TPC | H413B+LVC24A-SR-TPC | 26 | H413B | + | LVC24A-SR-TPC | Fast runner | 1 | Scenario 2 |  | PPK¦SelectPro¦VDI3805¦Internet_EU | PPK SelectPro VDI3805 Internet_EU | PPK SelectPro VDI3805 Internet_EU | H413B+LVC24A-SR-TPC |  | 1300 kPa | 400 kPa
144379 | H413B/LVC24A-SR-TPC | H413B/LVC24A-SR-TPC | 26 | H413B | / | LVC24A-SR-TPC | Fast runner | 1 | Scenario 2 |  | PPK¦SelectPro¦VDI3805¦Internet_EU | PPK SelectPro VDI3805 Internet_EU | PPK SelectPro VDI3805 Internet_EU | H413B/LVC24A-SR-TPC |  | 1300 kPa | 400 kPa
144380 | H414B+LVC24A-SR-TPC | H414B+LVC24A-SR-TPC | 26 | H414B | + | LVC24A-SR-TPC | Fast runner | 1 | Scenario 2 |  | PPK¦SelectPro¦VDI3805¦Internet_EU | PPK SelectPro VDI3805 Internet_EU | PPK SelectPro VDI3805 Internet_EU | H414B+LVC24A-SR-TPC |  | 1300 kPa | 400 kPa
144381 | H414B/LVC24A-SR-TPC | H414B/LVC24A-SR-TPC | 26 | H414B | / | LVC24A-SR-TPC | Fast runner | 1 | Scenario 2 |  | PPK¦SelectPro¦VDI3805¦Internet_EU | PPK SelectPro VDI3805 Internet_EU | PPK SelectPro VDI3805 Internet_EU | H414B/LVC24A-SR-TPC |  | 1300 kPa | 400 kPa
144382 | H415B+LVC24A-SR-TPC | H415B+LVC24A-SR-TPC | 26 | H415B | + | LVC24A-SR-TPC | Fast runner | 1 | Scenario 2 |  | PPK¦SelectPro¦VDI3805¦Internet_EU | PPK SelectPro VDI3805 Internet_EU | PPK SelectPro VDI3805 Internet_EU | H415B+LVC24A-SR-TPC |  | 1300 kPa | 400 kPa
144383 | H415B/LVC24A-SR-TPC | H415B/LVC24A-SR-TPC | 26 | H415B | / | LVC24A-SR-TPC | Fast runner | 1 | Scenario 2 |  | PPK¦SelectPro¦VDI3805¦Internet_EU | PPK SelectPro VDI3805 Internet_EU | PPK SelectPro VDI3805 Internet_EU | H415B/LVC24A-SR-TPC |  | 1300 kPa | 400 kPa
144384 | H420B+LVC24A-SR-TPC | H420B+LVC24A-SR-TPC | 26 | H420B | + | LVC24A-SR-TPC | Fast runner | 1 | Scenario 2 |  | PPK¦SelectPro¦VDI3805¦Internet_EU | PPK SelectPro VDI3805 Internet_EU | PPK SelectPro VDI3805 Internet_EU | H420B+LVC24A-SR-TPC |  | 900 kPa | 400 kPa
144385 | H420B/LVC24A-SR-TPC | H420B/LVC24A-SR-TPC | 26 | H420B | / | LVC24A-SR-TPC | Fast runner | 1 | Scenario 2 |  | PPK¦SelectPro¦VDI3805¦Internet_EU | PPK SelectPro VDI3805 Internet_EU | PPK SelectPro VDI3805 Internet_EU | H420B/LVC24A-SR-TPC |  | 900 kPa | 400 kPa
144386 | H425B+LVC24A-SR-TPC | H425B+LVC24A-SR-TPC | 26 | H425B | + | LVC24A-SR-TPC | Fast runner | 1 | Scenario 2 |  | PPK¦SelectPro¦VDI3805¦Internet_EU | PPK SelectPro VDI3805 Internet_EU | PPK SelectPro VDI3805 Internet_EU | H425B+LVC24A-SR-TPC |  | 500 kPa | 400 kPa
144387 | H425B/LVC24A-SR-TPC | H425B/LVC24A-SR-TPC | 26 | H425B | / | LVC24A-SR-TPC | Fast runner | 1 | Scenario 2 |  | PPK¦SelectPro¦VDI3805¦Internet_EU | PPK SelectPro VDI3805 Internet_EU | PPK SelectPro VDI3805 Internet_EU | H425B/LVC24A-SR-TPC |  | 500 kPa | 400 kPa
144388 | H432B+LVC24A-SR-TPC | H432B+LVC24A-SR-TPC | 26 | H432B | + | LVC24A-SR-TPC | Fast runner | 0 | Scenario 2 |  | PPK¦SelectPro¦VDI3805¦Internet_EU | PPK SelectPro VDI3805 Internet_EU | PPK SelectPro VDI3805 Internet_EU | H432B+LVC24A-SR-TPC |  | 350 kPa | 350 kPa
144389 | H432B/LVC24A-SR-TPC | H432B/LVC24A-SR-TPC | 26 | H432B | / | LVC24A-SR-TPC | Fast runner | 0 | Scenario 2 |  | PPK¦SelectPro¦VDI3805¦Internet_EU | PPK SelectPro VDI3805 Internet_EU | PPK SelectPro VDI3805 Internet_EU | H432B/LVC24A-SR-TPC |  | 350 kPa | 350 kPa
144390 | H440B+LVC24A-SR-TPC | H440B+LVC24A-SR-TPC | 26 | H440B | + | LVC24A-SR-TPC | Fast runner | 0 | Scenario 2 |  | PPK¦SelectPro¦VDI3805¦Internet_EU | PPK SelectPro VDI3805 Internet_EU | PPK SelectPro VDI3805 Internet_EU | H440B+LVC24A-SR-TPC |  | 150 kPa | 150 kPa
144391 | H440B/LVC24A-SR-TPC | H440B/LVC24A-SR-TPC | 26 | H440B | / | LVC24A-SR-TPC | Fast runner | 0 | Scenario 2 |  | PPK¦SelectPro¦VDI3805¦Internet_EU | PPK SelectPro VDI3805 Internet_EU | PPK SelectPro VDI3805 Internet_EU | H440B/LVC24A-SR-TPC |  | 150 kPa | 150 kPa
144392 | H713N+LV24A-SR-TPC | H713N+LV24A-SR-TPC | 26 | H713N | + | LV24A-SR-TPC | Standard actuator | 1 | Scenario 2 |  | PPK¦SelectPro¦VDI3805¦Internet_EU | PPK SelectPro VDI3805 Internet_EU | PPK SelectPro VDI3805 Internet_EU | H713N+LV24A-SR-TPC |  | 1300 kPa | 400 kPa
144393 | H713N/LV24A-SR-TPC | H713N/LV24A-SR-TPC | 26 | H713N | / | LV24A-SR-TPC | Standard actuator | 1 | Scenario 2 |  | PPK¦SelectPro¦VDI3805¦Internet_EU | PPK SelectPro VDI3805 Internet_EU | PPK SelectPro VDI3805 Internet_EU | H713N/LV24A-SR-TPC |  | 1300 kPa | 400 kPa
144394 | H713R+LV24A-SR-TPC | H713R+LV24A-SR-TPC | 26 | H713R | + | LV24A-SR-TPC | Standard actuator | 1 | Scenario 2 |  | PPK¦SelectPro¦VDI3805¦Internet_EU | PPK SelectPro VDI3805 Internet_EU | PPK SelectPro VDI3805 Internet_EU | H713R+LV24A-SR-TPC |  | 600 kPa | 400 kPa
144395 | H713R/LV24A-SR-TPC | H713R/LV24A-SR-TPC | 26 | H713R | / | LV24A-SR-TPC | Standard actuator | 1 | Scenario 2 |  | PPK¦SelectPro¦VDI3805¦Internet_EU | PPK SelectPro VDI3805 Internet_EU | PPK SelectPro VDI3805 Internet_EU | H713R/LV24A-SR-TPC |  | 600 kPa | 400 kPa
144396 | H714N+LV24A-SR-TPC | H714N+LV24A-SR-TPC | 26 | H714N | + | LV24A-SR-TPC | Standard actuator | 1 | Scenario 2 |  | PPK¦SelectPro¦VDI3805¦Internet_EU | PPK SelectPro VDI3805 Internet_EU | PPK SelectPro VDI3805 Internet_EU | H714N+LV24A-SR-TPC |  | 1300 kPa | 400 kPa
144397 | H714N/LV24A-SR-TPC | H714N/LV24A-SR-TPC | 26 | H714N | / | LV24A-SR-TPC | Standard actuator | 1 | Scenario 2 |  | PPK¦SelectPro¦VDI3805¦Internet_EU | PPK SelectPro VDI3805 Internet_EU | PPK SelectPro VDI3805 Internet_EU | H714N/LV24A-SR-TPC |  | 1300 kPa | 400 kPa
144398 | H714R+LV24A-SR-TPC | H714R+LV24A-SR-TPC | 26 | H714R | + | LV24A-SR-TPC | Standard actuator | 1 | Scenario 2 |  | PPK¦SelectPro¦VDI3805¦Internet_EU | PPK SelectPro VDI3805 Internet_EU | PPK SelectPro VDI3805 Internet_EU | H714R+LV24A-SR-TPC |  | 600 kPa | 400 kPa
144399 | H714R/LV24A-SR-TPC | H714R/LV24A-SR-TPC | 26 | H714R | / | LV24A-SR-TPC | Standard actuator | 1 | Scenario 2 |  | PPK¦SelectPro¦VDI3805¦Internet_EU | PPK SelectPro VDI3805 Internet_EU | PPK SelectPro VDI3805 Internet_EU | H714R/LV24A-SR-TPC |  | 600 kPa | 400 kPa
144400 | H715N+LV24A-SR-TPC | H715N+LV24A-SR-TPC | 26 | H715N | + | LV24A-SR-TPC | Standard actuator | 1 | Scenario 2 |  | PPK¦SelectPro¦VDI3805¦Internet_EU | PPK SelectPro VDI3805 Internet_EU | PPK SelectPro VDI3805 Internet_EU | H715N+LV24A-SR-TPC |  | 1300 kPa | 400 kPa
144401 | H715N/LV24A-SR-TPC | H715N/LV24A-SR-TPC | 26 | H715N | / | LV24A-SR-TPC | Standard actuator | 1 | Scenario 2 |  | PPK¦SelectPro¦VDI3805¦Internet_EU | PPK SelectPro VDI3805 Internet_EU | PPK SelectPro VDI3805 Internet_EU | H715N/LV24A-SR-TPC |  | 1300 kPa | 400 kPa
144402 | H715R+LV24A-SR-TPC | H715R+LV24A-SR-TPC | 26 | H715R | + | LV24A-SR-TPC | Standard actuator | 1 | Scenario 2 |  | PPK¦SelectPro¦VDI3805¦Internet_EU | PPK SelectPro VDI3805 Internet_EU | PPK SelectPro VDI3805 Internet_EU | H715R+LV24A-SR-TPC |  | 600 kPa | 400 kPa
144403 | H715R/LV24A-SR-TPC | H715R/LV24A-SR-TPC | 26 | H715R | / | LV24A-SR-TPC | Standard actuator | 1 | Scenario 2 |  | PPK¦SelectPro¦VDI3805¦Internet_EU | PPK SelectPro VDI3805 Internet_EU | PPK SelectPro VDI3805 Internet_EU | H715R/LV24A-SR-TPC |  | 600 kPa | 400 kPa
144404 | H720N+LV24A-SR-TPC | H720N+LV24A-SR-TPC | 26 | H720N | + | LV24A-SR-TPC | Standard actuator | 1 | Scenario 2 |  | PPK¦SelectPro¦VDI3805¦Internet_EU | PPK SelectPro VDI3805 Internet_EU | PPK SelectPro VDI3805 Internet_EU | H720N+LV24A-SR-TPC |  | 900 kPa | 400 kPa
144405 | H720N/LV24A-SR-TPC | H720N/LV24A-SR-TPC | 26 | H720N | / | LV24A-SR-TPC | Standard actuator | 1 | Scenario 2 |  | PPK¦SelectPro¦VDI3805¦Internet_EU | PPK SelectPro VDI3805 Internet_EU | PPK SelectPro VDI3805 Internet_EU | H720N/LV24A-SR-TPC |  | 900 kPa | 400 kPa
144406 | H720R+LV24A-SR-TPC | H720R+LV24A-SR-TPC | 26 | H720R | + | LV24A-SR-TPC | Standard actuator | 1 | Scenario 2 |  | PPK¦SelectPro¦VDI3805¦Internet_EU | PPK SelectPro VDI3805 Internet_EU | PPK SelectPro VDI3805 Internet_EU | H720R+LV24A-SR-TPC |  | 600 kPa | 400 kPa
144407 | H720R/LV24A-SR-TPC | H720R/LV24A-SR-TPC | 26 | H720R | / | LV24A-SR-TPC | Standard actuator | 1 | Scenario 2 |  | PPK¦SelectPro¦VDI3805¦Internet_EU | PPK SelectPro VDI3805 Internet_EU | PPK SelectPro VDI3805 Internet_EU | H720R/LV24A-SR-TPC |  | 600 kPa | 400 kPa
144408 | H725N+LV24A-SR-TPC | H725N+LV24A-SR-TPC | 26 | H725N | + | LV24A-SR-TPC | Standard actuator | 1 | Scenario 2 |  | PPK¦SelectPro¦VDI3805¦Internet_EU | PPK SelectPro VDI3805 Internet_EU | PPK SelectPro VDI3805 Internet_EU | H725N+LV24A-SR-TPC |  | 500 kPa | 400 kPa
144409 | H725N/LV24A-SR-TPC | H725N/LV24A-SR-TPC | 26 | H725N | / | LV24A-SR-TPC | Standard actuator | 1 | Scenario 2 |  | PPK¦SelectPro¦VDI3805¦Internet_EU | PPK SelectPro VDI3805 Internet_EU | PPK SelectPro VDI3805 Internet_EU | H725N/LV24A-SR-TPC |  | 500 kPa | 400 kPa
144410 | H725R+LV24A-SR-TPC | H725R+LV24A-SR-TPC | 26 | H725R | + | LV24A-SR-TPC | Standard actuator | 1 | Scenario 2 |  | PPK¦SelectPro¦VDI3805¦Internet_EU | PPK SelectPro VDI3805 Internet_EU | PPK SelectPro VDI3805 Internet_EU | H725R+LV24A-SR-TPC |  | 500 kPa | 400 kPa
144411 | H725R/LV24A-SR-TPC | H725R/LV24A-SR-TPC | 26 | H725R | / | LV24A-SR-TPC | Standard actuator | 1 | Scenario 2 |  | PPK¦SelectPro¦VDI3805¦Internet_EU | PPK SelectPro VDI3805 Internet_EU | PPK SelectPro VDI3805 Internet_EU | H725R/LV24A-SR-TPC |  | 500 kPa | 400 kPa
144412 | H732N+LV24A-SR-TPC | H732N+LV24A-SR-TPC | 26 | H732N | + | LV24A-SR-TPC | Standard actuator | 0 | Scenario 2 |  | PPK¦SelectPro¦VDI3805¦Internet_EU | PPK SelectPro VDI3805 Internet_EU | PPK SelectPro VDI3805 Internet_EU | H732N+LV24A-SR-TPC |  | 350 kPa | 350 kPa
144413 | H732N/LV24A-SR-TPC | H732N/LV24A-SR-TPC | 26 | H732N | / | LV24A-SR-TPC | Standard actuator | 0 | Scenario 2 |  | PPK¦SelectPro¦VDI3805¦Internet_EU | PPK SelectPro VDI3805 Internet_EU | PPK SelectPro VDI3805 Internet_EU | H732N/LV24A-SR-TPC |  | 350 kPa | 350 kPa
144414 | H732R+LV24A-SR-TPC | H732R+LV24A-SR-TPC | 26 | H732R | + | LV24A-SR-TPC | Standard actuator | 0 | Scenario 2 |  | PPK¦SelectPro¦VDI3805¦Internet_EU | PPK SelectPro VDI3805 Internet_EU | PPK SelectPro VDI3805 Internet_EU | H732R+LV24A-SR-TPC |  | 350 kPa | 350 kPa
144415 | H732R/LV24A-SR-TPC | H732R/LV24A-SR-TPC | 26 | H732R | / | LV24A-SR-TPC | Standard actuator | 0 | Scenario 2 |  | PPK¦SelectPro¦VDI3805¦Internet_EU | PPK SelectPro VDI3805 Internet_EU | PPK SelectPro VDI3805 Internet_EU | H732R/LV24A-SR-TPC |  | 350 kPa | 350 kPa
144416 | H740N+LV24A-SR-TPC | H740N+LV24A-SR-TPC | 26 | H740N | + | LV24A-SR-TPC | Standard actuator | 0 | Scenario 2 |  | PPK¦SelectPro¦VDI3805¦Internet_EU | PPK SelectPro VDI3805 Internet_EU | PPK SelectPro VDI3805 Internet_EU | H740N+LV24A-SR-TPC |  | 150 kPa | 150 kPa
144417 | H740N/LV24A-SR-TPC | H740N/LV24A-SR-TPC | 26 | H740N | / | LV24A-SR-TPC | Standard actuator | 0 | Scenario 2 |  | PPK¦SelectPro¦VDI3805¦Internet_EU | PPK SelectPro VDI3805 Internet_EU | PPK SelectPro VDI3805 Internet_EU | H740N/LV24A-SR-TPC |  | 150 kPa | 150 kPa
144418 | H740R+LV24A-SR-TPC | H740R+LV24A-SR-TPC | 26 | H740R | + | LV24A-SR-TPC | Standard actuator | 0 | Scenario 2 |  | PPK¦SelectPro¦VDI3805¦Internet_EU | PPK SelectPro VDI3805 Internet_EU | PPK SelectPro VDI3805 Internet_EU | H740R+LV24A-SR-TPC |  | 150 kPa | 150 kPa
144419 | H740R/LV24A-SR-TPC | H740R/LV24A-SR-TPC | 26 | H740R | / | LV24A-SR-TPC | Standard actuator | 0 | Scenario 2 |  | PPK¦SelectPro¦VDI3805¦Internet_EU | PPK SelectPro VDI3805 Internet_EU | PPK SelectPro VDI3805 Internet_EU | H740R/LV24A-SR-TPC |  | 150 kPa | 150 kPa
144420 | H750N+LV24A-SR-TPC | H750N+LV24A-SR-TPC | 26 | H750N | + | LV24A-SR-TPC | Standard actuator | 0 | Scenario 2 |  | PPK¦SelectPro¦VDI3805¦Internet_EU | PPK SelectPro VDI3805 Internet_EU | PPK SelectPro VDI3805 Internet_EU | H750N+LV24A-SR-TPC |  | 70 kPa | 70 kPa
144421 | H750N/LV24A-SR-TPC | H750N/LV24A-SR-TPC | 26 | H750N | / | LV24A-SR-TPC | Standard actuator | 0 | Scenario 2 |  | PPK¦SelectPro¦VDI3805¦Internet_EU | PPK SelectPro VDI3805 Internet_EU | PPK SelectPro VDI3805 Internet_EU | H750N/LV24A-SR-TPC |  | 70 kPa | 70 kPa
144422 | H750R+LV24A-SR-TPC | H750R+LV24A-SR-TPC | 26 | H750R | + | LV24A-SR-TPC | Standard actuator | 0 | Scenario 2 |  | PPK¦SelectPro¦VDI3805¦Internet_EU | PPK SelectPro VDI3805 Internet_EU | PPK SelectPro VDI3805 Internet_EU | H750R+LV24A-SR-TPC |  | 70 kPa | 70 kPa
144423 | H750R/LV24A-SR-TPC | H750R/LV24A-SR-TPC | 26 | H750R | / | LV24A-SR-TPC | Standard actuator | 0 | Scenario 2 |  | PPK¦SelectPro¦VDI3805¦Internet_EU | PPK SelectPro VDI3805 Internet_EU | PPK SelectPro VDI3805 Internet_EU | H750R/LV24A-SR-TPC |  | 70 kPa | 70 kPa
144424 | H632N+NV24A-SR-TPC | H632N+NV24A-SR-TPC | 26 | H632N | + | NV24A-SR-TPC | Standard actuator | 1 | Scenario 2 |  | PPK¦SelectPro¦VDI3805¦Internet_EU | PPK SelectPro VDI3805 Internet_EU | PPK SelectPro VDI3805 Internet_EU | H632N+NV24A-SR-TPC |  | 1000 kPa | 400 kPa
144425 | H632N/NV24A-SR-TPC | H632N/NV24A-SR-TPC | 26 | H632N | / | NV24A-SR-TPC | Standard actuator | 1 | Scenario 2 |  | PPK¦SelectPro¦VDI3805¦Internet_EU | PPK SelectPro VDI3805 Internet_EU | PPK SelectPro VDI3805 Internet_EU | H632N/NV24A-SR-TPC |  | 1000 kPa | 400 kPa
144428 | H632R+NV24A-SR-TPC | H632R+NV24A-SR-TPC | 26 | H632R | + | NV24A-SR-TPC | Standard actuator | 1 | Scenario 2 |  | PPK¦SelectPro¦VDI3805¦Internet_EU | PPK SelectPro VDI3805 Internet_EU | PPK SelectPro VDI3805 Internet_EU | H632R+NV24A-SR-TPC |  | 600 kPa | 400 kPa
144429 | H632R/NV24A-SR-TPC | H632R/NV24A-SR-TPC | 26 | H632R | / | NV24A-SR-TPC | Standard actuator | 1 | Scenario 2 |  | PPK¦SelectPro¦VDI3805¦Internet_EU | PPK SelectPro VDI3805 Internet_EU | PPK SelectPro VDI3805 Internet_EU | H632R/NV24A-SR-TPC |  | 600 kPa | 400 kPa
144432 | H632S+NV24A-SR-TPC | H632S+NV24A-SR-TPC | 26 | H632S | + | NV24A-SR-TPC | Standard actuator | 0 | Scenario 2 |  | PPK¦SelectPro¦VDI3805¦Internet_EU | PPK SelectPro VDI3805 Internet_EU | PPK SelectPro VDI3805 Internet_EU | H632S+NV24A-SR-TPC |  | 950 kPa | 950 kPa
144433 | H632S/NV24A-SR-TPC | H632S/NV24A-SR-TPC | 26 | H632S | / | NV24A-SR-TPC | Standard actuator | 0 | Scenario 2 |  | PPK¦SelectPro¦VDI3805¦Internet_EU | PPK SelectPro VDI3805 Internet_EU | PPK SelectPro VDI3805 Internet_EU | H632S/NV24A-SR-TPC |  | 950 kPa | 950 kPa
144436 | H640N+NV24A-SR-TPC | H640N+NV24A-SR-TPC | 26 | H640N | + | NV24A-SR-TPC | Standard actuator | 1 | Scenario 2 |  | PPK¦SelectPro¦VDI3805¦Internet_EU | PPK SelectPro VDI3805 Internet_EU | PPK SelectPro VDI3805 Internet_EU | H640N+NV24A-SR-TPC |  | 500 kPa | 400 kPa
144437 | H640N/NV24A-SR-TPC | H640N/NV24A-SR-TPC | 26 | H640N | / | NV24A-SR-TPC | Standard actuator | 1 | Scenario 2 |  | PPK¦SelectPro¦VDI3805¦Internet_EU | PPK SelectPro VDI3805 Internet_EU | PPK SelectPro VDI3805 Internet_EU | H640N/NV24A-SR-TPC |  | 500 kPa | 400 kPa
144440 | H640R+NV24A-SR-TPC | H640R+NV24A-SR-TPC | 26 | H640R | + | NV24A-SR-TPC | Standard actuator | 1 | Scenario 2 |  | PPK¦SelectPro¦VDI3805¦Internet_EU | PPK SelectPro VDI3805 Internet_EU | PPK SelectPro VDI3805 Internet_EU | H640R+NV24A-SR-TPC |  | 500 kPa | 400 kPa
144441 | H640R/NV24A-SR-TPC | H640R/NV24A-SR-TPC | 26 | H640R | / | NV24A-SR-TPC | Standard actuator | 1 | Scenario 2 |  | PPK¦SelectPro¦VDI3805¦Internet_EU | PPK SelectPro VDI3805 Internet_EU | PPK SelectPro VDI3805 Internet_EU | H640R/NV24A-SR-TPC |  | 500 kPa | 400 kPa
144444 | H640S+NV24A-SR-TPC | H640S+NV24A-SR-TPC | 26 | H640S | + | NV24A-SR-TPC | Standard actuator | 0 | Scenario 2 |  | PPK¦SelectPro¦VDI3805¦Internet_EU | PPK SelectPro VDI3805 Internet_EU | PPK SelectPro VDI3805 Internet_EU | H640S+NV24A-SR-TPC |  | 500 kPa | 500 kPa
144445 | H640S/NV24A-SR-TPC | H640S/NV24A-SR-TPC | 26 | H640S | / | NV24A-SR-TPC | Standard actuator | 0 | Scenario 2 |  | PPK¦SelectPro¦VDI3805¦Internet_EU | PPK SelectPro VDI3805 Internet_EU | PPK SelectPro VDI3805 Internet_EU | H640S/NV24A-SR-TPC |  | 500 kPa | 500 kPa
144448 | H640SP+NV24A-SR-TPC | H640SP+NV24A-SR-TPC | 26 | H640SP | + | NV24A-SR-TPC | Standard actuator | 1 | Scenario 2 |  | PPK¦SelectPro¦VDI3805¦Internet_EU | PPK SelectPro VDI3805 Internet_EU | PPK SelectPro VDI3805 Internet_EU | H640SP+NV24A-SR-TPC |  | 1600 kPa | 1000 kPa
144449 | H640SP/NV24A-SR-TPC | H640SP/NV24A-SR-TPC | 26 | H640SP | / | NV24A-SR-TPC | Standard actuator | 1 | Scenario 2 |  | PPK¦SelectPro¦VDI3805¦Internet_EU | PPK SelectPro VDI3805 Internet_EU | PPK SelectPro VDI3805 Internet_EU | H640SP/NV24A-SR-TPC |  | 1600 kPa | 1000 kPa
144452 | H650N+NV24A-SR-TPC | H650N+NV24A-SR-TPC | 26 | H650N | + | NV24A-SR-TPC | Standard actuator | 0 | Scenario 2 |  | PPK¦SelectPro¦VDI3805¦Internet_EU | PPK SelectPro VDI3805 Internet_EU | PPK SelectPro VDI3805 Internet_EU | H650N+NV24A-SR-TPC |  | 300 kPa | 300 kPa
144453 | H650N/NV24A-SR-TPC | H650N/NV24A-SR-TPC | 26 | H650N | / | NV24A-SR-TPC | Standard actuator | 0 | Scenario 2 |  | PPK¦SelectPro¦VDI3805¦Internet_EU | PPK SelectPro VDI3805 Internet_EU | PPK SelectPro VDI3805 Internet_EU | H650N/NV24A-SR-TPC |  | 300 kPa | 300 kPa
144456 | H650R+NV24A-SR-TPC | H650R+NV24A-SR-TPC | 26 | H650R | + | NV24A-SR-TPC | Standard actuator | 0 | Scenario 2 |  | PPK¦SelectPro¦VDI3805¦Internet_EU | PPK SelectPro VDI3805 Internet_EU | PPK SelectPro VDI3805 Internet_EU | H650R+NV24A-SR-TPC |  | 300 kPa | 300 kPa
144457 | H650R/NV24A-SR-TPC | H650R/NV24A-SR-TPC | 26 | H650R | / | NV24A-SR-TPC | Standard actuator | 0 | Scenario 2 |  | PPK¦SelectPro¦VDI3805¦Internet_EU | PPK SelectPro VDI3805 Internet_EU | PPK SelectPro VDI3805 Internet_EU | H650R/NV24A-SR-TPC |  | 300 kPa | 300 kPa
144460 | H650S+NV24A-SR-TPC | H650S+NV24A-SR-TPC | 26 | H650S | + | NV24A-SR-TPC | Standard actuator | 0 | Scenario 2 |  | PPK¦SelectPro¦VDI3805¦Internet_EU | PPK SelectPro VDI3805 Internet_EU | PPK SelectPro VDI3805 Internet_EU | H650S+NV24A-SR-TPC |  | 300 kPa | 300 kPa
144461 | H650S/NV24A-SR-TPC | H650S/NV24A-SR-TPC | 26 | H650S | / | NV24A-SR-TPC | Standard actuator | 0 | Scenario 2 |  | PPK¦SelectPro¦VDI3805¦Internet_EU | PPK SelectPro VDI3805 Internet_EU | PPK SelectPro VDI3805 Internet_EU | H650S/NV24A-SR-TPC |  | 300 kPa | 300 kPa
144464 | H650SP+NV24A-SR-TPC | H650SP+NV24A-SR-TPC | 26 | H650SP | + | NV24A-SR-TPC | Standard actuator | 1 | Scenario 2 |  | PPK¦SelectPro¦VDI3805¦Internet_EU | PPK SelectPro VDI3805 Internet_EU | PPK SelectPro VDI3805 Internet_EU | H650SP+NV24A-SR-TPC |  | 1600 kPa | 1000 kPa
144465 | H650SP/NV24A-SR-TPC | H650SP/NV24A-SR-TPC | 26 | H650SP | / | NV24A-SR-TPC | Standard actuator | 1 | Scenario 2 |  | PPK¦SelectPro¦VDI3805¦Internet_EU | PPK SelectPro VDI3805 Internet_EU | PPK SelectPro VDI3805 Internet_EU | H650SP/NV24A-SR-TPC |  | 1600 kPa | 1000 kPa
144468 | H664N+NV24A-SR-TPC | H664N+NV24A-SR-TPC | 26 | H664N | + | NV24A-SR-TPC | Standard actuator | 0 | Scenario 2 |  | PPK¦SelectPro¦VDI3805¦Internet_EU | PPK SelectPro VDI3805 Internet_EU | PPK SelectPro VDI3805 Internet_EU | H664N+NV24A-SR-TPC |  | 140 kPa | 140 kPa
144469 | H664N/NV24A-SR-TPC | H664N/NV24A-SR-TPC | 26 | H664N | / | NV24A-SR-TPC | Standard actuator | 0 | Scenario 2 |  | PPK¦SelectPro¦VDI3805¦Internet_EU | PPK SelectPro VDI3805 Internet_EU | PPK SelectPro VDI3805 Internet_EU | H664N/NV24A-SR-TPC |  | 140 kPa | 140 kPa
144472 | H664R+NV24A-SR-TPC | H664R+NV24A-SR-TPC | 26 | H664R | + | NV24A-SR-TPC | Standard actuator | 0 | Scenario 2 |  | PPK¦SelectPro¦VDI3805¦Internet_EU | PPK SelectPro VDI3805 Internet_EU | PPK SelectPro VDI3805 Internet_EU | H664R+NV24A-SR-TPC |  | 140 kPa | 140 kPa
144473 | H664R/NV24A-SR-TPC | H664R/NV24A-SR-TPC | 26 | H664R | / | NV24A-SR-TPC | Standard actuator | 0 | Scenario 2 |  | PPK¦SelectPro¦VDI3805¦Internet_EU | PPK SelectPro VDI3805 Internet_EU | PPK SelectPro VDI3805 Internet_EU | H664R/NV24A-SR-TPC |  | 140 kPa | 140 kPa
144476 | H664S+NV24A-SR-TPC | H664S+NV24A-SR-TPC | 26 | H664S | + | NV24A-SR-TPC | Standard actuator | 0 | Scenario 2 |  | PPK¦SelectPro¦VDI3805¦Internet_EU | PPK SelectPro VDI3805 Internet_EU | PPK SelectPro VDI3805 Internet_EU | H664S+NV24A-SR-TPC |  | 130 kPa | 130 kPa
144477 | H664S/NV24A-SR-TPC | H664S/NV24A-SR-TPC | 26 | H664S | / | NV24A-SR-TPC | Standard actuator | 0 | Scenario 2 |  | PPK¦SelectPro¦VDI3805¦Internet_EU | PPK SelectPro VDI3805 Internet_EU | PPK SelectPro VDI3805 Internet_EU | H664S/NV24A-SR-TPC |  | 130 kPa | 130 kPa
144480 | H664SP+NV24A-SR-TPC | H664SP+NV24A-SR-TPC | 26 | H664SP | + | NV24A-SR-TPC | Standard actuator | 1 | Scenario 2 |  | PPK¦SelectPro¦VDI3805¦Internet_EU | PPK SelectPro VDI3805 Internet_EU | PPK SelectPro VDI3805 Internet_EU | H664SP+NV24A-SR-TPC |  | 1600 kPa | 1000 kPa
144481 | H664SP/NV24A-SR-TPC | H664SP/NV24A-SR-TPC | 26 | H664SP | / | NV24A-SR-TPC | Standard actuator | 1 | Scenario 2 |  | PPK¦SelectPro¦VDI3805¦Internet_EU | PPK SelectPro VDI3805 Internet_EU | PPK SelectPro VDI3805 Internet_EU | H664SP/NV24A-SR-TPC |  | 1600 kPa | 1000 kPa
144484 | H679N+NV24A-SR-TPC | H679N+NV24A-SR-TPC | 26 | H679N | + | NV24A-SR-TPC | Standard actuator | 0 | Scenario 2 |  | PPK¦SelectPro¦VDI3805¦Internet_EU | PPK SelectPro VDI3805 Internet_EU | PPK SelectPro VDI3805 Internet_EU | H679N+NV24A-SR-TPC |  | 80 kPa | 80 kPa
144485 | H679N/NV24A-SR-TPC | H679N/NV24A-SR-TPC | 26 | H679N | / | NV24A-SR-TPC | Standard actuator | 0 | Scenario 2 |  | PPK¦SelectPro¦VDI3805¦Internet_EU | PPK SelectPro VDI3805 Internet_EU | PPK SelectPro VDI3805 Internet_EU | H679N/NV24A-SR-TPC |  | 80 kPa | 80 kPa
144488 | H679R+NV24A-SR-TPC | H679R+NV24A-SR-TPC | 26 | H679R | + | NV24A-SR-TPC | Standard actuator | 0 | Scenario 2 |  | PPK¦SelectPro¦VDI3805¦Internet_EU | PPK SelectPro VDI3805 Internet_EU | PPK SelectPro VDI3805 Internet_EU | H679R+NV24A-SR-TPC |  | 80 kPa | 80 kPa
144489 | H679R/NV24A-SR-TPC | H679R/NV24A-SR-TPC | 26 | H679R | / | NV24A-SR-TPC | Standard actuator | 0 | Scenario 2 |  | PPK¦SelectPro¦VDI3805¦Internet_EU | PPK SelectPro VDI3805 Internet_EU | PPK SelectPro VDI3805 Internet_EU | H679R/NV24A-SR-TPC |  | 80 kPa | 80 kPa
144492 | H679SP+NV24A-SR-TPC | H679SP+NV24A-SR-TPC | 26 | H679SP | + | NV24A-SR-TPC | Standard actuator | 1 | Scenario 2 |  | PPK¦SelectPro¦VDI3805¦Internet_EU | PPK SelectPro VDI3805 Internet_EU | PPK SelectPro VDI3805 Internet_EU | H679SP+NV24A-SR-TPC |  | 1600 kPa | 1000 kPa
144493 | H679SP/NV24A-SR-TPC | H679SP/NV24A-SR-TPC | 26 | H679SP | / | NV24A-SR-TPC | Standard actuator | 1 | Scenario 2 |  | PPK¦SelectPro¦VDI3805¦Internet_EU | PPK SelectPro VDI3805 Internet_EU | PPK SelectPro VDI3805 Internet_EU | H679SP/NV24A-SR-TPC |  | 1600 kPa | 1000 kPa
144496 | H7015X4-S2+NV24A-SR-TPC | H7015X4-S2+NV24A-SR-TPC | 26 | H7015X4-S2 | + | NV24A-SR-TPC | Standard actuator | 1 | Scenario 2 |  | PPK¦SelectPro¦VDI3805¦Internet_EU | PPK SelectPro VDI3805 Internet_EU | PPK SelectPro VDI3805 Internet_EU | H7015X4-S2+NV24A-SR-TPC |  | 2200 kPa | 1000 kPa
144497 | H7015X4-S2/NV24A-SR-TPC | H7015X4-S2/NV24A-SR-TPC | 26 | H7015X4-S2 | / | NV24A-SR-TPC | Standard actuator | 1 | Scenario 2 |  | PPK¦SelectPro¦VDI3805¦Internet_EU | PPK SelectPro VDI3805 Internet_EU | PPK SelectPro VDI3805 Internet_EU | H7015X4-S2/NV24A-SR-TPC |  | 2200 kPa | 1000 kPa
144500 | H450B+LVC24A-SR-TPC | H450B+LVC24A-SR-TPC | 26 | H450B | + | LVC24A-SR-TPC | Fast runner | 0 | Scenario 2 |  | PPK¦SelectPro¦VDI3805¦Internet_EU | PPK SelectPro VDI3805 Internet_EU | PPK SelectPro VDI3805 Internet_EU | H450B+LVC24A-SR-TPC |  | 70 kPa | 70 kPa
144501 | H450B/LVC24A-SR-TPC | H450B/LVC24A-SR-TPC | 26 | H450B | / | LVC24A-SR-TPC | Fast runner | 0 | Scenario 2 |  | PPK¦SelectPro¦VDI3805¦Internet_EU | PPK SelectPro VDI3805 Internet_EU | PPK SelectPro VDI3805 Internet_EU | H450B/LVC24A-SR-TPC |  | 70 kPa | 70 kPa
144502 | H511B+LVC24A-SR-TPC | H511B+LVC24A-SR-TPC | 26 | H511B | + | LVC24A-SR-TPC | Fast runner | 1 | Scenario 2 |  | PPK¦SelectPro¦VDI3805¦Internet_EU | PPK SelectPro VDI3805 Internet_EU | PPK SelectPro VDI3805 Internet_EU | H511B+LVC24A-SR-TPC |  | 1300 kPa | 400 kPa
144503 | H511B/LVC24A-SR-TPC | H511B/LVC24A-SR-TPC | 26 | H511B | / | LVC24A-SR-TPC | Fast runner | 1 | Scenario 2 |  | PPK¦SelectPro¦VDI3805¦Internet_EU | PPK SelectPro VDI3805 Internet_EU | PPK SelectPro VDI3805 Internet_EU | H511B/LVC24A-SR-TPC |  | 1300 kPa | 400 kPa
144504 | H512B+LVC24A-SR-TPC | H512B+LVC24A-SR-TPC | 26 | H512B | + | LVC24A-SR-TPC | Fast runner | 1 | Scenario 2 |  | PPK¦SelectPro¦VDI3805¦Internet_EU | PPK SelectPro VDI3805 Internet_EU | PPK SelectPro VDI3805 Internet_EU | H512B+LVC24A-SR-TPC |  | 1300 kPa | 400 kPa
144505 | H512B/LVC24A-SR-TPC | H512B/LVC24A-SR-TPC | 26 | H512B | / | LVC24A-SR-TPC | Fast runner | 1 | Scenario 2 |  | PPK¦SelectPro¦VDI3805¦Internet_EU | PPK SelectPro VDI3805 Internet_EU | PPK SelectPro VDI3805 Internet_EU | H512B/LVC24A-SR-TPC |  | 1300 kPa | 400 kPa
144506 | H513B+LVC24A-SR-TPC | H513B+LVC24A-SR-TPC | 26 | H513B | + | LVC24A-SR-TPC | Fast runner | 1 | Scenario 2 |  | PPK¦SelectPro¦VDI3805¦Internet_EU | PPK SelectPro VDI3805 Internet_EU | PPK SelectPro VDI3805 Internet_EU | H513B+LVC24A-SR-TPC |  | 1300 kPa | 400 kPa
144507 | H513B/LVC24A-SR-TPC | H513B/LVC24A-SR-TPC | 26 | H513B | / | LVC24A-SR-TPC | Fast runner | 1 | Scenario 2 |  | PPK¦SelectPro¦VDI3805¦Internet_EU | PPK SelectPro VDI3805 Internet_EU | PPK SelectPro VDI3805 Internet_EU | H513B/LVC24A-SR-TPC |  | 1300 kPa | 400 kPa
144508 | H514B+LVC24A-SR-TPC | H514B+LVC24A-SR-TPC | 26 | H514B | + | LVC24A-SR-TPC | Fast runner | 1 | Scenario 2 |  | PPK¦SelectPro¦VDI3805¦Internet_EU | PPK SelectPro VDI3805 Internet_EU | PPK SelectPro VDI3805 Internet_EU | H514B+LVC24A-SR-TPC |  | 1300 kPa | 400 kPa
144509 | H514B/LVC24A-SR-TPC | H514B/LVC24A-SR-TPC | 26 | H514B | / | LVC24A-SR-TPC | Fast runner | 1 | Scenario 2 |  | PPK¦SelectPro¦VDI3805¦Internet_EU | PPK SelectPro VDI3805 Internet_EU | PPK SelectPro VDI3805 Internet_EU | H514B/LVC24A-SR-TPC |  | 1300 kPa | 400 kPa
144510 | H515B+LVC24A-SR-TPC | H515B+LVC24A-SR-TPC | 26 | H515B | + | LVC24A-SR-TPC | Fast runner | 1 | Scenario 2 |  | PPK¦SelectPro¦VDI3805¦Internet_EU | PPK SelectPro VDI3805 Internet_EU | PPK SelectPro VDI3805 Internet_EU | H515B+LVC24A-SR-TPC |  | 1300 kPa | 400 kPa
144511 | H515B/LVC24A-SR-TPC | H515B/LVC24A-SR-TPC | 26 | H515B | / | LVC24A-SR-TPC | Fast runner | 1 | Scenario 2 |  | PPK¦SelectPro¦VDI3805¦Internet_EU | PPK SelectPro VDI3805 Internet_EU | PPK SelectPro VDI3805 Internet_EU | H515B/LVC24A-SR-TPC |  | 1300 kPa | 400 kPa
144512 | H520B+LVC24A-SR-TPC | H520B+LVC24A-SR-TPC | 26 | H520B | + | LVC24A-SR-TPC | Fast runner | 1 | Scenario 2 |  | PPK¦SelectPro¦VDI3805¦Internet_EU | PPK SelectPro VDI3805 Internet_EU | PPK SelectPro VDI3805 Internet_EU | H520B+LVC24A-SR-TPC |  | 900 kPa | 400 kPa
144513 | H520B/LVC24A-SR-TPC | H520B/LVC24A-SR-TPC | 26 | H520B | / | LVC24A-SR-TPC | Fast runner | 1 | Scenario 2 |  | PPK¦SelectPro¦VDI3805¦Internet_EU | PPK SelectPro VDI3805 Internet_EU | PPK SelectPro VDI3805 Internet_EU | H520B/LVC24A-SR-TPC |  | 900 kPa | 400 kPa
144514 | H525B+LVC24A-SR-TPC | H525B+LVC24A-SR-TPC | 26 | H525B | + | LVC24A-SR-TPC | Fast runner | 1 | Scenario 2 |  | PPK¦SelectPro¦VDI3805¦Internet_EU | PPK SelectPro VDI3805 Internet_EU | PPK SelectPro VDI3805 Internet_EU | H525B+LVC24A-SR-TPC |  | 500 kPa | 400 kPa
144515 | H525B/LVC24A-SR-TPC | H525B/LVC24A-SR-TPC | 26 | H525B | / | LVC24A-SR-TPC | Fast runner | 1 | Scenario 2 |  | PPK¦SelectPro¦VDI3805¦Internet_EU | PPK SelectPro VDI3805 Internet_EU | PPK SelectPro VDI3805 Internet_EU | H525B/LVC24A-SR-TPC |  | 500 kPa | 400 kPa
144516 | H532B+LVC24A-SR-TPC | H532B+LVC24A-SR-TPC | 26 | H532B | + | LVC24A-SR-TPC | Fast runner | 0 | Scenario 2 |  | PPK¦SelectPro¦VDI3805¦Internet_EU | PPK SelectPro VDI3805 Internet_EU | PPK SelectPro VDI3805 Internet_EU | H532B+LVC24A-SR-TPC |  | 350 kPa | 350 kPa
144517 | H532B/LVC24A-SR-TPC | H532B/LVC24A-SR-TPC | 26 | H532B | / | LVC24A-SR-TPC | Fast runner | 0 | Scenario 2 |  | PPK¦SelectPro¦VDI3805¦Internet_EU | PPK SelectPro VDI3805 Internet_EU | PPK SelectPro VDI3805 Internet_EU | H532B/LVC24A-SR-TPC |  | 350 kPa | 350 kPa
144518 | H540B+LVC24A-SR-TPC | H540B+LVC24A-SR-TPC | 26 | H540B | + | LVC24A-SR-TPC | Fast runner | 0 | Scenario 2 |  | PPK¦SelectPro¦VDI3805¦Internet_EU | PPK SelectPro VDI3805 Internet_EU | PPK SelectPro VDI3805 Internet_EU | H540B+LVC24A-SR-TPC |  | 150 kPa | 150 kPa
144519 | H540B/LVC24A-SR-TPC | H540B/LVC24A-SR-TPC | 26 | H540B | / | LVC24A-SR-TPC | Fast runner | 0 | Scenario 2 |  | PPK¦SelectPro¦VDI3805¦Internet_EU | PPK SelectPro VDI3805 Internet_EU | PPK SelectPro VDI3805 Internet_EU | H540B/LVC24A-SR-TPC |  | 150 kPa | 150 kPa
144520 | H550B+LVC24A-SR-TPC | H550B+LVC24A-SR-TPC | 26 | H550B | + | LVC24A-SR-TPC | Fast runner | 0 | Scenario 2 |  | PPK¦SelectPro¦VDI3805¦Internet_EU | PPK SelectPro VDI3805 Internet_EU | PPK SelectPro VDI3805 Internet_EU | H550B+LVC24A-SR-TPC |  | 70 kPa | 70 kPa
144521 | H550B/LVC24A-SR-TPC | H550B/LVC24A-SR-TPC | 26 | H550B | / | LVC24A-SR-TPC | Fast runner | 0 | Scenario 2 |  | PPK¦SelectPro¦VDI3805¦Internet_EU | PPK SelectPro VDI3805 Internet_EU | PPK SelectPro VDI3805 Internet_EU | H550B/LVC24A-SR-TPC |  | 70 kPa | 70 kPa
144522 | H6015X1-S2+LVC24A-SR-TPC | H6015X1-S2+LVC24A-SR-TPC | 26 | H6015X1-S2 | + | LVC24A-SR-TPC | Fast runner | 1 | Scenario 2 |  | PPK¦SelectPro¦VDI3805¦Internet_EU | PPK SelectPro VDI3805 Internet_EU | PPK SelectPro VDI3805 Internet_EU | H6015X1-S2+LVC24A-SR-TPC |  | 800 kPa | 800 kPa
144523 | H6015X1-S2/LVC24A-SR-TPC | H6015X1-S2/LVC24A-SR-TPC | 26 | H6015X1-S2 | / | LVC24A-SR-TPC | Fast runner | 1 | Scenario 2 |  | PPK¦SelectPro¦VDI3805¦Internet_EU | PPK SelectPro VDI3805 Internet_EU | PPK SelectPro VDI3805 Internet_EU | H6015X1-S2/LVC24A-SR-TPC |  | 800 kPa | 800 kPa
144524 | H6015X1P6-S2+LVC24A-SR-TPC | H6015X1P6-S2+LVC24A-SR-TPC | 26 | H6015X1P6-S2 | + | LVC24A-SR-TPC | Fast runner | 1 | Scenario 2 |  | PPK¦SelectPro¦VDI3805¦Internet_EU | PPK SelectPro VDI3805 Internet_EU | PPK SelectPro VDI3805 Internet_EU | H6015X1P6-S2+LVC24A-SR-TPC |  | 800 kPa | 800 kPa
144525 | H6015X1P6-S2/LVC24A-SR-TPC | H6015X1P6-S2/LVC24A-SR-TPC | 26 | H6015X1P6-S2 | / | LVC24A-SR-TPC | Fast runner | 1 | Scenario 2 |  | PPK¦SelectPro¦VDI3805¦Internet_EU | PPK SelectPro VDI3805 Internet_EU | PPK SelectPro VDI3805 Internet_EU | H6015X1P6-S2/LVC24A-SR-TPC |  | 800 kPa | 800 kPa
144526 | H6015X2P5-S2+LVC24A-SR-TPC | H6015X2P5-S2+LVC24A-SR-TPC | 26 | H6015X2P5-S2 | + | LVC24A-SR-TPC | Fast runner | 1 | Scenario 2 |  | PPK¦SelectPro¦VDI3805¦Internet_EU | PPK SelectPro VDI3805 Internet_EU | PPK SelectPro VDI3805 Internet_EU | H6015X2P5-S2+LVC24A-SR-TPC |  | 800 kPa | 800 kPa
144527 | H6015X2P5-S2/LVC24A-SR-TPC | H6015X2P5-S2/LVC24A-SR-TPC | 26 | H6015X2P5-S2 | / | LVC24A-SR-TPC | Fast runner | 1 | Scenario 2 |  | PPK¦SelectPro¦VDI3805¦Internet_EU | PPK SelectPro VDI3805 Internet_EU | PPK SelectPro VDI3805 Internet_EU | H6015X2P5-S2/LVC24A-SR-TPC |  | 800 kPa | 800 kPa
144528 | H6015X4-S2+LVC24A-SR-TPC | H6015X4-S2+LVC24A-SR-TPC | 26 | H6015X4-S2 | + | LVC24A-SR-TPC | Fast runner | 1 | Scenario 2 |  | PPK¦SelectPro¦VDI3805¦Internet_EU | PPK SelectPro VDI3805 Internet_EU | PPK SelectPro VDI3805 Internet_EU | H6015X4-S2+LVC24A-SR-TPC |  | 800 kPa | 800 kPa
144529 | H6015X4-S2/LVC24A-SR-TPC | H6015X4-S2/LVC24A-SR-TPC | 26 | H6015X4-S2 | / | LVC24A-SR-TPC | Fast runner | 1 | Scenario 2 |  | PPK¦SelectPro¦VDI3805¦Internet_EU | PPK SelectPro VDI3805 Internet_EU | PPK SelectPro VDI3805 Internet_EU | H6015X4-S2/LVC24A-SR-TPC |  | 800 kPa | 800 kPa
144530 | H6015XP4-S2+LVC24A-SR-TPC | H6015XP4-S2+LVC24A-SR-TPC | 26 | H6015XP4-S2 | + | LVC24A-SR-TPC | Fast runner | 1 | Scenario 2 |  | PPK¦SelectPro¦VDI3805¦Internet_EU | PPK SelectPro VDI3805 Internet_EU | PPK SelectPro VDI3805 Internet_EU | H6015XP4-S2+LVC24A-SR-TPC |  | 2500 kPa | 1000 kPa
144531 | H6015XP4-S2/LVC24A-SR-TPC | H6015XP4-S2/LVC24A-SR-TPC | 26 | H6015XP4-S2 | / | LVC24A-SR-TPC | Fast runner | 1 | Scenario 2 |  | PPK¦SelectPro¦VDI3805¦Internet_EU | PPK SelectPro VDI3805 Internet_EU | PPK SelectPro VDI3805 Internet_EU | H6015XP4-S2/LVC24A-SR-TPC |  | 2500 kPa | 1000 kPa
144532 | H6015XP63-S2+LVC24A-SR-TPC | H6015XP63-S2+LVC24A-SR-TPC | 26 | H6015XP63-S2 | + | LVC24A-SR-TPC | Fast runner | 1 | Scenario 2 |  | PPK¦SelectPro¦VDI3805¦Internet_EU | PPK SelectPro VDI3805 Internet_EU | PPK SelectPro VDI3805 Internet_EU | H6015XP63-S2+LVC24A-SR-TPC |  | 2500 kPa | 1000 kPa
144533 | H6015XP63-S2/LVC24A-SR-TPC | H6015XP63-S2/LVC24A-SR-TPC | 26 | H6015XP63-S2 | / | LVC24A-SR-TPC | Fast runner | 1 | Scenario 2 |  | PPK¦SelectPro¦VDI3805¦Internet_EU | PPK SelectPro VDI3805 Internet_EU | PPK SelectPro VDI3805 Internet_EU | H6015XP63-S2/LVC24A-SR-TPC |  | 2500 kPa | 1000 kPa
144534 | H7015Y4-S2+NV24A-SR-TPC | H7015Y4-S2+NV24A-SR-TPC | 26 | H7015Y4-S2 | + | NV24A-SR-TPC | Standard actuator | 1 | Scenario 2 |  | PPK¦SelectPro¦VDI3805¦Internet_EU | PPK SelectPro VDI3805 Internet_EU | PPK SelectPro VDI3805 Internet_EU | H7015Y4-S2+NV24A-SR-TPC |  | 2200 kPa | 1000 kPa
144535 | H7015Y4-S2/NV24A-SR-TPC | H7015Y4-S2/NV24A-SR-TPC | 26 | H7015Y4-S2 | / | NV24A-SR-TPC | Standard actuator | 1 | Scenario 2 |  | PPK¦SelectPro¦VDI3805¦Internet_EU | PPK SelectPro VDI3805 Internet_EU | PPK SelectPro VDI3805 Internet_EU | H7015Y4-S2/NV24A-SR-TPC |  | 2200 kPa | 1000 kPa
144538 | H7020X6P3-S2+NV24A-SR-TPC | H7020X6P3-S2+NV24A-SR-TPC | 26 | H7020X6P3-S2 | + | NV24A-SR-TPC | Standard actuator | 1 | Scenario 2 |  | PPK¦SelectPro¦VDI3805¦Internet_EU | PPK SelectPro VDI3805 Internet_EU | PPK SelectPro VDI3805 Internet_EU | H7020X6P3-S2+NV24A-SR-TPC |  | 1500 kPa | 1000 kPa
144539 | H7020X6P3-S2/NV24A-SR-TPC | H7020X6P3-S2/NV24A-SR-TPC | 26 | H7020X6P3-S2 | / | NV24A-SR-TPC | Standard actuator | 1 | Scenario 2 |  | PPK¦SelectPro¦VDI3805¦Internet_EU | PPK SelectPro VDI3805 Internet_EU | PPK SelectPro VDI3805 Internet_EU | H7020X6P3-S2/NV24A-SR-TPC |  | 1500 kPa | 1000 kPa
144542 | H7020Y6P3-S2+NV24A-SR-TPC | H7020Y6P3-S2+NV24A-SR-TPC | 26 | H7020Y6P3-S2 | + | NV24A-SR-TPC | Standard actuator | 1 | Scenario 2 |  | PPK¦SelectPro¦VDI3805¦Internet_EU | PPK SelectPro VDI3805 Internet_EU | PPK SelectPro VDI3805 Internet_EU | H7020Y6P3-S2+NV24A-SR-TPC |  | 1500 kPa | 1000 kPa
144543 | H7020Y6P3-S2/NV24A-SR-TPC | H7020Y6P3-S2/NV24A-SR-TPC | 26 | H7020Y6P3-S2 | / | NV24A-SR-TPC | Standard actuator | 1 | Scenario 2 |  | PPK¦SelectPro¦VDI3805¦Internet_EU | PPK SelectPro VDI3805 Internet_EU | PPK SelectPro VDI3805 Internet_EU | H7020Y6P3-S2/NV24A-SR-TPC |  | 1500 kPa | 1000 kPa
144546 | H7025X10-S2+NV24A-SR-TPC | H7025X10-S2+NV24A-SR-TPC | 26 | H7025X10-S2 | + | NV24A-SR-TPC | Standard actuator | 1 | Scenario 2 |  | PPK¦SelectPro¦VDI3805¦Internet_EU | PPK SelectPro VDI3805 Internet_EU | PPK SelectPro VDI3805 Internet_EU | H7025X10-S2+NV24A-SR-TPC |  | 1300 kPa | 1000 kPa
144547 | H7025X10-S2/NV24A-SR-TPC | H7025X10-S2/NV24A-SR-TPC | 26 | H7025X10-S2 | / | NV24A-SR-TPC | Standard actuator | 1 | Scenario 2 |  | PPK¦SelectPro¦VDI3805¦Internet_EU | PPK SelectPro VDI3805 Internet_EU | PPK SelectPro VDI3805 Internet_EU | H7025X10-S2/NV24A-SR-TPC |  | 1300 kPa | 1000 kPa
144550 | H7025Y10-S2+NV24A-SR-TPC | H7025Y10-S2+NV24A-SR-TPC | 26 | H7025Y10-S2 | + | NV24A-SR-TPC | Standard actuator | 1 | Scenario 2 |  | PPK¦SelectPro¦VDI3805¦Internet_EU | PPK SelectPro VDI3805 Internet_EU | PPK SelectPro VDI3805 Internet_EU | H7025Y10-S2+NV24A-SR-TPC |  | 1300 kPa | 1000 kPa
144551 | H7025Y10-S2/NV24A-SR-TPC | H7025Y10-S2/NV24A-SR-TPC | 26 | H7025Y10-S2 | / | NV24A-SR-TPC | Standard actuator | 1 | Scenario 2 |  | PPK¦SelectPro¦VDI3805¦Internet_EU | PPK SelectPro VDI3805 Internet_EU | PPK SelectPro VDI3805 Internet_EU | H7025Y10-S2/NV24A-SR-TPC |  | 1300 kPa | 1000 kPa
144554 | H7032X16-S2+NV24A-SR-TPC | H7032X16-S2+NV24A-SR-TPC | 26 | H7032X16-S2 | + | NV24A-SR-TPC | Standard actuator | 0 | Scenario 2 |  | PPK¦SelectPro¦VDI3805¦Internet_EU | PPK SelectPro VDI3805 Internet_EU | PPK SelectPro VDI3805 Internet_EU | H7032X16-S2+NV24A-SR-TPC |  | 900 kPa | 900 kPa
144555 | H7032X16-S2/NV24A-SR-TPC | H7032X16-S2/NV24A-SR-TPC | 26 | H7032X16-S2 | / | NV24A-SR-TPC | Standard actuator | 0 | Scenario 2 |  | PPK¦SelectPro¦VDI3805¦Internet_EU | PPK SelectPro VDI3805 Internet_EU | PPK SelectPro VDI3805 Internet_EU | H7032X16-S2/NV24A-SR-TPC |  | 900 kPa | 900 kPa
144558 | H7032Y16-S2+NV24A-SR-TPC | H7032Y16-S2+NV24A-SR-TPC | 26 | H7032Y16-S2 | + | NV24A-SR-TPC | Standard actuator | 0 | Scenario 2 |  | PPK¦SelectPro¦VDI3805¦Internet_EU | PPK SelectPro VDI3805 Internet_EU | PPK SelectPro VDI3805 Internet_EU | H7032Y16-S2+NV24A-SR-TPC |  | 900 kPa | 900 kPa
144559 | H7032Y16-S2/NV24A-SR-TPC | H7032Y16-S2/NV24A-SR-TPC | 26 | H7032Y16-S2 | / | NV24A-SR-TPC | Standard actuator | 0 | Scenario 2 |  | PPK¦SelectPro¦VDI3805¦Internet_EU | PPK SelectPro VDI3805 Internet_EU | PPK SelectPro VDI3805 Internet_EU | H7032Y16-S2/NV24A-SR-TPC |  | 900 kPa | 900 kPa
144562 | H7040X25-S2+NV24A-SR-TPC | H7040X25-S2+NV24A-SR-TPC | 26 | H7040X25-S2 | + | NV24A-SR-TPC | Standard actuator | 0 | Scenario 2 |  | PPK¦SelectPro¦VDI3805¦Internet_EU | PPK SelectPro VDI3805 Internet_EU | PPK SelectPro VDI3805 Internet_EU | H7040X25-S2+NV24A-SR-TPC |  | 500 kPa | 500 kPa
144563 | H7040X25-S2/NV24A-SR-TPC | H7040X25-S2/NV24A-SR-TPC | 26 | H7040X25-S2 | / | NV24A-SR-TPC | Standard actuator | 0 | Scenario 2 |  | PPK¦SelectPro¦VDI3805¦Internet_EU | PPK SelectPro VDI3805 Internet_EU | PPK SelectPro VDI3805 Internet_EU | H7040X25-S2/NV24A-SR-TPC |  | 500 kPa | 500 kPa
144566 | H7040Y25-S2+NV24A-SR-TPC | H7040Y25-S2+NV24A-SR-TPC | 26 | H7040Y25-S2 | + | NV24A-SR-TPC | Standard actuator | 0 | Scenario 2 |  | PPK¦SelectPro¦VDI3805¦Internet_EU | PPK SelectPro VDI3805 Internet_EU | PPK SelectPro VDI3805 Internet_EU | H7040Y25-S2+NV24A-SR-TPC |  | 500 kPa | 500 kPa
144567 | H7040Y25-S2/NV24A-SR-TPC | H7040Y25-S2/NV24A-SR-TPC | 26 | H7040Y25-S2 | / | NV24A-SR-TPC | Standard actuator | 0 | Scenario 2 |  | PPK¦SelectPro¦VDI3805¦Internet_EU | PPK SelectPro VDI3805 Internet_EU | PPK SelectPro VDI3805 Internet_EU | H7040Y25-S2/NV24A-SR-TPC |  | 500 kPa | 500 kPa
144570 | H7050X40-S2+NV24A-SR-TPC | H7050X40-S2+NV24A-SR-TPC | 26 | H7050X40-S2 | + | NV24A-SR-TPC | Standard actuator | 0 | Scenario 2 |  | PPK¦SelectPro¦VDI3805¦Internet_EU | PPK SelectPro VDI3805 Internet_EU | PPK SelectPro VDI3805 Internet_EU | H7050X40-S2+NV24A-SR-TPC |  | 300 kPa | 300 kPa
144571 | H7050X40-S2/NV24A-SR-TPC | H7050X40-S2/NV24A-SR-TPC | 26 | H7050X40-S2 | / | NV24A-SR-TPC | Standard actuator | 0 | Scenario 2 |  | PPK¦SelectPro¦VDI3805¦Internet_EU | PPK SelectPro VDI3805 Internet_EU | PPK SelectPro VDI3805 Internet_EU | H7050X40-S2/NV24A-SR-TPC |  | 300 kPa | 300 kPa
144574 | H7050Y40-S2+NV24A-SR-TPC | H7050Y40-S2+NV24A-SR-TPC | 26 | H7050Y40-S2 | + | NV24A-SR-TPC | Standard actuator | 0 | Scenario 2 |  | PPK¦SelectPro¦VDI3805¦Internet_EU | PPK SelectPro VDI3805 Internet_EU | PPK SelectPro VDI3805 Internet_EU | H7050Y40-S2+NV24A-SR-TPC |  | 300 kPa | 300 kPa
144575 | H7050Y40-S2/NV24A-SR-TPC | H7050Y40-S2/NV24A-SR-TPC | 26 | H7050Y40-S2 | / | NV24A-SR-TPC | Standard actuator | 0 | Scenario 2 |  | PPK¦SelectPro¦VDI3805¦Internet_EU | PPK SelectPro VDI3805 Internet_EU | PPK SelectPro VDI3805 Internet_EU | H7050Y40-S2/NV24A-SR-TPC |  | 300 kPa | 300 kPa
144578 | H711N+NV24A-SR-TPC | H711N+NV24A-SR-TPC | 26 | H711N | + | NV24A-SR-TPC | Standard actuator | 0 | Scenario 2 |  | PPK¦SelectPro¦VDI3805¦Internet_EU | PPK SelectPro VDI3805 Internet_EU | PPK SelectPro VDI3805 Internet_EU | H711N+NV24A-SR-TPC |  | 1600 kPa | 400 kPa
144579 | H711N/NV24A-SR-TPC | H711N/NV24A-SR-TPC | 26 | H711N | / | NV24A-SR-TPC | Standard actuator | 0 | Scenario 2 |  | PPK¦SelectPro¦VDI3805¦Internet_EU | PPK SelectPro VDI3805 Internet_EU | PPK SelectPro VDI3805 Internet_EU | H711N/NV24A-SR-TPC |  | 1600 kPa | 400 kPa
144582 | H711R+NV24A-SR-TPC | H711R+NV24A-SR-TPC | 26 | H711R | + | NV24A-SR-TPC | Standard actuator | 0 | Scenario 2 |  | PPK¦SelectPro¦VDI3805¦Internet_EU | PPK SelectPro VDI3805 Internet_EU | PPK SelectPro VDI3805 Internet_EU | H711R+NV24A-SR-TPC |  | 600 kPa | 400 kPa
144583 | H711R/NV24A-SR-TPC | H711R/NV24A-SR-TPC | 26 | H711R | / | NV24A-SR-TPC | Standard actuator | 0 | Scenario 2 |  | PPK¦SelectPro¦VDI3805¦Internet_EU | PPK SelectPro VDI3805 Internet_EU | PPK SelectPro VDI3805 Internet_EU | H711R/NV24A-SR-TPC |  | 600 kPa | 400 kPa
144586 | H712N+NV24A-SR-TPC | H712N+NV24A-SR-TPC | 26 | H712N | + | NV24A-SR-TPC | Standard actuator | 0 | Scenario 2 |  | PPK¦SelectPro¦VDI3805¦Internet_EU | PPK SelectPro VDI3805 Internet_EU | PPK SelectPro VDI3805 Internet_EU | H712N+NV24A-SR-TPC |  | 1600 kPa | 400 kPa
144587 | H712N/NV24A-SR-TPC | H712N/NV24A-SR-TPC | 26 | H712N | / | NV24A-SR-TPC | Standard actuator | 0 | Scenario 2 |  | PPK¦SelectPro¦VDI3805¦Internet_EU | PPK SelectPro VDI3805 Internet_EU | PPK SelectPro VDI3805 Internet_EU | H712N/NV24A-SR-TPC |  | 1600 kPa | 400 kPa
144590 | H712R+NV24A-SR-TPC | H712R+NV24A-SR-TPC | 26 | H712R | + | NV24A-SR-TPC | Standard actuator | 0 | Scenario 2 |  | PPK¦SelectPro¦VDI3805¦Internet_EU | PPK SelectPro VDI3805 Internet_EU | PPK SelectPro VDI3805 Internet_EU | H712R+NV24A-SR-TPC |  | 600 kPa | 400 kPa
144591 | H712R/NV24A-SR-TPC | H712R/NV24A-SR-TPC | 26 | H712R | / | NV24A-SR-TPC | Standard actuator | 0 | Scenario 2 |  | PPK¦SelectPro¦VDI3805¦Internet_EU | PPK SelectPro VDI3805 Internet_EU | PPK SelectPro VDI3805 Internet_EU | H712R/NV24A-SR-TPC |  | 600 kPa | 400 kPa
144594 | H713N+NV24A-SR-TPC | H713N+NV24A-SR-TPC | 26 | H713N | + | NV24A-SR-TPC | Standard actuator | 0 | Scenario 2 |  | PPK¦SelectPro¦VDI3805¦Internet_EU | PPK SelectPro VDI3805 Internet_EU | PPK SelectPro VDI3805 Internet_EU | H713N+NV24A-SR-TPC |  | 1600 kPa | 400 kPa
144595 | H713N/NV24A-SR-TPC | H713N/NV24A-SR-TPC | 26 | H713N | / | NV24A-SR-TPC | Standard actuator | 0 | Scenario 2 |  | PPK¦SelectPro¦VDI3805¦Internet_EU | PPK SelectPro VDI3805 Internet_EU | PPK SelectPro VDI3805 Internet_EU | H713N/NV24A-SR-TPC |  | 1600 kPa | 400 kPa
144598 | H713R+NV24A-SR-TPC | H713R+NV24A-SR-TPC | 26 | H713R | + | NV24A-SR-TPC | Standard actuator | 0 | Scenario 2 |  | PPK¦SelectPro¦VDI3805¦Internet_EU | PPK SelectPro VDI3805 Internet_EU | PPK SelectPro VDI3805 Internet_EU | H713R+NV24A-SR-TPC |  | 600 kPa | 400 kPa
144599 | H713R/NV24A-SR-TPC | H713R/NV24A-SR-TPC | 26 | H713R | / | NV24A-SR-TPC | Standard actuator | 0 | Scenario 2 |  | PPK¦SelectPro¦VDI3805¦Internet_EU | PPK SelectPro VDI3805 Internet_EU | PPK SelectPro VDI3805 Internet_EU | H713R/NV24A-SR-TPC |  | 600 kPa | 400 kPa
144602 | H714N+NV24A-SR-TPC | H714N+NV24A-SR-TPC | 26 | H714N | + | NV24A-SR-TPC | Standard actuator | 0 | Scenario 2 |  | PPK¦SelectPro¦VDI3805¦Internet_EU | PPK SelectPro VDI3805 Internet_EU | PPK SelectPro VDI3805 Internet_EU | H714N+NV24A-SR-TPC |  | 1600 kPa | 400 kPa
144603 | H714N/NV24A-SR-TPC | H714N/NV24A-SR-TPC | 26 | H714N | / | NV24A-SR-TPC | Standard actuator | 0 | Scenario 2 |  | PPK¦SelectPro¦VDI3805¦Internet_EU | PPK SelectPro VDI3805 Internet_EU | PPK SelectPro VDI3805 Internet_EU | H714N/NV24A-SR-TPC |  | 1600 kPa | 400 kPa
144606 | H714R+NV24A-SR-TPC | H714R+NV24A-SR-TPC | 26 | H714R | + | NV24A-SR-TPC | Standard actuator | 0 | Scenario 2 |  | PPK¦SelectPro¦VDI3805¦Internet_EU | PPK SelectPro VDI3805 Internet_EU | PPK SelectPro VDI3805 Internet_EU | H714R+NV24A-SR-TPC |  | 600 kPa | 400 kPa
144607 | H714R/NV24A-SR-TPC | H714R/NV24A-SR-TPC | 26 | H714R | / | NV24A-SR-TPC | Standard actuator | 0 | Scenario 2 |  | PPK¦SelectPro¦VDI3805¦Internet_EU | PPK SelectPro VDI3805 Internet_EU | PPK SelectPro VDI3805 Internet_EU | H714R/NV24A-SR-TPC |  | 600 kPa | 400 kPa
144610 | H715N+NV24A-SR-TPC | H715N+NV24A-SR-TPC | 26 | H715N | + | NV24A-SR-TPC | Standard actuator | 0 | Scenario 2 |  | PPK¦SelectPro¦VDI3805¦Internet_EU | PPK SelectPro VDI3805 Internet_EU | PPK SelectPro VDI3805 Internet_EU | H715N+NV24A-SR-TPC |  | 1600 kPa | 400 kPa
144611 | H715N/NV24A-SR-TPC | H715N/NV24A-SR-TPC | 26 | H715N | / | NV24A-SR-TPC | Standard actuator | 0 | Scenario 2 |  | PPK¦SelectPro¦VDI3805¦Internet_EU | PPK SelectPro VDI3805 Internet_EU | PPK SelectPro VDI3805 Internet_EU | H715N/NV24A-SR-TPC |  | 1600 kPa | 400 kPa
144614 | H715R+NV24A-SR-TPC | H715R+NV24A-SR-TPC | 26 | H715R | + | NV24A-SR-TPC | Standard actuator | 0 | Scenario 2 |  | PPK¦SelectPro¦VDI3805¦Internet_EU | PPK SelectPro VDI3805 Internet_EU | PPK SelectPro VDI3805 Internet_EU | H715R+NV24A-SR-TPC |  | 600 kPa | 400 kPa
144615 | H715R/NV24A-SR-TPC | H715R/NV24A-SR-TPC | 26 | H715R | / | NV24A-SR-TPC | Standard actuator | 0 | Scenario 2 |  | PPK¦SelectPro¦VDI3805¦Internet_EU | PPK SelectPro VDI3805 Internet_EU | PPK SelectPro VDI3805 Internet_EU | H715R/NV24A-SR-TPC |  | 600 kPa | 400 kPa
144618 | H720N+NV24A-SR-TPC | H720N+NV24A-SR-TPC | 26 | H720N | + | NV24A-SR-TPC | Standard actuator | 0 | Scenario 2 |  | PPK¦SelectPro¦VDI3805¦Internet_EU | PPK SelectPro VDI3805 Internet_EU | PPK SelectPro VDI3805 Internet_EU | H720N+NV24A-SR-TPC |  | 1600 kPa | 400 kPa
144619 | H720N/NV24A-SR-TPC | H720N/NV24A-SR-TPC | 26 | H720N | / | NV24A-SR-TPC | Standard actuator | 0 | Scenario 2 |  | PPK¦SelectPro¦VDI3805¦Internet_EU | PPK SelectPro VDI3805 Internet_EU | PPK SelectPro VDI3805 Internet_EU | H720N/NV24A-SR-TPC |  | 1600 kPa | 400 kPa
144622 | H720R+NV24A-SR-TPC | H720R+NV24A-SR-TPC | 26 | H720R | + | NV24A-SR-TPC | Standard actuator | 0 | Scenario 2 |  | PPK¦SelectPro¦VDI3805¦Internet_EU | PPK SelectPro VDI3805 Internet_EU | PPK SelectPro VDI3805 Internet_EU | H720R+NV24A-SR-TPC |  | 600 kPa | 400 kPa
144623 | H720R/NV24A-SR-TPC | H720R/NV24A-SR-TPC | 26 | H720R | / | NV24A-SR-TPC | Standard actuator | 0 | Scenario 2 |  | PPK¦SelectPro¦VDI3805¦Internet_EU | PPK SelectPro VDI3805 Internet_EU | PPK SelectPro VDI3805 Internet_EU | H720R/NV24A-SR-TPC |  | 600 kPa | 400 kPa
144626 | H6020X4-S2+LVC24A-SR-TPC | H6020X4-S2+LVC24A-SR-TPC | 26 | H6020X4-S2 | + | LVC24A-SR-TPC | Fast runner | 0 | Scenario 2 |  | PPK¦SelectPro¦VDI3805¦Internet_EU | PPK SelectPro VDI3805 Internet_EU | PPK SelectPro VDI3805 Internet_EU | H6020X4-S2+LVC24A-SR-TPC |  | 800 kPa | 800 kPa
144627 | H6020X4-S2/LVC24A-SR-TPC | H6020X4-S2/LVC24A-SR-TPC | 26 | H6020X4-S2 | / | LVC24A-SR-TPC | Fast runner | 0 | Scenario 2 |  | PPK¦SelectPro¦VDI3805¦Internet_EU | PPK SelectPro VDI3805 Internet_EU | PPK SelectPro VDI3805 Internet_EU | H6020X4-S2/LVC24A-SR-TPC |  | 800 kPa | 800 kPa
144628 | H6020X6P3-S2+LVC24A-SR-TPC | H6020X6P3-S2+LVC24A-SR-TPC | 26 | H6020X6P3-S2 | + | LVC24A-SR-TPC | Fast runner | 0 | Scenario 2 |  | PPK¦SelectPro¦VDI3805¦Internet_EU | PPK SelectPro VDI3805 Internet_EU | PPK SelectPro VDI3805 Internet_EU | H6020X6P3-S2+LVC24A-SR-TPC |  | 600 kPa | 600 kPa
144629 | H6020X6P3-S2/LVC24A-SR-TPC | H6020X6P3-S2/LVC24A-SR-TPC | 26 | H6020X6P3-S2 | / | LVC24A-SR-TPC | Fast runner | 0 | Scenario 2 |  | PPK¦SelectPro¦VDI3805¦Internet_EU | PPK SelectPro VDI3805 Internet_EU | PPK SelectPro VDI3805 Internet_EU | H6020X6P3-S2/LVC24A-SR-TPC |  | 600 kPa | 600 kPa
144630 | H6025X10-S2+LVC24A-SR-TPC | H6025X10-S2+LVC24A-SR-TPC | 26 | H6025X10-S2 | + | LVC24A-SR-TPC | Fast runner | 0 | Scenario 2 |  | PPK¦SelectPro¦VDI3805¦Internet_EU | PPK SelectPro VDI3805 Internet_EU | PPK SelectPro VDI3805 Internet_EU | H6025X10-S2+LVC24A-SR-TPC |  | 450 kPa | 450 kPa
144631 | H6025X10-S2/LVC24A-SR-TPC | H6025X10-S2/LVC24A-SR-TPC | 26 | H6025X10-S2 | / | LVC24A-SR-TPC | Fast runner | 0 | Scenario 2 |  | PPK¦SelectPro¦VDI3805¦Internet_EU | PPK SelectPro VDI3805 Internet_EU | PPK SelectPro VDI3805 Internet_EU | H6025X10-S2/LVC24A-SR-TPC |  | 450 kPa | 450 kPa
144632 | H6025X6P3-S2+LVC24A-SR-TPC | H6025X6P3-S2+LVC24A-SR-TPC | 26 | H6025X6P3-S2 | + | LVC24A-SR-TPC | Fast runner | 0 | Scenario 2 |  | PPK¦SelectPro¦VDI3805¦Internet_EU | PPK SelectPro VDI3805 Internet_EU | PPK SelectPro VDI3805 Internet_EU | H6025X6P3-S2+LVC24A-SR-TPC |  | 450 kPa | 450 kPa
144633 | H6025X6P3-S2/LVC24A-SR-TPC | H6025X6P3-S2/LVC24A-SR-TPC | 26 | H6025X6P3-S2 | / | LVC24A-SR-TPC | Fast runner | 0 | Scenario 2 |  | PPK¦SelectPro¦VDI3805¦Internet_EU | PPK SelectPro VDI3805 Internet_EU | PPK SelectPro VDI3805 Internet_EU | H6025X6P3-S2/LVC24A-SR-TPC |  | 450 kPa | 450 kPa
144634 | H6032X10-S2+LVC24A-SR-TPC | H6032X10-S2+LVC24A-SR-TPC | 26 | H6032X10-S2 | + | LVC24A-SR-TPC | Fast runner | 0 | Scenario 2 |  | PPK¦SelectPro¦VDI3805¦Internet_EU | PPK SelectPro VDI3805 Internet_EU | PPK SelectPro VDI3805 Internet_EU | H6032X10-S2+LVC24A-SR-TPC |  | 300 kPa | 300 kPa
144635 | H6032X10-S2/LVC24A-SR-TPC | H6032X10-S2/LVC24A-SR-TPC | 26 | H6032X10-S2 | / | LVC24A-SR-TPC | Fast runner | 0 | Scenario 2 |  | PPK¦SelectPro¦VDI3805¦Internet_EU | PPK SelectPro VDI3805 Internet_EU | PPK SelectPro VDI3805 Internet_EU | H6032X10-S2/LVC24A-SR-TPC |  | 300 kPa | 300 kPa
144636 | H6032X16-S2+LVC24A-SR-TPC | H6032X16-S2+LVC24A-SR-TPC | 26 | H6032X16-S2 | + | LVC24A-SR-TPC | Fast runner | 0 | Scenario 2 |  | PPK¦SelectPro¦VDI3805¦Internet_EU | PPK SelectPro VDI3805 Internet_EU | PPK SelectPro VDI3805 Internet_EU | H6032X16-S2+LVC24A-SR-TPC |  | 300 kPa | 300 kPa
144637 | H6032X16-S2/LVC24A-SR-TPC | H6032X16-S2/LVC24A-SR-TPC | 26 | H6032X16-S2 | / | LVC24A-SR-TPC | Fast runner | 0 | Scenario 2 |  | PPK¦SelectPro¦VDI3805¦Internet_EU | PPK SelectPro VDI3805 Internet_EU | PPK SelectPro VDI3805 Internet_EU | H6032X16-S2/LVC24A-SR-TPC |  | 300 kPa | 300 kPa
144638 | H6040X16-S2+LVC24A-SR-TPC | H6040X16-S2+LVC24A-SR-TPC | 26 | H6040X16-S2 | + | LVC24A-SR-TPC | Fast runner | 0 | Scenario 2 |  | PPK¦SelectPro¦VDI3805¦Internet_EU | PPK SelectPro VDI3805 Internet_EU | PPK SelectPro VDI3805 Internet_EU | H6040X16-S2+LVC24A-SR-TPC |  | 140 kPa | 140 kPa
144639 | H6040X16-S2/LVC24A-SR-TPC | H6040X16-S2/LVC24A-SR-TPC | 26 | H6040X16-S2 | / | LVC24A-SR-TPC | Fast runner | 0 | Scenario 2 |  | PPK¦SelectPro¦VDI3805¦Internet_EU | PPK SelectPro VDI3805 Internet_EU | PPK SelectPro VDI3805 Internet_EU | H6040X16-S2/LVC24A-SR-TPC |  | 140 kPa | 140 kPa
144640 | H6040X25-S2+LVC24A-SR-TPC | H6040X25-S2+LVC24A-SR-TPC | 26 | H6040X25-S2 | + | LVC24A-SR-TPC | Fast runner | 0 | Scenario 2 |  | PPK¦SelectPro¦VDI3805¦Internet_EU | PPK SelectPro VDI3805 Internet_EU | PPK SelectPro VDI3805 Internet_EU | H6040X25-S2+LVC24A-SR-TPC |  | 140 kPa | 140 kPa
144641 | H6040X25-S2/LVC24A-SR-TPC | H6040X25-S2/LVC24A-SR-TPC | 26 | H6040X25-S2 | / | LVC24A-SR-TPC | Fast runner | 0 | Scenario 2 |  | PPK¦SelectPro¦VDI3805¦Internet_EU | PPK SelectPro VDI3805 Internet_EU | PPK SelectPro VDI3805 Internet_EU | H6040X25-S2/LVC24A-SR-TPC |  | 140 kPa | 140 kPa
144642 | H6050X25-S2+LVC24A-SR-TPC | H6050X25-S2+LVC24A-SR-TPC | 26 | H6050X25-S2 | + | LVC24A-SR-TPC | Fast runner | 0 | Scenario 2 |  | PPK¦SelectPro¦VDI3805¦Internet_EU | PPK SelectPro VDI3805 Internet_EU | PPK SelectPro VDI3805 Internet_EU | H6050X25-S2+LVC24A-SR-TPC |  | 60 kPa | 60 kPa
144643 | H6050X25-S2/LVC24A-SR-TPC | H6050X25-S2/LVC24A-SR-TPC | 26 | H6050X25-S2 | / | LVC24A-SR-TPC | Fast runner | 0 | Scenario 2 |  | PPK¦SelectPro¦VDI3805¦Internet_EU | PPK SelectPro VDI3805 Internet_EU | PPK SelectPro VDI3805 Internet_EU | H6050X25-S2/LVC24A-SR-TPC |  | 60 kPa | 60 kPa
144644 | H6050X40-S2+LVC24A-SR-TPC | H6050X40-S2+LVC24A-SR-TPC | 26 | H6050X40-S2 | + | LVC24A-SR-TPC | Fast runner | 0 | Scenario 2 |  | PPK¦SelectPro¦VDI3805¦Internet_EU | PPK SelectPro VDI3805 Internet_EU | PPK SelectPro VDI3805 Internet_EU | H6050X40-S2+LVC24A-SR-TPC |  | 60 kPa | 60 kPa
144645 | H6050X40-S2/LVC24A-SR-TPC | H6050X40-S2/LVC24A-SR-TPC | 26 | H6050X40-S2 | / | LVC24A-SR-TPC | Fast runner | 0 | Scenario 2 |  | PPK¦SelectPro¦VDI3805¦Internet_EU | PPK SelectPro VDI3805 Internet_EU | PPK SelectPro VDI3805 Internet_EU | H6050X40-S2/LVC24A-SR-TPC |  | 60 kPa | 60 kPa
144646 | H610S+LVC24A-SR-TPC | H610S+LVC24A-SR-TPC | 26 | H610S | + | LVC24A-SR-TPC | Fast runner | 1 | Scenario 2 |  | PPK¦SelectPro¦VDI3805¦Internet_EU | PPK SelectPro VDI3805 Internet_EU | PPK SelectPro VDI3805 Internet_EU | H610S+LVC24A-SR-TPC |  | 1600 kPa | 1000 kPa
144647 | H610S/LVC24A-SR-TPC | H610S/LVC24A-SR-TPC | 26 | H610S | / | LVC24A-SR-TPC | Fast runner | 1 | Scenario 2 |  | PPK¦SelectPro¦VDI3805¦Internet_EU | PPK SelectPro VDI3805 Internet_EU | PPK SelectPro VDI3805 Internet_EU | H610S/LVC24A-SR-TPC |  | 1600 kPa | 1000 kPa
144648 | H611N+LVC24A-SR-TPC | H611N+LVC24A-SR-TPC | 26 | H611N | + | LVC24A-SR-TPC | Fast runner | 1 | Scenario 2 |  | PPK¦SelectPro¦VDI3805¦Internet_EU | PPK SelectPro VDI3805 Internet_EU | PPK SelectPro VDI3805 Internet_EU | H611N+LVC24A-SR-TPC |  | 1300 kPa | 400 kPa
144649 | H611N/LVC24A-SR-TPC | H611N/LVC24A-SR-TPC | 26 | H611N | / | LVC24A-SR-TPC | Fast runner | 1 | Scenario 2 |  | PPK¦SelectPro¦VDI3805¦Internet_EU | PPK SelectPro VDI3805 Internet_EU | PPK SelectPro VDI3805 Internet_EU | H611N/LVC24A-SR-TPC |  | 1300 kPa | 400 kPa
144650 | H611R+LVC24A-SR-TPC | H611R+LVC24A-SR-TPC | 26 | H611R | + | LVC24A-SR-TPC | Fast runner | 1 | Scenario 2 |  | PPK¦SelectPro¦VDI3805¦Internet_EU | PPK SelectPro VDI3805 Internet_EU | PPK SelectPro VDI3805 Internet_EU | H611R+LVC24A-SR-TPC |  | 600 kPa | 400 kPa
144651 | H611R/LVC24A-SR-TPC | H611R/LVC24A-SR-TPC | 26 | H611R | / | LVC24A-SR-TPC | Fast runner | 1 | Scenario 2 |  | PPK¦SelectPro¦VDI3805¦Internet_EU | PPK SelectPro VDI3805 Internet_EU | PPK SelectPro VDI3805 Internet_EU | H611R/LVC24A-SR-TPC |  | 600 kPa | 400 kPa
144652 | H611S+LVC24A-SR-TPC | H611S+LVC24A-SR-TPC | 26 | H611S | + | LVC24A-SR-TPC | Fast runner | 1 | Scenario 2 |  | PPK¦SelectPro¦VDI3805¦Internet_EU | PPK SelectPro VDI3805 Internet_EU | PPK SelectPro VDI3805 Internet_EU | H611S+LVC24A-SR-TPC |  | 1600 kPa | 1000 kPa
144653 | H611S/LVC24A-SR-TPC | H611S/LVC24A-SR-TPC | 26 | H611S | / | LVC24A-SR-TPC | Fast runner | 1 | Scenario 2 |  | PPK¦SelectPro¦VDI3805¦Internet_EU | PPK SelectPro VDI3805 Internet_EU | PPK SelectPro VDI3805 Internet_EU | H611S/LVC24A-SR-TPC |  | 1600 kPa | 1000 kPa
144654 | H612N+LVC24A-SR-TPC | H612N+LVC24A-SR-TPC | 26 | H612N | + | LVC24A-SR-TPC | Fast runner | 1 | Scenario 2 |  | PPK¦SelectPro¦VDI3805¦Internet_EU | PPK SelectPro VDI3805 Internet_EU | PPK SelectPro VDI3805 Internet_EU | H612N+LVC24A-SR-TPC |  | 1300 kPa | 400 kPa
144655 | H612N/LVC24A-SR-TPC | H612N/LVC24A-SR-TPC | 26 | H612N | / | LVC24A-SR-TPC | Fast runner | 1 | Scenario 2 |  | PPK¦SelectPro¦VDI3805¦Internet_EU | PPK SelectPro VDI3805 Internet_EU | PPK SelectPro VDI3805 Internet_EU | H612N/LVC24A-SR-TPC |  | 1300 kPa | 400 kPa
144656 | H612R+LVC24A-SR-TPC | H612R+LVC24A-SR-TPC | 26 | H612R | + | LVC24A-SR-TPC | Fast runner | 1 | Scenario 2 |  | PPK¦SelectPro¦VDI3805¦Internet_EU | PPK SelectPro VDI3805 Internet_EU | PPK SelectPro VDI3805 Internet_EU | H612R+LVC24A-SR-TPC |  | 600 kPa | 400 kPa
144657 | H612R/LVC24A-SR-TPC | H612R/LVC24A-SR-TPC | 26 | H612R | / | LVC24A-SR-TPC | Fast runner | 1 | Scenario 2 |  | PPK¦SelectPro¦VDI3805¦Internet_EU | PPK SelectPro VDI3805 Internet_EU | PPK SelectPro VDI3805 Internet_EU | H612R/LVC24A-SR-TPC |  | 600 kPa | 400 kPa
144658 | H612S+LVC24A-SR-TPC | H612S+LVC24A-SR-TPC | 26 | H612S | + | LVC24A-SR-TPC | Fast runner | 1 | Scenario 2 |  | PPK¦SelectPro¦VDI3805¦Internet_EU | PPK SelectPro VDI3805 Internet_EU | PPK SelectPro VDI3805 Internet_EU | H612S+LVC24A-SR-TPC |  | 800 kPa | 800 kPa
144659 | H612S/LVC24A-SR-TPC | H612S/LVC24A-SR-TPC | 26 | H612S | / | LVC24A-SR-TPC | Fast runner | 1 | Scenario 2 |  | PPK¦SelectPro¦VDI3805¦Internet_EU | PPK SelectPro VDI3805 Internet_EU | PPK SelectPro VDI3805 Internet_EU | H612S/LVC24A-SR-TPC |  | 800 kPa | 800 kPa
144660 | H613N+LVC24A-SR-TPC | H613N+LVC24A-SR-TPC | 26 | H613N | + | LVC24A-SR-TPC | Fast runner | 1 | Scenario 2 |  | PPK¦SelectPro¦VDI3805¦Internet_EU | PPK SelectPro VDI3805 Internet_EU | PPK SelectPro VDI3805 Internet_EU | H613N+LVC24A-SR-TPC |  | 1300 kPa | 400 kPa
144661 | H613N/LVC24A-SR-TPC | H613N/LVC24A-SR-TPC | 26 | H613N | / | LVC24A-SR-TPC | Fast runner | 1 | Scenario 2 |  | PPK¦SelectPro¦VDI3805¦Internet_EU | PPK SelectPro VDI3805 Internet_EU | PPK SelectPro VDI3805 Internet_EU | H613N/LVC24A-SR-TPC |  | 1300 kPa | 400 kPa
144662 | H613R+LVC24A-SR-TPC | H613R+LVC24A-SR-TPC | 26 | H613R | + | LVC24A-SR-TPC | Fast runner | 1 | Scenario 2 |  | PPK¦SelectPro¦VDI3805¦Internet_EU | PPK SelectPro VDI3805 Internet_EU | PPK SelectPro VDI3805 Internet_EU | H613R+LVC24A-SR-TPC |  | 600 kPa | 400 kPa
144663 | H613R/LVC24A-SR-TPC | H613R/LVC24A-SR-TPC | 26 | H613R | / | LVC24A-SR-TPC | Fast runner | 1 | Scenario 2 |  | PPK¦SelectPro¦VDI3805¦Internet_EU | PPK SelectPro VDI3805 Internet_EU | PPK SelectPro VDI3805 Internet_EU | H613R/LVC24A-SR-TPC |  | 600 kPa | 400 kPa
144664 | H613S+LVC24A-SR-TPC | H613S+LVC24A-SR-TPC | 26 | H613S | + | LVC24A-SR-TPC | Fast runner | 1 | Scenario 2 |  | PPK¦SelectPro¦VDI3805¦Internet_EU | PPK SelectPro VDI3805 Internet_EU | PPK SelectPro VDI3805 Internet_EU | H613S+LVC24A-SR-TPC |  | 800 kPa | 800 kPa
144665 | H613S/LVC24A-SR-TPC | H613S/LVC24A-SR-TPC | 26 | H613S | / | LVC24A-SR-TPC | Fast runner | 1 | Scenario 2 |  | PPK¦SelectPro¦VDI3805¦Internet_EU | PPK SelectPro VDI3805 Internet_EU | PPK SelectPro VDI3805 Internet_EU | H613S/LVC24A-SR-TPC |  | 800 kPa | 800 kPa
144666 | H614N+LVC24A-SR-TPC | H614N+LVC24A-SR-TPC | 26 | H614N | + | LVC24A-SR-TPC | Fast runner | 1 | Scenario 2 |  | PPK¦SelectPro¦VDI3805¦Internet_EU | PPK SelectPro VDI3805 Internet_EU | PPK SelectPro VDI3805 Internet_EU | H614N+LVC24A-SR-TPC |  | 1300 kPa | 400 kPa
144667 | H614N/LVC24A-SR-TPC | H614N/LVC24A-SR-TPC | 26 | H614N | / | LVC24A-SR-TPC | Fast runner | 1 | Scenario 2 |  | PPK¦SelectPro¦VDI3805¦Internet_EU | PPK SelectPro VDI3805 Internet_EU | PPK SelectPro VDI3805 Internet_EU | H614N/LVC24A-SR-TPC |  | 1300 kPa | 400 kPa
144668 | H614R+LVC24A-SR-TPC | H614R+LVC24A-SR-TPC | 26 | H614R | + | LVC24A-SR-TPC | Fast runner | 1 | Scenario 2 |  | PPK¦SelectPro¦VDI3805¦Internet_EU | PPK SelectPro VDI3805 Internet_EU | PPK SelectPro VDI3805 Internet_EU | H614R+LVC24A-SR-TPC |  | 600 kPa | 400 kPa
144669 | H614R/LVC24A-SR-TPC | H614R/LVC24A-SR-TPC | 26 | H614R | / | LVC24A-SR-TPC | Fast runner | 1 | Scenario 2 |  | PPK¦SelectPro¦VDI3805¦Internet_EU | PPK SelectPro VDI3805 Internet_EU | PPK SelectPro VDI3805 Internet_EU | H614R/LVC24A-SR-TPC |  | 600 kPa | 400 kPa
144670 | H614S+LVC24A-SR-TPC | H614S+LVC24A-SR-TPC | 26 | H614S | + | LVC24A-SR-TPC | Fast runner | 1 | Scenario 2 |  | PPK¦SelectPro¦VDI3805¦Internet_EU | PPK SelectPro VDI3805 Internet_EU | PPK SelectPro VDI3805 Internet_EU | H614S+LVC24A-SR-TPC |  | 800 kPa | 800 kPa
144671 | H614S/LVC24A-SR-TPC | H614S/LVC24A-SR-TPC | 26 | H614S | / | LVC24A-SR-TPC | Fast runner | 1 | Scenario 2 |  | PPK¦SelectPro¦VDI3805¦Internet_EU | PPK SelectPro VDI3805 Internet_EU | PPK SelectPro VDI3805 Internet_EU | H614S/LVC24A-SR-TPC |  | 800 kPa | 800 kPa
144672 | H615N+LVC24A-SR-TPC | H615N+LVC24A-SR-TPC | 26 | H615N | + | LVC24A-SR-TPC | Fast runner | 1 | Scenario 2 |  | PPK¦SelectPro¦VDI3805¦Internet_EU | PPK SelectPro VDI3805 Internet_EU | PPK SelectPro VDI3805 Internet_EU | H615N+LVC24A-SR-TPC |  | 1300 kPa | 400 kPa
144673 | H615N/LVC24A-SR-TPC | H615N/LVC24A-SR-TPC | 26 | H615N | / | LVC24A-SR-TPC | Fast runner | 1 | Scenario 2 |  | PPK¦SelectPro¦VDI3805¦Internet_EU | PPK SelectPro VDI3805 Internet_EU | PPK SelectPro VDI3805 Internet_EU | H615N/LVC24A-SR-TPC |  | 1300 kPa | 400 kPa
144674 | H615R+LVC24A-SR-TPC | H615R+LVC24A-SR-TPC | 26 | H615R | + | LVC24A-SR-TPC | Fast runner | 1 | Scenario 2 |  | PPK¦SelectPro¦VDI3805¦Internet_EU | PPK SelectPro VDI3805 Internet_EU | PPK SelectPro VDI3805 Internet_EU | H615R+LVC24A-SR-TPC |  | 600 kPa | 400 kPa
144675 | H615R/LVC24A-SR-TPC | H615R/LVC24A-SR-TPC | 26 | H615R | / | LVC24A-SR-TPC | Fast runner | 1 | Scenario 2 |  | PPK¦SelectPro¦VDI3805¦Internet_EU | PPK SelectPro VDI3805 Internet_EU | PPK SelectPro VDI3805 Internet_EU | H615R/LVC24A-SR-TPC |  | 600 kPa | 400 kPa
144676 | H615S+LVC24A-SR-TPC | H615S+LVC24A-SR-TPC | 26 | H615S | + | LVC24A-SR-TPC | Fast runner | 1 | Scenario 2 |  | PPK¦SelectPro¦VDI3805¦Internet_EU | PPK SelectPro VDI3805 Internet_EU | PPK SelectPro VDI3805 Internet_EU | H615S+LVC24A-SR-TPC |  | 800 kPa | 800 kPa
144677 | H615S/LVC24A-SR-TPC | H615S/LVC24A-SR-TPC | 26 | H615S | / | LVC24A-SR-TPC | Fast runner | 1 | Scenario 2 |  | PPK¦SelectPro¦VDI3805¦Internet_EU | PPK SelectPro VDI3805 Internet_EU | PPK SelectPro VDI3805 Internet_EU | H615S/LVC24A-SR-TPC |  | 800 kPa | 800 kPa
144678 | H725N+NV24A-SR-TPC | H725N+NV24A-SR-TPC | 26 | H725N | + | NV24A-SR-TPC | Standard actuator | 0 | Scenario 2 |  | PPK¦SelectPro¦VDI3805¦Internet_EU | PPK SelectPro VDI3805 Internet_EU | PPK SelectPro VDI3805 Internet_EU | H725N+NV24A-SR-TPC |  | 1300 kPa | 400 kPa
144679 | H725N/NV24A-SR-TPC | H725N/NV24A-SR-TPC | 26 | H725N | / | NV24A-SR-TPC | Standard actuator | 0 | Scenario 2 |  | PPK¦SelectPro¦VDI3805¦Internet_EU | PPK SelectPro VDI3805 Internet_EU | PPK SelectPro VDI3805 Internet_EU | H725N/NV24A-SR-TPC |  | 1300 kPa | 400 kPa
144682 | H725R+NV24A-SR-TPC | H725R+NV24A-SR-TPC | 26 | H725R | + | NV24A-SR-TPC | Standard actuator | 0 | Scenario 2 |  | PPK¦SelectPro¦VDI3805¦Internet_EU | PPK SelectPro VDI3805 Internet_EU | PPK SelectPro VDI3805 Internet_EU | H725R+NV24A-SR-TPC |  | 600 kPa | 400 kPa
144683 | H725R/NV24A-SR-TPC | H725R/NV24A-SR-TPC | 26 | H725R | / | NV24A-SR-TPC | Standard actuator | 0 | Scenario 2 |  | PPK¦SelectPro¦VDI3805¦Internet_EU | PPK SelectPro VDI3805 Internet_EU | PPK SelectPro VDI3805 Internet_EU | H725R/NV24A-SR-TPC |  | 600 kPa | 400 kPa
144686 | H732N+NV24A-SR-TPC | H732N+NV24A-SR-TPC | 26 | H732N | + | NV24A-SR-TPC | Standard actuator | 1 | Scenario 2 |  | PPK¦SelectPro¦VDI3805¦Internet_EU | PPK SelectPro VDI3805 Internet_EU | PPK SelectPro VDI3805 Internet_EU | H732N+NV24A-SR-TPC |  | 1000 kPa | 400 kPa
144687 | H732N/NV24A-SR-TPC | H732N/NV24A-SR-TPC | 26 | H732N | / | NV24A-SR-TPC | Standard actuator | 1 | Scenario 2 |  | PPK¦SelectPro¦VDI3805¦Internet_EU | PPK SelectPro VDI3805 Internet_EU | PPK SelectPro VDI3805 Internet_EU | H732N/NV24A-SR-TPC |  | 1000 kPa | 400 kPa
144690 | H732R+NV24A-SR-TPC | H732R+NV24A-SR-TPC | 26 | H732R | + | NV24A-SR-TPC | Standard actuator | 1 | Scenario 2 |  | PPK¦SelectPro¦VDI3805¦Internet_EU | PPK SelectPro VDI3805 Internet_EU | PPK SelectPro VDI3805 Internet_EU | H732R+NV24A-SR-TPC |  | 600 kPa | 400 kPa
144691 | H732R/NV24A-SR-TPC | H732R/NV24A-SR-TPC | 26 | H732R | / | NV24A-SR-TPC | Standard actuator | 1 | Scenario 2 |  | PPK¦SelectPro¦VDI3805¦Internet_EU | PPK SelectPro VDI3805 Internet_EU | PPK SelectPro VDI3805 Internet_EU | H732R/NV24A-SR-TPC |  | 600 kPa | 400 kPa
144694 | H740N+NV24A-SR-TPC | H740N+NV24A-SR-TPC | 26 | H740N | + | NV24A-SR-TPC | Standard actuator | 1 | Scenario 2 |  | PPK¦SelectPro¦VDI3805¦Internet_EU | PPK SelectPro VDI3805 Internet_EU | PPK SelectPro VDI3805 Internet_EU | H740N+NV24A-SR-TPC |  | 500 kPa | 400 kPa
144695 | H740N/NV24A-SR-TPC | H740N/NV24A-SR-TPC | 26 | H740N | / | NV24A-SR-TPC | Standard actuator | 1 | Scenario 2 |  | PPK¦SelectPro¦VDI3805¦Internet_EU | PPK SelectPro VDI3805 Internet_EU | PPK SelectPro VDI3805 Internet_EU | H740N/NV24A-SR-TPC |  | 500 kPa | 400 kPa
144698 | H740R+NV24A-SR-TPC | H740R+NV24A-SR-TPC | 26 | H740R | + | NV24A-SR-TPC | Standard actuator | 1 | Scenario 2 |  | PPK¦SelectPro¦VDI3805¦Internet_EU | PPK SelectPro VDI3805 Internet_EU | PPK SelectPro VDI3805 Internet_EU | H740R+NV24A-SR-TPC |  | 500 kPa | 400 kPa
144699 | H740R/NV24A-SR-TPC | H740R/NV24A-SR-TPC | 26 | H740R | / | NV24A-SR-TPC | Standard actuator | 1 | Scenario 2 |  | PPK¦SelectPro¦VDI3805¦Internet_EU | PPK SelectPro VDI3805 Internet_EU | PPK SelectPro VDI3805 Internet_EU | H740R/NV24A-SR-TPC |  | 500 kPa | 400 kPa
144702 | H750N+NV24A-SR-TPC | H750N+NV24A-SR-TPC | 26 | H750N | + | NV24A-SR-TPC | Standard actuator | 0 | Scenario 2 |  | PPK¦SelectPro¦VDI3805¦Internet_EU | PPK SelectPro VDI3805 Internet_EU | PPK SelectPro VDI3805 Internet_EU | H750N+NV24A-SR-TPC |  | 300 kPa | 300 kPa
144703 | H750N/NV24A-SR-TPC | H750N/NV24A-SR-TPC | 26 | H750N | / | NV24A-SR-TPC | Standard actuator | 0 | Scenario 2 |  | PPK¦SelectPro¦VDI3805¦Internet_EU | PPK SelectPro VDI3805 Internet_EU | PPK SelectPro VDI3805 Internet_EU | H750N/NV24A-SR-TPC |  | 300 kPa | 300 kPa
144706 | H750R+NV24A-SR-TPC | H750R+NV24A-SR-TPC | 26 | H750R | + | NV24A-SR-TPC | Standard actuator | 0 | Scenario 2 |  | PPK¦SelectPro¦VDI3805¦Internet_EU | PPK SelectPro VDI3805 Internet_EU | PPK SelectPro VDI3805 Internet_EU | H750R+NV24A-SR-TPC |  | 300 kPa | 300 kPa
144707 | H750R/NV24A-SR-TPC | H750R/NV24A-SR-TPC | 26 | H750R | / | NV24A-SR-TPC | Standard actuator | 0 | Scenario 2 |  | PPK¦SelectPro¦VDI3805¦Internet_EU | PPK SelectPro VDI3805 Internet_EU | PPK SelectPro VDI3805 Internet_EU | H750R/NV24A-SR-TPC |  | 300 kPa | 300 kPa
144710 | H764N+NV24A-SR-TPC | H764N+NV24A-SR-TPC | 26 | H764N | + | NV24A-SR-TPC | Standard actuator | 0 | Scenario 2 |  | PPK¦SelectPro¦VDI3805¦Internet_EU | PPK SelectPro VDI3805 Internet_EU | PPK SelectPro VDI3805 Internet_EU | H764N+NV24A-SR-TPC |  | 140 kPa | 140 kPa
144711 | H764N/NV24A-SR-TPC | H764N/NV24A-SR-TPC | 26 | H764N | / | NV24A-SR-TPC | Standard actuator | 0 | Scenario 2 |  | PPK¦SelectPro¦VDI3805¦Internet_EU | PPK SelectPro VDI3805 Internet_EU | PPK SelectPro VDI3805 Internet_EU | H764N/NV24A-SR-TPC |  | 140 kPa | 140 kPa
144714 | H764R+NV24A-SR-TPC | H764R+NV24A-SR-TPC | 26 | H764R | + | NV24A-SR-TPC | Standard actuator | 0 | Scenario 2 |  | PPK¦SelectPro¦VDI3805¦Internet_EU | PPK SelectPro VDI3805 Internet_EU | PPK SelectPro VDI3805 Internet_EU | H764R+NV24A-SR-TPC |  | 140 kPa | 140 kPa
144715 | H764R/NV24A-SR-TPC | H764R/NV24A-SR-TPC | 26 | H764R | / | NV24A-SR-TPC | Standard actuator | 0 | Scenario 2 |  | PPK¦SelectPro¦VDI3805¦Internet_EU | PPK SelectPro VDI3805 Internet_EU | PPK SelectPro VDI3805 Internet_EU | H764R/NV24A-SR-TPC |  | 140 kPa | 140 kPa
144718 | H779N+NV24A-SR-TPC | H779N+NV24A-SR-TPC | 26 | H779N | + | NV24A-SR-TPC | Standard actuator | 0 | Scenario 2 |  | PPK¦SelectPro¦VDI3805¦Internet_EU | PPK SelectPro VDI3805 Internet_EU | PPK SelectPro VDI3805 Internet_EU | H779N+NV24A-SR-TPC |  | 80 kPa | 80 kPa
144719 | H779N/NV24A-SR-TPC | H779N/NV24A-SR-TPC | 26 | H779N | / | NV24A-SR-TPC | Standard actuator | 0 | Scenario 2 |  | PPK¦SelectPro¦VDI3805¦Internet_EU | PPK SelectPro VDI3805 Internet_EU | PPK SelectPro VDI3805 Internet_EU | H779N/NV24A-SR-TPC |  | 80 kPa | 80 kPa
144722 | H779R+NV24A-SR-TPC | H779R+NV24A-SR-TPC | 26 | H779R | + | NV24A-SR-TPC | Standard actuator | 0 | Scenario 2 |  | PPK¦SelectPro¦VDI3805¦Internet_EU | PPK SelectPro VDI3805 Internet_EU | PPK SelectPro VDI3805 Internet_EU | H779R+NV24A-SR-TPC |  | 80 kPa | 80 kPa
144723 | H779R/NV24A-SR-TPC | H779R/NV24A-SR-TPC | 26 | H779R | / | NV24A-SR-TPC | Standard actuator | 0 | Scenario 2 |  | PPK¦SelectPro¦VDI3805¦Internet_EU | PPK SelectPro VDI3805 Internet_EU | PPK SelectPro VDI3805 Internet_EU | H779R/NV24A-SR-TPC |  | 80 kPa | 80 kPa
144724 | H679R+NVC24A-SR-TPC | H679R+NVC24A-SR-TPC | 26 | H679R | + | NVC24A-SR-TPC | Fast runner | 0 | Scenario 2 |  | PPK¦SelectPro¦VDI3805¦Internet_EU | PPK SelectPro VDI3805 Internet_EU | PPK SelectPro VDI3805 Internet_EU | H679R+NVC24A-SR-TPC |  | 80 kPa | 80 kPa
144725 | H679R/NVC24A-SR-TPC | H679R/NVC24A-SR-TPC | 26 | H679R | / | NVC24A-SR-TPC | Fast runner | 0 | Scenario 2 |  | PPK¦SelectPro¦VDI3805¦Internet_EU | PPK SelectPro VDI3805 Internet_EU | PPK SelectPro VDI3805 Internet_EU | H679R/NVC24A-SR-TPC |  | 80 kPa | 80 kPa
144726 | H679SP+NVC24A-SR-TPC | H679SP+NVC24A-SR-TPC | 26 | H679SP | + | NVC24A-SR-TPC | Fast runner | 1 | Scenario 2 |  | PPK¦SelectPro¦VDI3805¦Internet_EU | PPK SelectPro VDI3805 Internet_EU | PPK SelectPro VDI3805 Internet_EU | H679SP+NVC24A-SR-TPC |  | 1600 kPa | 1000 kPa
144727 | H679SP/NVC24A-SR-TPC | H679SP/NVC24A-SR-TPC | 26 | H679SP | / | NVC24A-SR-TPC | Fast runner | 1 | Scenario 2 |  | PPK¦SelectPro¦VDI3805¦Internet_EU | PPK SelectPro VDI3805 Internet_EU | PPK SelectPro VDI3805 Internet_EU | H679SP/NVC24A-SR-TPC |  | 1600 kPa | 1000 kPa
144728 | H7015X4-S2+NVC24A-SR-TPC | H7015X4-S2+NVC24A-SR-TPC | 26 | H7015X4-S2 | + | NVC24A-SR-TPC | Fast runner | 1 | Scenario 2 |  | PPK¦SelectPro¦VDI3805¦Internet_EU | PPK SelectPro VDI3805 Internet_EU | PPK SelectPro VDI3805 Internet_EU | H7015X4-S2+NVC24A-SR-TPC |  | 2200 kPa | 1000 kPa
144729 | H7015X4-S2/NVC24A-SR-TPC | H7015X4-S2/NVC24A-SR-TPC | 26 | H7015X4-S2 | / | NVC24A-SR-TPC | Fast runner | 1 | Scenario 2 |  | PPK¦SelectPro¦VDI3805¦Internet_EU | PPK SelectPro VDI3805 Internet_EU | PPK SelectPro VDI3805 Internet_EU | H7015X4-S2/NVC24A-SR-TPC |  | 2200 kPa | 1000 kPa
144730 | H7015Y4-S2+NVC24A-SR-TPC | H7015Y4-S2+NVC24A-SR-TPC | 26 | H7015Y4-S2 | + | NVC24A-SR-TPC | Fast runner | 1 | Scenario 2 |  | PPK¦SelectPro¦VDI3805¦Internet_EU | PPK SelectPro VDI3805 Internet_EU | PPK SelectPro VDI3805 Internet_EU | H7015Y4-S2+NVC24A-SR-TPC |  | 2200 kPa | 1000 kPa
144731 | H7015Y4-S2/NVC24A-SR-TPC | H7015Y4-S2/NVC24A-SR-TPC | 26 | H7015Y4-S2 | / | NVC24A-SR-TPC | Fast runner | 1 | Scenario 2 |  | PPK¦SelectPro¦VDI3805¦Internet_EU | PPK SelectPro VDI3805 Internet_EU | PPK SelectPro VDI3805 Internet_EU | H7015Y4-S2/NVC24A-SR-TPC |  | 2200 kPa | 1000 kPa
144732 | H7020X6P3-S2+NVC24A-SR-TPC | H7020X6P3-S2+NVC24A-SR-TPC | 26 | H7020X6P3-S2 | + | NVC24A-SR-TPC | Fast runner | 1 | Scenario 2 |  | PPK¦SelectPro¦VDI3805¦Internet_EU | PPK SelectPro VDI3805 Internet_EU | PPK SelectPro VDI3805 Internet_EU | H7020X6P3-S2+NVC24A-SR-TPC |  | 1500 kPa | 1000 kPa
144733 | H7020X6P3-S2/NVC24A-SR-TPC | H7020X6P3-S2/NVC24A-SR-TPC | 26 | H7020X6P3-S2 | / | NVC24A-SR-TPC | Fast runner | 1 | Scenario 2 |  | PPK¦SelectPro¦VDI3805¦Internet_EU | PPK SelectPro VDI3805 Internet_EU | PPK SelectPro VDI3805 Internet_EU | H7020X6P3-S2/NVC24A-SR-TPC |  | 1500 kPa | 1000 kPa
144734 | H7020Y6P3-S2+NVC24A-SR-TPC | H7020Y6P3-S2+NVC24A-SR-TPC | 26 | H7020Y6P3-S2 | + | NVC24A-SR-TPC | Fast runner | 1 | Scenario 2 |  | PPK¦SelectPro¦VDI3805¦Internet_EU | PPK SelectPro VDI3805 Internet_EU | PPK SelectPro VDI3805 Internet_EU | H7020Y6P3-S2+NVC24A-SR-TPC |  | 1500 kPa | 1000 kPa
144735 | H7020Y6P3-S2/NVC24A-SR-TPC | H7020Y6P3-S2/NVC24A-SR-TPC | 26 | H7020Y6P3-S2 | / | NVC24A-SR-TPC | Fast runner | 1 | Scenario 2 |  | PPK¦SelectPro¦VDI3805¦Internet_EU | PPK SelectPro VDI3805 Internet_EU | PPK SelectPro VDI3805 Internet_EU | H7020Y6P3-S2/NVC24A-SR-TPC |  | 1500 kPa | 1000 kPa
144736 | H7025X10-S2+NVC24A-SR-TPC | H7025X10-S2+NVC24A-SR-TPC | 26 | H7025X10-S2 | + | NVC24A-SR-TPC | Fast runner | 1 | Scenario 2 |  | PPK¦SelectPro¦VDI3805¦Internet_EU | PPK SelectPro VDI3805 Internet_EU | PPK SelectPro VDI3805 Internet_EU | H7025X10-S2+NVC24A-SR-TPC |  | 1300 kPa | 1000 kPa
144737 | H7025X10-S2/NVC24A-SR-TPC | H7025X10-S2/NVC24A-SR-TPC | 26 | H7025X10-S2 | / | NVC24A-SR-TPC | Fast runner | 1 | Scenario 2 |  | PPK¦SelectPro¦VDI3805¦Internet_EU | PPK SelectPro VDI3805 Internet_EU | PPK SelectPro VDI3805 Internet_EU | H7025X10-S2/NVC24A-SR-TPC |  | 1300 kPa | 1000 kPa
144738 | H7025Y10-S2+NVC24A-SR-TPC | H7025Y10-S2+NVC24A-SR-TPC | 26 | H7025Y10-S2 | + | NVC24A-SR-TPC | Fast runner | 1 | Scenario 2 |  | PPK¦SelectPro¦VDI3805¦Internet_EU | PPK SelectPro VDI3805 Internet_EU | PPK SelectPro VDI3805 Internet_EU | H7025Y10-S2+NVC24A-SR-TPC |  | 1300 kPa | 1000 kPa
144739 | H7025Y10-S2/NVC24A-SR-TPC | H7025Y10-S2/NVC24A-SR-TPC | 26 | H7025Y10-S2 | / | NVC24A-SR-TPC | Fast runner | 1 | Scenario 2 |  | PPK¦SelectPro¦VDI3805¦Internet_EU | PPK SelectPro VDI3805 Internet_EU | PPK SelectPro VDI3805 Internet_EU | H7025Y10-S2/NVC24A-SR-TPC |  | 1300 kPa | 1000 kPa
144740 | H7032X16-S2+NVC24A-SR-TPC | H7032X16-S2+NVC24A-SR-TPC | 26 | H7032X16-S2 | + | NVC24A-SR-TPC | Fast runner | 0 | Scenario 2 |  | PPK¦SelectPro¦VDI3805¦Internet_EU | PPK SelectPro VDI3805 Internet_EU | PPK SelectPro VDI3805 Internet_EU | H7032X16-S2+NVC24A-SR-TPC |  | 900 kPa | 900 kPa
144741 | H7032X16-S2/NVC24A-SR-TPC | H7032X16-S2/NVC24A-SR-TPC | 26 | H7032X16-S2 | / | NVC24A-SR-TPC | Fast runner | 0 | Scenario 2 |  | PPK¦SelectPro¦VDI3805¦Internet_EU | PPK SelectPro VDI3805 Internet_EU | PPK SelectPro VDI3805 Internet_EU | H7032X16-S2/NVC24A-SR-TPC |  | 900 kPa | 900 kPa
144742 | H7032Y16-S2+NVC24A-SR-TPC | H7032Y16-S2+NVC24A-SR-TPC | 26 | H7032Y16-S2 | + | NVC24A-SR-TPC | Fast runner | 0 | Scenario 2 |  | PPK¦SelectPro¦VDI3805¦Internet_EU | PPK SelectPro VDI3805 Internet_EU | PPK SelectPro VDI3805 Internet_EU | H7032Y16-S2+NVC24A-SR-TPC |  | 900 kPa | 900 kPa
144743 | H7032Y16-S2/NVC24A-SR-TPC | H7032Y16-S2/NVC24A-SR-TPC | 26 | H7032Y16-S2 | / | NVC24A-SR-TPC | Fast runner | 0 | Scenario 2 |  | PPK¦SelectPro¦VDI3805¦Internet_EU | PPK SelectPro VDI3805 Internet_EU | PPK SelectPro VDI3805 Internet_EU | H7032Y16-S2/NVC24A-SR-TPC |  | 900 kPa | 900 kPa
144744 | H7040X25-S2+NVC24A-SR-TPC | H7040X25-S2+NVC24A-SR-TPC | 26 | H7040X25-S2 | + | NVC24A-SR-TPC | Fast runner | 0 | Scenario 2 |  | PPK¦SelectPro¦VDI3805¦Internet_EU | PPK SelectPro VDI3805 Internet_EU | PPK SelectPro VDI3805 Internet_EU | H7040X25-S2+NVC24A-SR-TPC |  | 500 kPa | 500 kPa
144745 | H7040X25-S2/NVC24A-SR-TPC | H7040X25-S2/NVC24A-SR-TPC | 26 | H7040X25-S2 | / | NVC24A-SR-TPC | Fast runner | 0 | Scenario 2 |  | PPK¦SelectPro¦VDI3805¦Internet_EU | PPK SelectPro VDI3805 Internet_EU | PPK SelectPro VDI3805 Internet_EU | H7040X25-S2/NVC24A-SR-TPC |  | 500 kPa | 500 kPa
144746 | H7040Y25-S2+NVC24A-SR-TPC | H7040Y25-S2+NVC24A-SR-TPC | 26 | H7040Y25-S2 | + | NVC24A-SR-TPC | Fast runner | 0 | Scenario 2 |  | PPK¦SelectPro¦VDI3805¦Internet_EU | PPK SelectPro VDI3805 Internet_EU | PPK SelectPro VDI3805 Internet_EU | H7040Y25-S2+NVC24A-SR-TPC |  | 500 kPa | 500 kPa
144747 | H7040Y25-S2/NVC24A-SR-TPC | H7040Y25-S2/NVC24A-SR-TPC | 26 | H7040Y25-S2 | / | NVC24A-SR-TPC | Fast runner | 0 | Scenario 2 |  | PPK¦SelectPro¦VDI3805¦Internet_EU | PPK SelectPro VDI3805 Internet_EU | PPK SelectPro VDI3805 Internet_EU | H7040Y25-S2/NVC24A-SR-TPC |  | 500 kPa | 500 kPa
144748 | H7050X40-S2+NVC24A-SR-TPC | H7050X40-S2+NVC24A-SR-TPC | 26 | H7050X40-S2 | + | NVC24A-SR-TPC | Fast runner | 0 | Scenario 2 |  | PPK¦SelectPro¦VDI3805¦Internet_EU | PPK SelectPro VDI3805 Internet_EU | PPK SelectPro VDI3805 Internet_EU | H7050X40-S2+NVC24A-SR-TPC |  | 300 kPa | 300 kPa
144749 | H7050X40-S2/NVC24A-SR-TPC | H7050X40-S2/NVC24A-SR-TPC | 26 | H7050X40-S2 | / | NVC24A-SR-TPC | Fast runner | 0 | Scenario 2 |  | PPK¦SelectPro¦VDI3805¦Internet_EU | PPK SelectPro VDI3805 Internet_EU | PPK SelectPro VDI3805 Internet_EU | H7050X40-S2/NVC24A-SR-TPC |  | 300 kPa | 300 kPa
144750 | H7050Y40-S2+NVC24A-SR-TPC | H7050Y40-S2+NVC24A-SR-TPC | 26 | H7050Y40-S2 | + | NVC24A-SR-TPC | Fast runner | 0 | Scenario 2 |  | PPK¦SelectPro¦VDI3805¦Internet_EU | PPK SelectPro VDI3805 Internet_EU | PPK SelectPro VDI3805 Internet_EU | H7050Y40-S2+NVC24A-SR-TPC |  | 300 kPa | 300 kPa
144751 | H7050Y40-S2/NVC24A-SR-TPC | H7050Y40-S2/NVC24A-SR-TPC | 26 | H7050Y40-S2 | / | NVC24A-SR-TPC | Fast runner | 0 | Scenario 2 |  | PPK¦SelectPro¦VDI3805¦Internet_EU | PPK SelectPro VDI3805 Internet_EU | PPK SelectPro VDI3805 Internet_EU | H7050Y40-S2/NVC24A-SR-TPC |  | 300 kPa | 300 kPa
144752 | H711N+NVC24A-SR-TPC | H711N+NVC24A-SR-TPC | 26 | H711N | + | NVC24A-SR-TPC | Fast runner | 0 | Scenario 2 |  | PPK¦SelectPro¦VDI3805¦Internet_EU | PPK SelectPro VDI3805 Internet_EU | PPK SelectPro VDI3805 Internet_EU | H711N+NVC24A-SR-TPC |  | 1600 kPa | 400 kPa
144753 | H711N/NVC24A-SR-TPC | H711N/NVC24A-SR-TPC | 26 | H711N | / | NVC24A-SR-TPC | Fast runner | 0 | Scenario 2 |  | PPK¦SelectPro¦VDI3805¦Internet_EU | PPK SelectPro VDI3805 Internet_EU | PPK SelectPro VDI3805 Internet_EU | H711N/NVC24A-SR-TPC |  | 1600 kPa | 400 kPa
144754 | H711R+NVC24A-SR-TPC | H711R+NVC24A-SR-TPC | 26 | H711R | + | NVC24A-SR-TPC | Fast runner | 0 | Scenario 2 |  | PPK¦SelectPro¦VDI3805¦Internet_EU | PPK SelectPro VDI3805 Internet_EU | PPK SelectPro VDI3805 Internet_EU | H711R+NVC24A-SR-TPC |  | 600 kPa | 400 kPa
144755 | H711R/NVC24A-SR-TPC | H711R/NVC24A-SR-TPC | 26 | H711R | / | NVC24A-SR-TPC | Fast runner | 0 | Scenario 2 |  | PPK¦SelectPro¦VDI3805¦Internet_EU | PPK SelectPro VDI3805 Internet_EU | PPK SelectPro VDI3805 Internet_EU | H711R/NVC24A-SR-TPC |  | 600 kPa | 400 kPa
144756 | H712N+NVC24A-SR-TPC | H712N+NVC24A-SR-TPC | 26 | H712N | + | NVC24A-SR-TPC | Fast runner | 0 | Scenario 2 |  | PPK¦SelectPro¦VDI3805¦Internet_EU | PPK SelectPro VDI3805 Internet_EU | PPK SelectPro VDI3805 Internet_EU | H712N+NVC24A-SR-TPC |  | 1600 kPa | 400 kPa
144757 | H712N/NVC24A-SR-TPC | H712N/NVC24A-SR-TPC | 26 | H712N | / | NVC24A-SR-TPC | Fast runner | 0 | Scenario 2 |  | PPK¦SelectPro¦VDI3805¦Internet_EU | PPK SelectPro VDI3805 Internet_EU | PPK SelectPro VDI3805 Internet_EU | H712N/NVC24A-SR-TPC |  | 1600 kPa | 400 kPa
144758 | H712R+NVC24A-SR-TPC | H712R+NVC24A-SR-TPC | 26 | H712R | + | NVC24A-SR-TPC | Fast runner | 0 | Scenario 2 |  | PPK¦SelectPro¦VDI3805¦Internet_EU | PPK SelectPro VDI3805 Internet_EU | PPK SelectPro VDI3805 Internet_EU | H712R+NVC24A-SR-TPC |  | 600 kPa | 400 kPa
144759 | H712R/NVC24A-SR-TPC | H712R/NVC24A-SR-TPC | 26 | H712R | / | NVC24A-SR-TPC | Fast runner | 0 | Scenario 2 |  | PPK¦SelectPro¦VDI3805¦Internet_EU | PPK SelectPro VDI3805 Internet_EU | PPK SelectPro VDI3805 Internet_EU | H712R/NVC24A-SR-TPC |  | 600 kPa | 400 kPa
144760 | H713N+NVC24A-SR-TPC | H713N+NVC24A-SR-TPC | 26 | H713N | + | NVC24A-SR-TPC | Fast runner | 0 | Scenario 2 |  | PPK¦SelectPro¦VDI3805¦Internet_EU | PPK SelectPro VDI3805 Internet_EU | PPK SelectPro VDI3805 Internet_EU | H713N+NVC24A-SR-TPC |  | 1600 kPa | 400 kPa
144761 | H713N/NVC24A-SR-TPC | H713N/NVC24A-SR-TPC | 26 | H713N | / | NVC24A-SR-TPC | Fast runner | 0 | Scenario 2 |  | PPK¦SelectPro¦VDI3805¦Internet_EU | PPK SelectPro VDI3805 Internet_EU | PPK SelectPro VDI3805 Internet_EU | H713N/NVC24A-SR-TPC |  | 1600 kPa | 400 kPa
144762 | H713R+NVC24A-SR-TPC | H713R+NVC24A-SR-TPC | 26 | H713R | + | NVC24A-SR-TPC | Fast runner | 0 | Scenario 2 |  | PPK¦SelectPro¦VDI3805¦Internet_EU | PPK SelectPro VDI3805 Internet_EU | PPK SelectPro VDI3805 Internet_EU | H713R+NVC24A-SR-TPC |  | 600 kPa | 400 kPa
144763 | H713R/NVC24A-SR-TPC | H713R/NVC24A-SR-TPC | 26 | H713R | / | NVC24A-SR-TPC | Fast runner | 0 | Scenario 2 |  | PPK¦SelectPro¦VDI3805¦Internet_EU | PPK SelectPro VDI3805 Internet_EU | PPK SelectPro VDI3805 Internet_EU | H713R/NVC24A-SR-TPC |  | 600 kPa | 400 kPa
144764 | H714N+NVC24A-SR-TPC | H714N+NVC24A-SR-TPC | 26 | H714N | + | NVC24A-SR-TPC | Fast runner | 0 | Scenario 2 |  | PPK¦SelectPro¦VDI3805¦Internet_EU | PPK SelectPro VDI3805 Internet_EU | PPK SelectPro VDI3805 Internet_EU | H714N+NVC24A-SR-TPC |  | 1600 kPa | 400 kPa
144765 | H714N/NVC24A-SR-TPC | H714N/NVC24A-SR-TPC | 26 | H714N | / | NVC24A-SR-TPC | Fast runner | 0 | Scenario 2 |  | PPK¦SelectPro¦VDI3805¦Internet_EU | PPK SelectPro VDI3805 Internet_EU | PPK SelectPro VDI3805 Internet_EU | H714N/NVC24A-SR-TPC |  | 1600 kPa | 400 kPa
144766 | H714R+NVC24A-SR-TPC | H714R+NVC24A-SR-TPC | 26 | H714R | + | NVC24A-SR-TPC | Fast runner | 0 | Scenario 2 |  | PPK¦SelectPro¦VDI3805¦Internet_EU | PPK SelectPro VDI3805 Internet_EU | PPK SelectPro VDI3805 Internet_EU | H714R+NVC24A-SR-TPC |  | 600 kPa | 400 kPa
144767 | H714R/NVC24A-SR-TPC | H714R/NVC24A-SR-TPC | 26 | H714R | / | NVC24A-SR-TPC | Fast runner | 0 | Scenario 2 |  | PPK¦SelectPro¦VDI3805¦Internet_EU | PPK SelectPro VDI3805 Internet_EU | PPK SelectPro VDI3805 Internet_EU | H714R/NVC24A-SR-TPC |  | 600 kPa | 400 kPa
144768 | H715N+NVC24A-SR-TPC | H715N+NVC24A-SR-TPC | 26 | H715N | + | NVC24A-SR-TPC | Fast runner | 0 | Scenario 2 |  | PPK¦SelectPro¦VDI3805¦Internet_EU | PPK SelectPro VDI3805 Internet_EU | PPK SelectPro VDI3805 Internet_EU | H715N+NVC24A-SR-TPC |  | 1600 kPa | 400 kPa
144769 | H715N/NVC24A-SR-TPC | H715N/NVC24A-SR-TPC | 26 | H715N | / | NVC24A-SR-TPC | Fast runner | 0 | Scenario 2 |  | PPK¦SelectPro¦VDI3805¦Internet_EU | PPK SelectPro VDI3805 Internet_EU | PPK SelectPro VDI3805 Internet_EU | H715N/NVC24A-SR-TPC |  | 1600 kPa | 400 kPa
144770 | H715R+NVC24A-SR-TPC | H715R+NVC24A-SR-TPC | 26 | H715R | + | NVC24A-SR-TPC | Fast runner | 0 | Scenario 2 |  | PPK¦SelectPro¦VDI3805¦Internet_EU | PPK SelectPro VDI3805 Internet_EU | PPK SelectPro VDI3805 Internet_EU | H715R+NVC24A-SR-TPC |  | 600 kPa | 400 kPa
144771 | H715R/NVC24A-SR-TPC | H715R/NVC24A-SR-TPC | 26 | H715R | / | NVC24A-SR-TPC | Fast runner | 0 | Scenario 2 |  | PPK¦SelectPro¦VDI3805¦Internet_EU | PPK SelectPro VDI3805 Internet_EU | PPK SelectPro VDI3805 Internet_EU | H715R/NVC24A-SR-TPC |  | 600 kPa | 400 kPa
144772 | H720N+NVC24A-SR-TPC | H720N+NVC24A-SR-TPC | 26 | H720N | + | NVC24A-SR-TPC | Fast runner | 0 | Scenario 2 |  | PPK¦SelectPro¦VDI3805¦Internet_EU | PPK SelectPro VDI3805 Internet_EU | PPK SelectPro VDI3805 Internet_EU | H720N+NVC24A-SR-TPC |  | 1600 kPa | 400 kPa
144773 | H720N/NVC24A-SR-TPC | H720N/NVC24A-SR-TPC | 26 | H720N | / | NVC24A-SR-TPC | Fast runner | 0 | Scenario 2 |  | PPK¦SelectPro¦VDI3805¦Internet_EU | PPK SelectPro VDI3805 Internet_EU | PPK SelectPro VDI3805 Internet_EU | H720N/NVC24A-SR-TPC |  | 1600 kPa | 400 kPa
144774 | H720R+NVC24A-SR-TPC | H720R+NVC24A-SR-TPC | 26 | H720R | + | NVC24A-SR-TPC | Fast runner | 0 | Scenario 2 |  | PPK¦SelectPro¦VDI3805¦Internet_EU | PPK SelectPro VDI3805 Internet_EU | PPK SelectPro VDI3805 Internet_EU | H720R+NVC24A-SR-TPC |  | 600 kPa | 400 kPa
144775 | H720R/NVC24A-SR-TPC | H720R/NVC24A-SR-TPC | 26 | H720R | / | NVC24A-SR-TPC | Fast runner | 0 | Scenario 2 |  | PPK¦SelectPro¦VDI3805¦Internet_EU | PPK SelectPro VDI3805 Internet_EU | PPK SelectPro VDI3805 Internet_EU | H720R/NVC24A-SR-TPC |  | 600 kPa | 400 kPa
144776 | H725N+NVC24A-SR-TPC | H725N+NVC24A-SR-TPC | 26 | H725N | + | NVC24A-SR-TPC | Fast runner | 0 | Scenario 2 |  | PPK¦SelectPro¦VDI3805¦Internet_EU | PPK SelectPro VDI3805 Internet_EU | PPK SelectPro VDI3805 Internet_EU | H725N+NVC24A-SR-TPC |  | 1300 kPa | 400 kPa
144777 | H725N/NVC24A-SR-TPC | H725N/NVC24A-SR-TPC | 26 | H725N | / | NVC24A-SR-TPC | Fast runner | 0 | Scenario 2 |  | PPK¦SelectPro¦VDI3805¦Internet_EU | PPK SelectPro VDI3805 Internet_EU | PPK SelectPro VDI3805 Internet_EU | H725N/NVC24A-SR-TPC |  | 1300 kPa | 400 kPa
144778 | H725R+NVC24A-SR-TPC | H725R+NVC24A-SR-TPC | 26 | H725R | + | NVC24A-SR-TPC | Fast runner | 0 | Scenario 2 |  | PPK¦SelectPro¦VDI3805¦Internet_EU | PPK SelectPro VDI3805 Internet_EU | PPK SelectPro VDI3805 Internet_EU | H725R+NVC24A-SR-TPC |  | 600 kPa | 400 kPa
144779 | H725R/NVC24A-SR-TPC | H725R/NVC24A-SR-TPC | 26 | H725R | / | NVC24A-SR-TPC | Fast runner | 0 | Scenario 2 |  | PPK¦SelectPro¦VDI3805¦Internet_EU | PPK SelectPro VDI3805 Internet_EU | PPK SelectPro VDI3805 Internet_EU | H725R/NVC24A-SR-TPC |  | 600 kPa | 400 kPa
144780 | H732N+NVC24A-SR-TPC | H732N+NVC24A-SR-TPC | 26 | H732N | + | NVC24A-SR-TPC | Fast runner | 1 | Scenario 2 |  | PPK¦SelectPro¦VDI3805¦Internet_EU | PPK SelectPro VDI3805 Internet_EU | PPK SelectPro VDI3805 Internet_EU | H732N+NVC24A-SR-TPC |  | 1000 kPa | 400 kPa
144781 | H732N/NVC24A-SR-TPC | H732N/NVC24A-SR-TPC | 26 | H732N | / | NVC24A-SR-TPC | Fast runner | 1 | Scenario 2 |  | PPK¦SelectPro¦VDI3805¦Internet_EU | PPK SelectPro VDI3805 Internet_EU | PPK SelectPro VDI3805 Internet_EU | H732N/NVC24A-SR-TPC |  | 1000 kPa | 400 kPa
144782 | H732R+NVC24A-SR-TPC | H732R+NVC24A-SR-TPC | 26 | H732R | + | NVC24A-SR-TPC | Fast runner | 1 | Scenario 2 |  | PPK¦SelectPro¦VDI3805¦Internet_EU | PPK SelectPro VDI3805 Internet_EU | PPK SelectPro VDI3805 Internet_EU | H732R+NVC24A-SR-TPC |  | 600 kPa | 400 kPa
144783 | H732R/NVC24A-SR-TPC | H732R/NVC24A-SR-TPC | 26 | H732R | / | NVC24A-SR-TPC | Fast runner | 1 | Scenario 2 |  | PPK¦SelectPro¦VDI3805¦Internet_EU | PPK SelectPro VDI3805 Internet_EU | PPK SelectPro VDI3805 Internet_EU | H732R/NVC24A-SR-TPC |  | 600 kPa | 400 kPa
144784 | H740N+NVC24A-SR-TPC | H740N+NVC24A-SR-TPC | 26 | H740N | + | NVC24A-SR-TPC | Fast runner | 1 | Scenario 2 |  | PPK¦SelectPro¦VDI3805¦Internet_EU | PPK SelectPro VDI3805 Internet_EU | PPK SelectPro VDI3805 Internet_EU | H740N+NVC24A-SR-TPC |  | 500 kPa | 400 kPa
144785 | H740N/NVC24A-SR-TPC | H740N/NVC24A-SR-TPC | 26 | H740N | / | NVC24A-SR-TPC | Fast runner | 1 | Scenario 2 |  | PPK¦SelectPro¦VDI3805¦Internet_EU | PPK SelectPro VDI3805 Internet_EU | PPK SelectPro VDI3805 Internet_EU | H740N/NVC24A-SR-TPC |  | 500 kPa | 400 kPa
144786 | H740R+NVC24A-SR-TPC | H740R+NVC24A-SR-TPC | 26 | H740R | + | NVC24A-SR-TPC | Fast runner | 1 | Scenario 2 |  | PPK¦SelectPro¦VDI3805¦Internet_EU | PPK SelectPro VDI3805 Internet_EU | PPK SelectPro VDI3805 Internet_EU | H740R+NVC24A-SR-TPC |  | 500 kPa | 400 kPa
144787 | H740R/NVC24A-SR-TPC | H740R/NVC24A-SR-TPC | 26 | H740R | / | NVC24A-SR-TPC | Fast runner | 1 | Scenario 2 |  | PPK¦SelectPro¦VDI3805¦Internet_EU | PPK SelectPro VDI3805 Internet_EU | PPK SelectPro VDI3805 Internet_EU | H740R/NVC24A-SR-TPC |  | 500 kPa | 400 kPa
144788 | H750N+NVC24A-SR-TPC | H750N+NVC24A-SR-TPC | 26 | H750N | + | NVC24A-SR-TPC | Fast runner | 0 | Scenario 2 |  | PPK¦SelectPro¦VDI3805¦Internet_EU | PPK SelectPro VDI3805 Internet_EU | PPK SelectPro VDI3805 Internet_EU | H750N+NVC24A-SR-TPC |  | 300 kPa | 300 kPa
144789 | H750N/NVC24A-SR-TPC | H750N/NVC24A-SR-TPC | 26 | H750N | / | NVC24A-SR-TPC | Fast runner | 0 | Scenario 2 |  | PPK¦SelectPro¦VDI3805¦Internet_EU | PPK SelectPro VDI3805 Internet_EU | PPK SelectPro VDI3805 Internet_EU | H750N/NVC24A-SR-TPC |  | 300 kPa | 300 kPa
144790 | H750R+NVC24A-SR-TPC | H750R+NVC24A-SR-TPC | 26 | H750R | + | NVC24A-SR-TPC | Fast runner | 0 | Scenario 2 |  | PPK¦SelectPro¦VDI3805¦Internet_EU | PPK SelectPro VDI3805 Internet_EU | PPK SelectPro VDI3805 Internet_EU | H750R+NVC24A-SR-TPC |  | 300 kPa | 300 kPa
144791 | H750R/NVC24A-SR-TPC | H750R/NVC24A-SR-TPC | 26 | H750R | / | NVC24A-SR-TPC | Fast runner | 0 | Scenario 2 |  | PPK¦SelectPro¦VDI3805¦Internet_EU | PPK SelectPro VDI3805 Internet_EU | PPK SelectPro VDI3805 Internet_EU | H750R/NVC24A-SR-TPC |  | 300 kPa | 300 kPa
144792 | H764N+NVC24A-SR-TPC | H764N+NVC24A-SR-TPC | 26 | H764N | + | NVC24A-SR-TPC | Fast runner | 0 | Scenario 2 |  | PPK¦SelectPro¦VDI3805¦Internet_EU | PPK SelectPro VDI3805 Internet_EU | PPK SelectPro VDI3805 Internet_EU | H764N+NVC24A-SR-TPC |  | 140 kPa | 140 kPa
144793 | H764N/NVC24A-SR-TPC | H764N/NVC24A-SR-TPC | 26 | H764N | / | NVC24A-SR-TPC | Fast runner | 0 | Scenario 2 |  | PPK¦SelectPro¦VDI3805¦Internet_EU | PPK SelectPro VDI3805 Internet_EU | PPK SelectPro VDI3805 Internet_EU | H764N/NVC24A-SR-TPC |  | 140 kPa | 140 kPa
144794 | H764R+NVC24A-SR-TPC | H764R+NVC24A-SR-TPC | 26 | H764R | + | NVC24A-SR-TPC | Fast runner | 0 | Scenario 2 |  | PPK¦SelectPro¦VDI3805¦Internet_EU | PPK SelectPro VDI3805 Internet_EU | PPK SelectPro VDI3805 Internet_EU | H764R+NVC24A-SR-TPC |  | 140 kPa | 140 kPa
144795 | H764R/NVC24A-SR-TPC | H764R/NVC24A-SR-TPC | 26 | H764R | / | NVC24A-SR-TPC | Fast runner | 0 | Scenario 2 |  | PPK¦SelectPro¦VDI3805¦Internet_EU | PPK SelectPro VDI3805 Internet_EU | PPK SelectPro VDI3805 Internet_EU | H764R/NVC24A-SR-TPC |  | 140 kPa | 140 kPa
144796 | H779N+NVC24A-SR-TPC | H779N+NVC24A-SR-TPC | 26 | H779N | + | NVC24A-SR-TPC | Fast runner | 0 | Scenario 2 |  | PPK¦SelectPro¦VDI3805¦Internet_EU | PPK SelectPro VDI3805 Internet_EU | PPK SelectPro VDI3805 Internet_EU | H779N+NVC24A-SR-TPC |  | 80 kPa | 80 kPa
144797 | H779N/NVC24A-SR-TPC | H779N/NVC24A-SR-TPC | 26 | H779N | / | NVC24A-SR-TPC | Fast runner | 0 | Scenario 2 |  | PPK¦SelectPro¦VDI3805¦Internet_EU | PPK SelectPro VDI3805 Internet_EU | PPK SelectPro VDI3805 Internet_EU | H779N/NVC24A-SR-TPC |  | 80 kPa | 80 kPa
144798 | H779R+NVC24A-SR-TPC | H779R+NVC24A-SR-TPC | 26 | H779R | + | NVC24A-SR-TPC | Fast runner | 0 | Scenario 2 |  | PPK¦SelectPro¦VDI3805¦Internet_EU | PPK SelectPro VDI3805 Internet_EU | PPK SelectPro VDI3805 Internet_EU | H779R+NVC24A-SR-TPC |  | 80 kPa | 80 kPa
144799 | H779R/NVC24A-SR-TPC | H779R/NVC24A-SR-TPC | 26 | H779R | / | NVC24A-SR-TPC | Fast runner | 0 | Scenario 2 |  | PPK¦SelectPro¦VDI3805¦Internet_EU | PPK SelectPro VDI3805 Internet_EU | PPK SelectPro VDI3805 Internet_EU | H779R/NVC24A-SR-TPC |  | 80 kPa | 80 kPa
144800 | H664SP+NVK24A-SR-TPC | H664SP+NVK24A-SR-TPC | 26 | H664SP | + | NVK24A-SR-TPC | Actuator with emergency control function | 1 | Scenario 2 |  | PPK¦SelectPro¦VDI3805¦Internet_EU | PPK SelectPro VDI3805 Internet_EU | PPK SelectPro VDI3805 Internet_EU | H664SP+NVK24A-SR-TPC |  | 1600 kPa | 1000 kPa
144801 | H664SP/NVK24A-SR-TPC | H664SP/NVK24A-SR-TPC | 26 | H664SP | / | NVK24A-SR-TPC | Actuator with emergency control function | 1 | Scenario 2 |  | PPK¦SelectPro¦VDI3805¦Internet_EU | PPK SelectPro VDI3805 Internet_EU | PPK SelectPro VDI3805 Internet_EU | H664SP/NVK24A-SR-TPC |  | 1600 kPa | 1000 kPa
144802 | H664SP+NVKC24A-SR-TPC | H664SP+NVKC24A-SR-TPC | 26 | H664SP | + | NVKC24A-SR-TPC | Actuator with emergency control function | 1 | Scenario 2 |  | PPK¦SelectPro¦VDI3805¦Internet_EU | PPK SelectPro VDI3805 Internet_EU | PPK SelectPro VDI3805 Internet_EU | H664SP+NVKC24A-SR-TPC |  | 1600 kPa | 1000 kPa
144803 | H664SP/NVKC24A-SR-TPC | H664SP/NVKC24A-SR-TPC | 26 | H664SP | / | NVKC24A-SR-TPC | Actuator with emergency control function | 1 | Scenario 2 |  | PPK¦SelectPro¦VDI3805¦Internet_EU | PPK SelectPro VDI3805 Internet_EU | PPK SelectPro VDI3805 Internet_EU | H664SP/NVKC24A-SR-TPC |  | 1600 kPa | 1000 kPa
144804 | H679N+NVK24A-SR-TPC | H679N+NVK24A-SR-TPC | 26 | H679N | + | NVK24A-SR-TPC | Actuator with emergency control function | 1 | Scenario 2 |  | PPK¦SelectPro¦VDI3805¦Internet_EU | PPK SelectPro VDI3805 Internet_EU | PPK SelectPro VDI3805 Internet_EU | H679N+NVK24A-SR-TPC |  | 80 kPa | 80 kPa
144805 | H679N/NVK24A-SR-TPC | H679N/NVK24A-SR-TPC | 26 | H679N | / | NVK24A-SR-TPC | Actuator with emergency control function | 1 | Scenario 2 |  | PPK¦SelectPro¦VDI3805¦Internet_EU | PPK SelectPro VDI3805 Internet_EU | PPK SelectPro VDI3805 Internet_EU | H679N/NVK24A-SR-TPC |  | 80 kPa | 80 kPa
144806 | H679N+NVKC24A-SR-TPC | H679N+NVKC24A-SR-TPC | 26 | H679N | + | NVKC24A-SR-TPC | Actuator with emergency control function | 1 | Scenario 2 |  | PPK¦SelectPro¦VDI3805¦Internet_EU | PPK SelectPro VDI3805 Internet_EU | PPK SelectPro VDI3805 Internet_EU | H679N+NVKC24A-SR-TPC |  | 80 kPa | 80 kPa
144807 | H679N/NVKC24A-SR-TPC | H679N/NVKC24A-SR-TPC | 26 | H679N | / | NVKC24A-SR-TPC | Actuator with emergency control function | 1 | Scenario 2 |  | PPK¦SelectPro¦VDI3805¦Internet_EU | PPK SelectPro VDI3805 Internet_EU | PPK SelectPro VDI3805 Internet_EU | H679N/NVKC24A-SR-TPC |  | 80 kPa | 80 kPa
144808 | H679R+NVK24A-SR-TPC | H679R+NVK24A-SR-TPC | 26 | H679R | + | NVK24A-SR-TPC | Actuator with emergency control function | 1 | Scenario 2 |  | PPK¦SelectPro¦VDI3805¦Internet_EU | PPK SelectPro VDI3805 Internet_EU | PPK SelectPro VDI3805 Internet_EU | H679R+NVK24A-SR-TPC |  | 80 kPa | 80 kPa
144809 | H679R/NVK24A-SR-TPC | H679R/NVK24A-SR-TPC | 26 | H679R | / | NVK24A-SR-TPC | Actuator with emergency control function | 1 | Scenario 2 |  | PPK¦SelectPro¦VDI3805¦Internet_EU | PPK SelectPro VDI3805 Internet_EU | PPK SelectPro VDI3805 Internet_EU | H679R/NVK24A-SR-TPC |  | 80 kPa | 80 kPa
144810 | H679R+NVKC24A-SR-TPC | H679R+NVKC24A-SR-TPC | 26 | H679R | + | NVKC24A-SR-TPC | Actuator with emergency control function | 1 | Scenario 2 |  | PPK¦SelectPro¦VDI3805¦Internet_EU | PPK SelectPro VDI3805 Internet_EU | PPK SelectPro VDI3805 Internet_EU | H679R+NVKC24A-SR-TPC |  | 80 kPa | 80 kPa
144811 | H679R/NVKC24A-SR-TPC | H679R/NVKC24A-SR-TPC | 26 | H679R | / | NVKC24A-SR-TPC | Actuator with emergency control function | 1 | Scenario 2 |  | PPK¦SelectPro¦VDI3805¦Internet_EU | PPK SelectPro VDI3805 Internet_EU | PPK SelectPro VDI3805 Internet_EU | H679R/NVKC24A-SR-TPC |  | 80 kPa | 80 kPa
144812 | H679SP+NVK24A-SR-TPC | H679SP+NVK24A-SR-TPC | 26 | H679SP | + | NVK24A-SR-TPC | Actuator with emergency control function | 1 | Scenario 2 |  | PPK¦SelectPro¦VDI3805¦Internet_EU | PPK SelectPro VDI3805 Internet_EU | PPK SelectPro VDI3805 Internet_EU | H679SP+NVK24A-SR-TPC |  | 1600 kPa | 1000 kPa
144813 | H679SP/NVK24A-SR-TPC | H679SP/NVK24A-SR-TPC | 26 | H679SP | / | NVK24A-SR-TPC | Actuator with emergency control function | 1 | Scenario 2 |  | PPK¦SelectPro¦VDI3805¦Internet_EU | PPK SelectPro VDI3805 Internet_EU | PPK SelectPro VDI3805 Internet_EU | H679SP/NVK24A-SR-TPC |  | 1600 kPa | 1000 kPa
144814 | H679SP+NVKC24A-SR-TPC | H679SP+NVKC24A-SR-TPC | 26 | H679SP | + | NVKC24A-SR-TPC | Actuator with emergency control function | 1 | Scenario 2 |  | PPK¦SelectPro¦VDI3805¦Internet_EU | PPK SelectPro VDI3805 Internet_EU | PPK SelectPro VDI3805 Internet_EU | H679SP+NVKC24A-SR-TPC |  | 1600 kPa | 1000 kPa
144815 | H679SP/NVKC24A-SR-TPC | H679SP/NVKC24A-SR-TPC | 26 | H679SP | / | NVKC24A-SR-TPC | Actuator with emergency control function | 1 | Scenario 2 |  | PPK¦SelectPro¦VDI3805¦Internet_EU | PPK SelectPro VDI3805 Internet_EU | PPK SelectPro VDI3805 Internet_EU | H679SP/NVKC24A-SR-TPC |  | 1600 kPa | 1000 kPa
144816 | H7015X4-S2+NVK24A-SR-TPC | H7015X4-S2+NVK24A-SR-TPC | 26 | H7015X4-S2 | + | NVK24A-SR-TPC | Actuator with emergency control function | 1 | Scenario 2 |  | PPK¦SelectPro¦VDI3805¦Internet_EU | PPK SelectPro VDI3805 Internet_EU | PPK SelectPro VDI3805 Internet_EU | H7015X4-S2+NVK24A-SR-TPC |  | 2200 kPa | 1000 kPa
144817 | H7015X4-S2/NVK24A-SR-TPC | H7015X4-S2/NVK24A-SR-TPC | 26 | H7015X4-S2 | / | NVK24A-SR-TPC | Actuator with emergency control function | 1 | Scenario 2 |  | PPK¦SelectPro¦VDI3805¦Internet_EU | PPK SelectPro VDI3805 Internet_EU | PPK SelectPro VDI3805 Internet_EU | H7015X4-S2/NVK24A-SR-TPC |  | 2200 kPa | 1000 kPa
144818 | H7015X4-S2+NVKC24A-SR-TPC | H7015X4-S2+NVKC24A-SR-TPC | 26 | H7015X4-S2 | + | NVKC24A-SR-TPC | Actuator with emergency control function | 1 | Scenario 2 |  | PPK¦SelectPro¦VDI3805¦Internet_EU | PPK SelectPro VDI3805 Internet_EU | PPK SelectPro VDI3805 Internet_EU | H7015X4-S2+NVKC24A-SR-TPC |  | 2200 kPa | 1000 kPa
144819 | H7015X4-S2/NVKC24A-SR-TPC | H7015X4-S2/NVKC24A-SR-TPC | 26 | H7015X4-S2 | / | NVKC24A-SR-TPC | Actuator with emergency control function | 1 | Scenario 2 |  | PPK¦SelectPro¦VDI3805¦Internet_EU | PPK SelectPro VDI3805 Internet_EU | PPK SelectPro VDI3805 Internet_EU | H7015X4-S2/NVKC24A-SR-TPC |  | 2200 kPa | 1000 kPa
144820 | H7015Y4-S2+NVK24A-SR-TPC | H7015Y4-S2+NVK24A-SR-TPC | 26 | H7015Y4-S2 | + | NVK24A-SR-TPC | Actuator with emergency control function | 1 | Scenario 2 |  | PPK¦SelectPro¦VDI3805¦Internet_EU | PPK SelectPro VDI3805 Internet_EU | PPK SelectPro VDI3805 Internet_EU | H7015Y4-S2+NVK24A-SR-TPC |  | 2200 kPa | 1000 kPa
144821 | H7015Y4-S2/NVK24A-SR-TPC | H7015Y4-S2/NVK24A-SR-TPC | 26 | H7015Y4-S2 | / | NVK24A-SR-TPC | Actuator with emergency control function | 1 | Scenario 2 |  | PPK¦SelectPro¦VDI3805¦Internet_EU | PPK SelectPro VDI3805 Internet_EU | PPK SelectPro VDI3805 Internet_EU | H7015Y4-S2/NVK24A-SR-TPC |  | 2200 kPa | 1000 kPa
144822 | H7015Y4-S2+NVKC24A-SR-TPC | H7015Y4-S2+NVKC24A-SR-TPC | 26 | H7015Y4-S2 | + | NVKC24A-SR-TPC | Actuator with emergency control function | 1 | Scenario 2 |  | PPK¦SelectPro¦VDI3805¦Internet_EU | PPK SelectPro VDI3805 Internet_EU | PPK SelectPro VDI3805 Internet_EU | H7015Y4-S2+NVKC24A-SR-TPC |  | 2200 kPa | 1000 kPa
144823 | H7015Y4-S2/NVKC24A-SR-TPC | H7015Y4-S2/NVKC24A-SR-TPC | 26 | H7015Y4-S2 | / | NVKC24A-SR-TPC | Actuator with emergency control function | 1 | Scenario 2 |  | PPK¦SelectPro¦VDI3805¦Internet_EU | PPK SelectPro VDI3805 Internet_EU | PPK SelectPro VDI3805 Internet_EU | H7015Y4-S2/NVKC24A-SR-TPC |  | 2200 kPa | 1000 kPa
144824 | H7020X6P3-S2+NVK24A-SR-TPC | H7020X6P3-S2+NVK24A-SR-TPC | 26 | H7020X6P3-S2 | + | NVK24A-SR-TPC | Actuator with emergency control function | 1 | Scenario 2 |  | PPK¦SelectPro¦VDI3805¦Internet_EU | PPK SelectPro VDI3805 Internet_EU | PPK SelectPro VDI3805 Internet_EU | H7020X6P3-S2+NVK24A-SR-TPC |  | 1500 kPa | 1000 kPa
144825 | H7020X6P3-S2/NVK24A-SR-TPC | H7020X6P3-S2/NVK24A-SR-TPC | 26 | H7020X6P3-S2 | / | NVK24A-SR-TPC | Actuator with emergency control function | 1 | Scenario 2 |  | PPK¦SelectPro¦VDI3805¦Internet_EU | PPK SelectPro VDI3805 Internet_EU | PPK SelectPro VDI3805 Internet_EU | H7020X6P3-S2/NVK24A-SR-TPC |  | 1500 kPa | 1000 kPa
144826 | H7020X6P3-S2+NVKC24A-SR-TPC | H7020X6P3-S2+NVKC24A-SR-TPC | 26 | H7020X6P3-S2 | + | NVKC24A-SR-TPC | Actuator with emergency control function | 1 | Scenario 2 |  | PPK¦SelectPro¦VDI3805¦Internet_EU | PPK SelectPro VDI3805 Internet_EU | PPK SelectPro VDI3805 Internet_EU | H7020X6P3-S2+NVKC24A-SR-TPC |  | 1500 kPa | 1000 kPa
144827 | H7020X6P3-S2/NVKC24A-SR-TPC | H7020X6P3-S2/NVKC24A-SR-TPC | 26 | H7020X6P3-S2 | / | NVKC24A-SR-TPC | Actuator with emergency control function | 1 | Scenario 2 |  | PPK¦SelectPro¦VDI3805¦Internet_EU | PPK SelectPro VDI3805 Internet_EU | PPK SelectPro VDI3805 Internet_EU | H7020X6P3-S2/NVKC24A-SR-TPC |  | 1500 kPa | 1000 kPa
144828 | H7020Y6P3-S2+NVK24A-SR-TPC | H7020Y6P3-S2+NVK24A-SR-TPC | 26 | H7020Y6P3-S2 | + | NVK24A-SR-TPC | Actuator with emergency control function | 1 | Scenario 2 |  | PPK¦SelectPro¦VDI3805¦Internet_EU | PPK SelectPro VDI3805 Internet_EU | PPK SelectPro VDI3805 Internet_EU | H7020Y6P3-S2+NVK24A-SR-TPC |  | 1500 kPa | 1000 kPa
144829 | H7020Y6P3-S2/NVK24A-SR-TPC | H7020Y6P3-S2/NVK24A-SR-TPC | 26 | H7020Y6P3-S2 | / | NVK24A-SR-TPC | Actuator with emergency control function | 1 | Scenario 2 |  | PPK¦SelectPro¦VDI3805¦Internet_EU | PPK SelectPro VDI3805 Internet_EU | PPK SelectPro VDI3805 Internet_EU | H7020Y6P3-S2/NVK24A-SR-TPC |  | 1500 kPa | 1000 kPa
144830 | H7020Y6P3-S2+NVKC24A-SR-TPC | H7020Y6P3-S2+NVKC24A-SR-TPC | 26 | H7020Y6P3-S2 | + | NVKC24A-SR-TPC | Actuator with emergency control function | 1 | Scenario 2 |  | PPK¦SelectPro¦VDI3805¦Internet_EU | PPK SelectPro VDI3805 Internet_EU | PPK SelectPro VDI3805 Internet_EU | H7020Y6P3-S2+NVKC24A-SR-TPC |  | 1500 kPa | 1000 kPa
144831 | H7020Y6P3-S2/NVKC24A-SR-TPC | H7020Y6P3-S2/NVKC24A-SR-TPC | 26 | H7020Y6P3-S2 | / | NVKC24A-SR-TPC | Actuator with emergency control function | 1 | Scenario 2 |  | PPK¦SelectPro¦VDI3805¦Internet_EU | PPK SelectPro VDI3805 Internet_EU | PPK SelectPro VDI3805 Internet_EU | H7020Y6P3-S2/NVKC24A-SR-TPC |  | 1500 kPa | 1000 kPa
144832 | H7025X10-S2+NVK24A-SR-TPC | H7025X10-S2+NVK24A-SR-TPC | 26 | H7025X10-S2 | + | NVK24A-SR-TPC | Actuator with emergency control function | 1 | Scenario 2 |  | PPK¦SelectPro¦VDI3805¦Internet_EU | PPK SelectPro VDI3805 Internet_EU | PPK SelectPro VDI3805 Internet_EU | H7025X10-S2+NVK24A-SR-TPC |  | 1300 kPa | 1000 kPa
144833 | H7025X10-S2/NVK24A-SR-TPC | H7025X10-S2/NVK24A-SR-TPC | 26 | H7025X10-S2 | / | NVK24A-SR-TPC | Actuator with emergency control function | 1 | Scenario 2 |  | PPK¦SelectPro¦VDI3805¦Internet_EU | PPK SelectPro VDI3805 Internet_EU | PPK SelectPro VDI3805 Internet_EU | H7025X10-S2/NVK24A-SR-TPC |  | 1300 kPa | 1000 kPa
144834 | H7025X10-S2+NVKC24A-SR-TPC | H7025X10-S2+NVKC24A-SR-TPC | 26 | H7025X10-S2 | + | NVKC24A-SR-TPC | Actuator with emergency control function | 1 | Scenario 2 |  | PPK¦SelectPro¦VDI3805¦Internet_EU | PPK SelectPro VDI3805 Internet_EU | PPK SelectPro VDI3805 Internet_EU | H7025X10-S2+NVKC24A-SR-TPC |  | 1300 kPa | 1000 kPa
144835 | H7025X10-S2/NVKC24A-SR-TPC | H7025X10-S2/NVKC24A-SR-TPC | 26 | H7025X10-S2 | / | NVKC24A-SR-TPC | Actuator with emergency control function | 1 | Scenario 2 |  | PPK¦SelectPro¦VDI3805¦Internet_EU | PPK SelectPro VDI3805 Internet_EU | PPK SelectPro VDI3805 Internet_EU | H7025X10-S2/NVKC24A-SR-TPC |  | 1300 kPa | 1000 kPa
144836 | H7025Y10-S2+NVK24A-SR-TPC | H7025Y10-S2+NVK24A-SR-TPC | 26 | H7025Y10-S2 | + | NVK24A-SR-TPC | Actuator with emergency control function | 1 | Scenario 2 |  | PPK¦SelectPro¦VDI3805¦Internet_EU | PPK SelectPro VDI3805 Internet_EU | PPK SelectPro VDI3805 Internet_EU | H7025Y10-S2+NVK24A-SR-TPC |  | 1300 kPa | 1000 kPa
144837 | H7025Y10-S2/NVK24A-SR-TPC | H7025Y10-S2/NVK24A-SR-TPC | 26 | H7025Y10-S2 | / | NVK24A-SR-TPC | Actuator with emergency control function | 1 | Scenario 2 |  | PPK¦SelectPro¦VDI3805¦Internet_EU | PPK SelectPro VDI3805 Internet_EU | PPK SelectPro VDI3805 Internet_EU | H7025Y10-S2/NVK24A-SR-TPC |  | 1300 kPa | 1000 kPa
144838 | H7025Y10-S2+NVKC24A-SR-TPC | H7025Y10-S2+NVKC24A-SR-TPC | 26 | H7025Y10-S2 | + | NVKC24A-SR-TPC | Actuator with emergency control function | 1 | Scenario 2 |  | PPK¦SelectPro¦VDI3805¦Internet_EU | PPK SelectPro VDI3805 Internet_EU | PPK SelectPro VDI3805 Internet_EU | H7025Y10-S2+NVKC24A-SR-TPC |  | 1300 kPa | 1000 kPa
144839 | H7025Y10-S2/NVKC24A-SR-TPC | H7025Y10-S2/NVKC24A-SR-TPC | 26 | H7025Y10-S2 | / | NVKC24A-SR-TPC | Actuator with emergency control function | 1 | Scenario 2 |  | PPK¦SelectPro¦VDI3805¦Internet_EU | PPK SelectPro VDI3805 Internet_EU | PPK SelectPro VDI3805 Internet_EU | H7025Y10-S2/NVKC24A-SR-TPC |  | 1300 kPa | 1000 kPa
144840 | H7032X16-S2+NVK24A-SR-TPC | H7032X16-S2+NVK24A-SR-TPC | 26 | H7032X16-S2 | + | NVK24A-SR-TPC | Actuator with emergency control function | 1 | Scenario 2 |  | PPK¦SelectPro¦VDI3805¦Internet_EU | PPK SelectPro VDI3805 Internet_EU | PPK SelectPro VDI3805 Internet_EU | H7032X16-S2+NVK24A-SR-TPC |  | 900 kPa | 900 kPa
144841 | H7032X16-S2/NVK24A-SR-TPC | H7032X16-S2/NVK24A-SR-TPC | 26 | H7032X16-S2 | / | NVK24A-SR-TPC | Actuator with emergency control function | 1 | Scenario 2 |  | PPK¦SelectPro¦VDI3805¦Internet_EU | PPK SelectPro VDI3805 Internet_EU | PPK SelectPro VDI3805 Internet_EU | H7032X16-S2/NVK24A-SR-TPC |  | 900 kPa | 900 kPa
144842 | H7032X16-S2+NVKC24A-SR-TPC | H7032X16-S2+NVKC24A-SR-TPC | 26 | H7032X16-S2 | + | NVKC24A-SR-TPC | Actuator with emergency control function | 1 | Scenario 2 |  | PPK¦SelectPro¦VDI3805¦Internet_EU | PPK SelectPro VDI3805 Internet_EU | PPK SelectPro VDI3805 Internet_EU | H7032X16-S2+NVKC24A-SR-TPC |  | 900 kPa | 900 kPa
144843 | H7032X16-S2/NVKC24A-SR-TPC | H7032X16-S2/NVKC24A-SR-TPC | 26 | H7032X16-S2 | / | NVKC24A-SR-TPC | Actuator with emergency control function | 1 | Scenario 2 |  | PPK¦SelectPro¦VDI3805¦Internet_EU | PPK SelectPro VDI3805 Internet_EU | PPK SelectPro VDI3805 Internet_EU | H7032X16-S2/NVKC24A-SR-TPC |  | 900 kPa | 900 kPa
144844 | H7032Y16-S2+NVK24A-SR-TPC | H7032Y16-S2+NVK24A-SR-TPC | 26 | H7032Y16-S2 | + | NVK24A-SR-TPC | Actuator with emergency control function | 1 | Scenario 2 |  | PPK¦SelectPro¦VDI3805¦Internet_EU | PPK SelectPro VDI3805 Internet_EU | PPK SelectPro VDI3805 Internet_EU | H7032Y16-S2+NVK24A-SR-TPC |  | 900 kPa | 900 kPa
144845 | H7032Y16-S2/NVK24A-SR-TPC | H7032Y16-S2/NVK24A-SR-TPC | 26 | H7032Y16-S2 | / | NVK24A-SR-TPC | Actuator with emergency control function | 1 | Scenario 2 |  | PPK¦SelectPro¦VDI3805¦Internet_EU | PPK SelectPro VDI3805 Internet_EU | PPK SelectPro VDI3805 Internet_EU | H7032Y16-S2/NVK24A-SR-TPC |  | 900 kPa | 900 kPa
144846 | H7032Y16-S2+NVKC24A-SR-TPC | H7032Y16-S2+NVKC24A-SR-TPC | 26 | H7032Y16-S2 | + | NVKC24A-SR-TPC | Actuator with emergency control function | 1 | Scenario 2 |  | PPK¦SelectPro¦VDI3805¦Internet_EU | PPK SelectPro VDI3805 Internet_EU | PPK SelectPro VDI3805 Internet_EU | H7032Y16-S2+NVKC24A-SR-TPC |  | 900 kPa | 900 kPa
144847 | H7032Y16-S2/NVKC24A-SR-TPC | H7032Y16-S2/NVKC24A-SR-TPC | 26 | H7032Y16-S2 | / | NVKC24A-SR-TPC | Actuator with emergency control function | 1 | Scenario 2 |  | PPK¦SelectPro¦VDI3805¦Internet_EU | PPK SelectPro VDI3805 Internet_EU | PPK SelectPro VDI3805 Internet_EU | H7032Y16-S2/NVKC24A-SR-TPC |  | 900 kPa | 900 kPa
144848 | H7040X25-S2+NVK24A-SR-TPC | H7040X25-S2+NVK24A-SR-TPC | 26 | H7040X25-S2 | + | NVK24A-SR-TPC | Actuator with emergency control function | 1 | Scenario 2 |  | PPK¦SelectPro¦VDI3805¦Internet_EU | PPK SelectPro VDI3805 Internet_EU | PPK SelectPro VDI3805 Internet_EU | H7040X25-S2+NVK24A-SR-TPC |  | 500 kPa | 500 kPa
144849 | H7040X25-S2/NVK24A-SR-TPC | H7040X25-S2/NVK24A-SR-TPC | 26 | H7040X25-S2 | / | NVK24A-SR-TPC | Actuator with emergency control function | 1 | Scenario 2 |  | PPK¦SelectPro¦VDI3805¦Internet_EU | PPK SelectPro VDI3805 Internet_EU | PPK SelectPro VDI3805 Internet_EU | H7040X25-S2/NVK24A-SR-TPC |  | 500 kPa | 500 kPa
144850 | H7040X25-S2+NVKC24A-SR-TPC | H7040X25-S2+NVKC24A-SR-TPC | 26 | H7040X25-S2 | + | NVKC24A-SR-TPC | Actuator with emergency control function | 1 | Scenario 2 |  | PPK¦SelectPro¦VDI3805¦Internet_EU | PPK SelectPro VDI3805 Internet_EU | PPK SelectPro VDI3805 Internet_EU | H7040X25-S2+NVKC24A-SR-TPC |  | 500 kPa | 500 kPa
144851 | H7040X25-S2/NVKC24A-SR-TPC | H7040X25-S2/NVKC24A-SR-TPC | 26 | H7040X25-S2 | / | NVKC24A-SR-TPC | Actuator with emergency control function | 1 | Scenario 2 |  | PPK¦SelectPro¦VDI3805¦Internet_EU | PPK SelectPro VDI3805 Internet_EU | PPK SelectPro VDI3805 Internet_EU | H7040X25-S2/NVKC24A-SR-TPC |  | 500 kPa | 500 kPa
144852 | H7040Y25-S2+NVK24A-SR-TPC | H7040Y25-S2+NVK24A-SR-TPC | 26 | H7040Y25-S2 | + | NVK24A-SR-TPC | Actuator with emergency control function | 1 | Scenario 2 |  | PPK¦SelectPro¦VDI3805¦Internet_EU | PPK SelectPro VDI3805 Internet_EU | PPK SelectPro VDI3805 Internet_EU | H7040Y25-S2+NVK24A-SR-TPC |  | 500 kPa | 500 kPa
144853 | H7040Y25-S2/NVK24A-SR-TPC | H7040Y25-S2/NVK24A-SR-TPC | 26 | H7040Y25-S2 | / | NVK24A-SR-TPC | Actuator with emergency control function | 1 | Scenario 2 |  | PPK¦SelectPro¦VDI3805¦Internet_EU | PPK SelectPro VDI3805 Internet_EU | PPK SelectPro VDI3805 Internet_EU | H7040Y25-S2/NVK24A-SR-TPC |  | 500 kPa | 500 kPa
144854 | H7040Y25-S2+NVKC24A-SR-TPC | H7040Y25-S2+NVKC24A-SR-TPC | 26 | H7040Y25-S2 | + | NVKC24A-SR-TPC | Actuator with emergency control function | 1 | Scenario 2 |  | PPK¦SelectPro¦VDI3805¦Internet_EU | PPK SelectPro VDI3805 Internet_EU | PPK SelectPro VDI3805 Internet_EU | H7040Y25-S2+NVKC24A-SR-TPC |  | 500 kPa | 500 kPa
144855 | H7040Y25-S2/NVKC24A-SR-TPC | H7040Y25-S2/NVKC24A-SR-TPC | 26 | H7040Y25-S2 | / | NVKC24A-SR-TPC | Actuator with emergency control function | 1 | Scenario 2 |  | PPK¦SelectPro¦VDI3805¦Internet_EU | PPK SelectPro VDI3805 Internet_EU | PPK SelectPro VDI3805 Internet_EU | H7040Y25-S2/NVKC24A-SR-TPC |  | 500 kPa | 500 kPa
144856 | H7050X40-S2+NVK24A-SR-TPC | H7050X40-S2+NVK24A-SR-TPC | 26 | H7050X40-S2 | + | NVK24A-SR-TPC | Actuator with emergency control function | 1 | Scenario 2 |  | PPK¦SelectPro¦VDI3805¦Internet_EU | PPK SelectPro VDI3805 Internet_EU | PPK SelectPro VDI3805 Internet_EU | H7050X40-S2+NVK24A-SR-TPC |  | 300 kPa | 300 kPa
144857 | H7050X40-S2/NVK24A-SR-TPC | H7050X40-S2/NVK24A-SR-TPC | 26 | H7050X40-S2 | / | NVK24A-SR-TPC | Actuator with emergency control function | 1 | Scenario 2 |  | PPK¦SelectPro¦VDI3805¦Internet_EU | PPK SelectPro VDI3805 Internet_EU | PPK SelectPro VDI3805 Internet_EU | H7050X40-S2/NVK24A-SR-TPC |  | 300 kPa | 300 kPa
144858 | H7050X40-S2+NVKC24A-SR-TPC | H7050X40-S2+NVKC24A-SR-TPC | 26 | H7050X40-S2 | + | NVKC24A-SR-TPC | Actuator with emergency control function | 1 | Scenario 2 |  | PPK¦SelectPro¦VDI3805¦Internet_EU | PPK SelectPro VDI3805 Internet_EU | PPK SelectPro VDI3805 Internet_EU | H7050X40-S2+NVKC24A-SR-TPC |  | 300 kPa | 300 kPa
144859 | H7050X40-S2/NVKC24A-SR-TPC | H7050X40-S2/NVKC24A-SR-TPC | 26 | H7050X40-S2 | / | NVKC24A-SR-TPC | Actuator with emergency control function | 1 | Scenario 2 |  | PPK¦SelectPro¦VDI3805¦Internet_EU | PPK SelectPro VDI3805 Internet_EU | PPK SelectPro VDI3805 Internet_EU | H7050X40-S2/NVKC24A-SR-TPC |  | 300 kPa | 300 kPa
144860 | H7050Y40-S2+NVK24A-SR-TPC | H7050Y40-S2+NVK24A-SR-TPC | 26 | H7050Y40-S2 | + | NVK24A-SR-TPC | Actuator with emergency control function | 1 | Scenario 2 |  | PPK¦SelectPro¦VDI3805¦Internet_EU | PPK SelectPro VDI3805 Internet_EU | PPK SelectPro VDI3805 Internet_EU | H7050Y40-S2+NVK24A-SR-TPC |  | 300 kPa | 300 kPa
144861 | H7050Y40-S2/NVK24A-SR-TPC | H7050Y40-S2/NVK24A-SR-TPC | 26 | H7050Y40-S2 | / | NVK24A-SR-TPC | Actuator with emergency control function | 1 | Scenario 2 |  | PPK¦SelectPro¦VDI3805¦Internet_EU | PPK SelectPro VDI3805 Internet_EU | PPK SelectPro VDI3805 Internet_EU | H7050Y40-S2/NVK24A-SR-TPC |  | 300 kPa | 300 kPa
144862 | H7050Y40-S2+NVKC24A-SR-TPC | H7050Y40-S2+NVKC24A-SR-TPC | 26 | H7050Y40-S2 | + | NVKC24A-SR-TPC | Actuator with emergency control function | 1 | Scenario 2 |  | PPK¦SelectPro¦VDI3805¦Internet_EU | PPK SelectPro VDI3805 Internet_EU | PPK SelectPro VDI3805 Internet_EU | H7050Y40-S2+NVKC24A-SR-TPC |  | 300 kPa | 300 kPa
144863 | H7050Y40-S2/NVKC24A-SR-TPC | H7050Y40-S2/NVKC24A-SR-TPC | 26 | H7050Y40-S2 | / | NVKC24A-SR-TPC | Actuator with emergency control function | 1 | Scenario 2 |  | PPK¦SelectPro¦VDI3805¦Internet_EU | PPK SelectPro VDI3805 Internet_EU | PPK SelectPro VDI3805 Internet_EU | H7050Y40-S2/NVKC24A-SR-TPC |  | 300 kPa | 300 kPa
144864 | H711N+NVK24A-SR-TPC | H711N+NVK24A-SR-TPC | 26 | H711N | + | NVK24A-SR-TPC | Actuator with emergency control function | 1 | Scenario 2 |  | PPK¦SelectPro¦VDI3805¦Internet_EU | PPK SelectPro VDI3805 Internet_EU | PPK SelectPro VDI3805 Internet_EU | H711N+NVK24A-SR-TPC |  | 1600 kPa | 400 kPa
144865 | H711N/NVK24A-SR-TPC | H711N/NVK24A-SR-TPC | 26 | H711N | / | NVK24A-SR-TPC | Actuator with emergency control function | 1 | Scenario 2 |  | PPK¦SelectPro¦VDI3805¦Internet_EU | PPK SelectPro VDI3805 Internet_EU | PPK SelectPro VDI3805 Internet_EU | H711N/NVK24A-SR-TPC |  | 1600 kPa | 400 kPa
144866 | H711N+NVKC24A-SR-TPC | H711N+NVKC24A-SR-TPC | 26 | H711N | + | NVKC24A-SR-TPC | Actuator with emergency control function | 1 | Scenario 2 |  | PPK¦SelectPro¦VDI3805¦Internet_EU | PPK SelectPro VDI3805 Internet_EU | PPK SelectPro VDI3805 Internet_EU | H711N+NVKC24A-SR-TPC |  | 1600 kPa | 400 kPa
144867 | H711N/NVKC24A-SR-TPC | H711N/NVKC24A-SR-TPC | 26 | H711N | / | NVKC24A-SR-TPC | Actuator with emergency control function | 1 | Scenario 2 |  | PPK¦SelectPro¦VDI3805¦Internet_EU | PPK SelectPro VDI3805 Internet_EU | PPK SelectPro VDI3805 Internet_EU | H711N/NVKC24A-SR-TPC |  | 1600 kPa | 400 kPa
144868 | H711R+NVK24A-SR-TPC | H711R+NVK24A-SR-TPC | 26 | H711R | + | NVK24A-SR-TPC | Actuator with emergency control function | 1 | Scenario 2 |  | PPK¦SelectPro¦VDI3805¦Internet_EU | PPK SelectPro VDI3805 Internet_EU | PPK SelectPro VDI3805 Internet_EU | H711R+NVK24A-SR-TPC |  | 600 kPa | 400 kPa
144869 | H711R/NVK24A-SR-TPC | H711R/NVK24A-SR-TPC | 26 | H711R | / | NVK24A-SR-TPC | Actuator with emergency control function | 1 | Scenario 2 |  | PPK¦SelectPro¦VDI3805¦Internet_EU | PPK SelectPro VDI3805 Internet_EU | PPK SelectPro VDI3805 Internet_EU | H711R/NVK24A-SR-TPC |  | 600 kPa | 400 kPa
144870 | H711R+NVKC24A-SR-TPC | H711R+NVKC24A-SR-TPC | 26 | H711R | + | NVKC24A-SR-TPC | Actuator with emergency control function | 1 | Scenario 2 |  | PPK¦SelectPro¦VDI3805¦Internet_EU | PPK SelectPro VDI3805 Internet_EU | PPK SelectPro VDI3805 Internet_EU | H711R+NVKC24A-SR-TPC |  | 600 kPa | 400 kPa
144871 | H711R/NVKC24A-SR-TPC | H711R/NVKC24A-SR-TPC | 26 | H711R | / | NVKC24A-SR-TPC | Actuator with emergency control function | 1 | Scenario 2 |  | PPK¦SelectPro¦VDI3805¦Internet_EU | PPK SelectPro VDI3805 Internet_EU | PPK SelectPro VDI3805 Internet_EU | H711R/NVKC24A-SR-TPC |  | 600 kPa | 400 kPa
144872 | H712N+NVK24A-SR-TPC | H712N+NVK24A-SR-TPC | 26 | H712N | + | NVK24A-SR-TPC | Actuator with emergency control function | 1 | Scenario 2 |  | PPK¦SelectPro¦VDI3805¦Internet_EU | PPK SelectPro VDI3805 Internet_EU | PPK SelectPro VDI3805 Internet_EU | H712N+NVK24A-SR-TPC |  | 1600 kPa | 400 kPa
144873 | H712N/NVK24A-SR-TPC | H712N/NVK24A-SR-TPC | 26 | H712N | / | NVK24A-SR-TPC | Actuator with emergency control function | 1 | Scenario 2 |  | PPK¦SelectPro¦VDI3805¦Internet_EU | PPK SelectPro VDI3805 Internet_EU | PPK SelectPro VDI3805 Internet_EU | H712N/NVK24A-SR-TPC |  | 1600 kPa | 400 kPa
144874 | H712N+NVKC24A-SR-TPC | H712N+NVKC24A-SR-TPC | 26 | H712N | + | NVKC24A-SR-TPC | Actuator with emergency control function | 1 | Scenario 2 |  | PPK¦SelectPro¦VDI3805¦Internet_EU | PPK SelectPro VDI3805 Internet_EU | PPK SelectPro VDI3805 Internet_EU | H712N+NVKC24A-SR-TPC |  | 1600 kPa | 400 kPa
144875 | H712N/NVKC24A-SR-TPC | H712N/NVKC24A-SR-TPC | 26 | H712N | / | NVKC24A-SR-TPC | Actuator with emergency control function | 1 | Scenario 2 |  | PPK¦SelectPro¦VDI3805¦Internet_EU | PPK SelectPro VDI3805 Internet_EU | PPK SelectPro VDI3805 Internet_EU | H712N/NVKC24A-SR-TPC |  | 1600 kPa | 400 kPa
144876 | H712R+NVK24A-SR-TPC | H712R+NVK24A-SR-TPC | 26 | H712R | + | NVK24A-SR-TPC | Actuator with emergency control function | 1 | Scenario 2 |  | PPK¦SelectPro¦VDI3805¦Internet_EU | PPK SelectPro VDI3805 Internet_EU | PPK SelectPro VDI3805 Internet_EU | H712R+NVK24A-SR-TPC |  | 600 kPa | 400 kPa
144877 | H712R/NVK24A-SR-TPC | H712R/NVK24A-SR-TPC | 26 | H712R | / | NVK24A-SR-TPC | Actuator with emergency control function | 1 | Scenario 2 |  | PPK¦SelectPro¦VDI3805¦Internet_EU | PPK SelectPro VDI3805 Internet_EU | PPK SelectPro VDI3805 Internet_EU | H712R/NVK24A-SR-TPC |  | 600 kPa | 400 kPa
144878 | H712R+NVKC24A-SR-TPC | H712R+NVKC24A-SR-TPC | 26 | H712R | + | NVKC24A-SR-TPC | Actuator with emergency control function | 1 | Scenario 2 |  | PPK¦SelectPro¦VDI3805¦Internet_EU | PPK SelectPro VDI3805 Internet_EU | PPK SelectPro VDI3805 Internet_EU | H712R+NVKC24A-SR-TPC |  | 600 kPa | 400 kPa
144879 | H712R/NVKC24A-SR-TPC | H712R/NVKC24A-SR-TPC | 26 | H712R | / | NVKC24A-SR-TPC | Actuator with emergency control function | 1 | Scenario 2 |  | PPK¦SelectPro¦VDI3805¦Internet_EU | PPK SelectPro VDI3805 Internet_EU | PPK SelectPro VDI3805 Internet_EU | H712R/NVKC24A-SR-TPC |  | 600 kPa | 400 kPa
144880 | H713N+NVK24A-SR-TPC | H713N+NVK24A-SR-TPC | 26 | H713N | + | NVK24A-SR-TPC | Actuator with emergency control function | 1 | Scenario 2 |  | PPK¦SelectPro¦VDI3805¦Internet_EU | PPK SelectPro VDI3805 Internet_EU | PPK SelectPro VDI3805 Internet_EU | H713N+NVK24A-SR-TPC |  | 1600 kPa | 400 kPa
144881 | H713N/NVK24A-SR-TPC | H713N/NVK24A-SR-TPC | 26 | H713N | / | NVK24A-SR-TPC | Actuator with emergency control function | 1 | Scenario 2 |  | PPK¦SelectPro¦VDI3805¦Internet_EU | PPK SelectPro VDI3805 Internet_EU | PPK SelectPro VDI3805 Internet_EU | H713N/NVK24A-SR-TPC |  | 1600 kPa | 400 kPa
144882 | H713N+NVKC24A-SR-TPC | H713N+NVKC24A-SR-TPC | 26 | H713N | + | NVKC24A-SR-TPC | Actuator with emergency control function | 1 | Scenario 2 |  | PPK¦SelectPro¦VDI3805¦Internet_EU | PPK SelectPro VDI3805 Internet_EU | PPK SelectPro VDI3805 Internet_EU | H713N+NVKC24A-SR-TPC |  | 1600 kPa | 400 kPa
144883 | H713N/NVKC24A-SR-TPC | H713N/NVKC24A-SR-TPC | 26 | H713N | / | NVKC24A-SR-TPC | Actuator with emergency control function | 1 | Scenario 2 |  | PPK¦SelectPro¦VDI3805¦Internet_EU | PPK SelectPro VDI3805 Internet_EU | PPK SelectPro VDI3805 Internet_EU | H713N/NVKC24A-SR-TPC |  | 1600 kPa | 400 kPa
144884 | H713R+NVK24A-SR-TPC | H713R+NVK24A-SR-TPC | 26 | H713R | + | NVK24A-SR-TPC | Actuator with emergency control function | 1 | Scenario 2 |  | PPK¦SelectPro¦VDI3805¦Internet_EU | PPK SelectPro VDI3805 Internet_EU | PPK SelectPro VDI3805 Internet_EU | H713R+NVK24A-SR-TPC |  | 600 kPa | 400 kPa
144885 | H713R/NVK24A-SR-TPC | H713R/NVK24A-SR-TPC | 26 | H713R | / | NVK24A-SR-TPC | Actuator with emergency control function | 1 | Scenario 2 |  | PPK¦SelectPro¦VDI3805¦Internet_EU | PPK SelectPro VDI3805 Internet_EU | PPK SelectPro VDI3805 Internet_EU | H713R/NVK24A-SR-TPC |  | 600 kPa | 400 kPa
144886 | H713R+NVKC24A-SR-TPC | H713R+NVKC24A-SR-TPC | 26 | H713R | + | NVKC24A-SR-TPC | Actuator with emergency control function | 1 | Scenario 2 |  | PPK¦SelectPro¦VDI3805¦Internet_EU | PPK SelectPro VDI3805 Internet_EU | PPK SelectPro VDI3805 Internet_EU | H713R+NVKC24A-SR-TPC |  | 600 kPa | 400 kPa
144887 | H713R/NVKC24A-SR-TPC | H713R/NVKC24A-SR-TPC | 26 | H713R | / | NVKC24A-SR-TPC | Actuator with emergency control function | 1 | Scenario 2 |  | PPK¦SelectPro¦VDI3805¦Internet_EU | PPK SelectPro VDI3805 Internet_EU | PPK SelectPro VDI3805 Internet_EU | H713R/NVKC24A-SR-TPC |  | 600 kPa | 400 kPa
144888 | H714N+NVK24A-SR-TPC | H714N+NVK24A-SR-TPC | 26 | H714N | + | NVK24A-SR-TPC | Actuator with emergency control function | 1 | Scenario 2 |  | PPK¦SelectPro¦VDI3805¦Internet_EU | PPK SelectPro VDI3805 Internet_EU | PPK SelectPro VDI3805 Internet_EU | H714N+NVK24A-SR-TPC |  | 1600 kPa | 400 kPa
144889 | H714N/NVK24A-SR-TPC | H714N/NVK24A-SR-TPC | 26 | H714N | / | NVK24A-SR-TPC | Actuator with emergency control function | 1 | Scenario 2 |  | PPK¦SelectPro¦VDI3805¦Internet_EU | PPK SelectPro VDI3805 Internet_EU | PPK SelectPro VDI3805 Internet_EU | H714N/NVK24A-SR-TPC |  | 1600 kPa | 400 kPa
144890 | H714N+NVKC24A-SR-TPC | H714N+NVKC24A-SR-TPC | 26 | H714N | + | NVKC24A-SR-TPC | Actuator with emergency control function | 1 | Scenario 2 |  | PPK¦SelectPro¦VDI3805¦Internet_EU | PPK SelectPro VDI3805 Internet_EU | PPK SelectPro VDI3805 Internet_EU | H714N+NVKC24A-SR-TPC |  | 1600 kPa | 400 kPa
144891 | H714N/NVKC24A-SR-TPC | H714N/NVKC24A-SR-TPC | 26 | H714N | / | NVKC24A-SR-TPC | Actuator with emergency control function | 1 | Scenario 2 |  | PPK¦SelectPro¦VDI3805¦Internet_EU | PPK SelectPro VDI3805 Internet_EU | PPK SelectPro VDI3805 Internet_EU | H714N/NVKC24A-SR-TPC |  | 1600 kPa | 400 kPa
144892 | H714R+NVK24A-SR-TPC | H714R+NVK24A-SR-TPC | 26 | H714R | + | NVK24A-SR-TPC | Actuator with emergency control function | 1 | Scenario 2 |  | PPK¦SelectPro¦VDI3805¦Internet_EU | PPK SelectPro VDI3805 Internet_EU | PPK SelectPro VDI3805 Internet_EU | H714R+NVK24A-SR-TPC |  | 600 kPa | 400 kPa
144893 | H714R/NVK24A-SR-TPC | H714R/NVK24A-SR-TPC | 26 | H714R | / | NVK24A-SR-TPC | Actuator with emergency control function | 1 | Scenario 2 |  | PPK¦SelectPro¦VDI3805¦Internet_EU | PPK SelectPro VDI3805 Internet_EU | PPK SelectPro VDI3805 Internet_EU | H714R/NVK24A-SR-TPC |  | 600 kPa | 400 kPa
144894 | H714R+NVKC24A-SR-TPC | H714R+NVKC24A-SR-TPC | 26 | H714R | + | NVKC24A-SR-TPC | Actuator with emergency control function | 1 | Scenario 2 |  | PPK¦SelectPro¦VDI3805¦Internet_EU | PPK SelectPro VDI3805 Internet_EU | PPK SelectPro VDI3805 Internet_EU | H714R+NVKC24A-SR-TPC |  | 600 kPa | 400 kPa
144895 | H714R/NVKC24A-SR-TPC | H714R/NVKC24A-SR-TPC | 26 | H714R | / | NVKC24A-SR-TPC | Actuator with emergency control function | 1 | Scenario 2 |  | PPK¦SelectPro¦VDI3805¦Internet_EU | PPK SelectPro VDI3805 Internet_EU | PPK SelectPro VDI3805 Internet_EU | H714R/NVKC24A-SR-TPC |  | 600 kPa | 400 kPa
144896 | H715N+NVK24A-SR-TPC | H715N+NVK24A-SR-TPC | 26 | H715N | + | NVK24A-SR-TPC | Actuator with emergency control function | 1 | Scenario 2 |  | PPK¦SelectPro¦VDI3805¦Internet_EU | PPK SelectPro VDI3805 Internet_EU | PPK SelectPro VDI3805 Internet_EU | H715N+NVK24A-SR-TPC |  | 1600 kPa | 400 kPa
144897 | H715N/NVK24A-SR-TPC | H715N/NVK24A-SR-TPC | 26 | H715N | / | NVK24A-SR-TPC | Actuator with emergency control function | 1 | Scenario 2 |  | PPK¦SelectPro¦VDI3805¦Internet_EU | PPK SelectPro VDI3805 Internet_EU | PPK SelectPro VDI3805 Internet_EU | H715N/NVK24A-SR-TPC |  | 1600 kPa | 400 kPa
144898 | H715N+NVKC24A-SR-TPC | H715N+NVKC24A-SR-TPC | 26 | H715N | + | NVKC24A-SR-TPC | Actuator with emergency control function | 1 | Scenario 2 |  | PPK¦SelectPro¦VDI3805¦Internet_EU | PPK SelectPro VDI3805 Internet_EU | PPK SelectPro VDI3805 Internet_EU | H715N+NVKC24A-SR-TPC |  | 1600 kPa | 400 kPa
144899 | H715N/NVKC24A-SR-TPC | H715N/NVKC24A-SR-TPC | 26 | H715N | / | NVKC24A-SR-TPC | Actuator with emergency control function | 1 | Scenario 2 |  | PPK¦SelectPro¦VDI3805¦Internet_EU | PPK SelectPro VDI3805 Internet_EU | PPK SelectPro VDI3805 Internet_EU | H715N/NVKC24A-SR-TPC |  | 1600 kPa | 400 kPa
144900 | H715R+NVK24A-SR-TPC | H715R+NVK24A-SR-TPC | 26 | H715R | + | NVK24A-SR-TPC | Actuator with emergency control function | 1 | Scenario 2 |  | PPK¦SelectPro¦VDI3805¦Internet_EU | PPK SelectPro VDI3805 Internet_EU | PPK SelectPro VDI3805 Internet_EU | H715R+NVK24A-SR-TPC |  | 600 kPa | 400 kPa
144901 | H715R/NVK24A-SR-TPC | H715R/NVK24A-SR-TPC | 26 | H715R | / | NVK24A-SR-TPC | Actuator with emergency control function | 1 | Scenario 2 |  | PPK¦SelectPro¦VDI3805¦Internet_EU | PPK SelectPro VDI3805 Internet_EU | PPK SelectPro VDI3805 Internet_EU | H715R/NVK24A-SR-TPC |  | 600 kPa | 400 kPa
144902 | H715R+NVKC24A-SR-TPC | H715R+NVKC24A-SR-TPC | 26 | H715R | + | NVKC24A-SR-TPC | Actuator with emergency control function | 1 | Scenario 2 |  | PPK¦SelectPro¦VDI3805¦Internet_EU | PPK SelectPro VDI3805 Internet_EU | PPK SelectPro VDI3805 Internet_EU | H715R+NVKC24A-SR-TPC |  | 600 kPa | 400 kPa
144903 | H715R/NVKC24A-SR-TPC | H715R/NVKC24A-SR-TPC | 26 | H715R | / | NVKC24A-SR-TPC | Actuator with emergency control function | 1 | Scenario 2 |  | PPK¦SelectPro¦VDI3805¦Internet_EU | PPK SelectPro VDI3805 Internet_EU | PPK SelectPro VDI3805 Internet_EU | H715R/NVKC24A-SR-TPC |  | 600 kPa | 400 kPa
144904 | H720N+NVK24A-SR-TPC | H720N+NVK24A-SR-TPC | 26 | H720N | + | NVK24A-SR-TPC | Actuator with emergency control function | 1 | Scenario 2 |  | PPK¦SelectPro¦VDI3805¦Internet_EU | PPK SelectPro VDI3805 Internet_EU | PPK SelectPro VDI3805 Internet_EU | H720N+NVK24A-SR-TPC |  | 1600 kPa | 400 kPa
144905 | H720N/NVK24A-SR-TPC | H720N/NVK24A-SR-TPC | 26 | H720N | / | NVK24A-SR-TPC | Actuator with emergency control function | 1 | Scenario 2 |  | PPK¦SelectPro¦VDI3805¦Internet_EU | PPK SelectPro VDI3805 Internet_EU | PPK SelectPro VDI3805 Internet_EU | H720N/NVK24A-SR-TPC |  | 1600 kPa | 400 kPa
144906 | H720N+NVKC24A-SR-TPC | H720N+NVKC24A-SR-TPC | 26 | H720N | + | NVKC24A-SR-TPC | Actuator with emergency control function | 1 | Scenario 2 |  | PPK¦SelectPro¦VDI3805¦Internet_EU | PPK SelectPro VDI3805 Internet_EU | PPK SelectPro VDI3805 Internet_EU | H720N+NVKC24A-SR-TPC |  | 1600 kPa | 400 kPa
144907 | H720N/NVKC24A-SR-TPC | H720N/NVKC24A-SR-TPC | 26 | H720N | / | NVKC24A-SR-TPC | Actuator with emergency control function | 1 | Scenario 2 |  | PPK¦SelectPro¦VDI3805¦Internet_EU | PPK SelectPro VDI3805 Internet_EU | PPK SelectPro VDI3805 Internet_EU | H720N/NVKC24A-SR-TPC |  | 1600 kPa | 400 kPa
144908 | H720R+NVK24A-SR-TPC | H720R+NVK24A-SR-TPC | 26 | H720R | + | NVK24A-SR-TPC | Actuator with emergency control function | 1 | Scenario 2 |  | PPK¦SelectPro¦VDI3805¦Internet_EU | PPK SelectPro VDI3805 Internet_EU | PPK SelectPro VDI3805 Internet_EU | H720R+NVK24A-SR-TPC |  | 600 kPa | 400 kPa
144909 | H720R/NVK24A-SR-TPC | H720R/NVK24A-SR-TPC | 26 | H720R | / | NVK24A-SR-TPC | Actuator with emergency control function | 1 | Scenario 2 |  | PPK¦SelectPro¦VDI3805¦Internet_EU | PPK SelectPro VDI3805 Internet_EU | PPK SelectPro VDI3805 Internet_EU | H720R/NVK24A-SR-TPC |  | 600 kPa | 400 kPa
144910 | H720R+NVKC24A-SR-TPC | H720R+NVKC24A-SR-TPC | 26 | H720R | + | NVKC24A-SR-TPC | Actuator with emergency control function | 1 | Scenario 2 |  | PPK¦SelectPro¦VDI3805¦Internet_EU | PPK SelectPro VDI3805 Internet_EU | PPK SelectPro VDI3805 Internet_EU | H720R+NVKC24A-SR-TPC |  | 600 kPa | 400 kPa
144911 | H720R/NVKC24A-SR-TPC | H720R/NVKC24A-SR-TPC | 26 | H720R | / | NVKC24A-SR-TPC | Actuator with emergency control function | 1 | Scenario 2 |  | PPK¦SelectPro¦VDI3805¦Internet_EU | PPK SelectPro VDI3805 Internet_EU | PPK SelectPro VDI3805 Internet_EU | H720R/NVKC24A-SR-TPC |  | 600 kPa | 400 kPa
144912 | H725N+NVK24A-SR-TPC | H725N+NVK24A-SR-TPC | 26 | H725N | + | NVK24A-SR-TPC | Actuator with emergency control function | 1 | Scenario 2 |  | PPK¦SelectPro¦VDI3805¦Internet_EU | PPK SelectPro VDI3805 Internet_EU | PPK SelectPro VDI3805 Internet_EU | H725N+NVK24A-SR-TPC |  | 1300 kPa | 400 kPa
144913 | H725N/NVK24A-SR-TPC | H725N/NVK24A-SR-TPC | 26 | H725N | / | NVK24A-SR-TPC | Actuator with emergency control function | 1 | Scenario 2 |  | PPK¦SelectPro¦VDI3805¦Internet_EU | PPK SelectPro VDI3805 Internet_EU | PPK SelectPro VDI3805 Internet_EU | H725N/NVK24A-SR-TPC |  | 1300 kPa | 400 kPa
144914 | H725N+NVKC24A-SR-TPC | H725N+NVKC24A-SR-TPC | 26 | H725N | + | NVKC24A-SR-TPC | Actuator with emergency control function | 1 | Scenario 2 |  | PPK¦SelectPro¦VDI3805¦Internet_EU | PPK SelectPro VDI3805 Internet_EU | PPK SelectPro VDI3805 Internet_EU | H725N+NVKC24A-SR-TPC |  | 1300 kPa | 400 kPa
144915 | H725N/NVKC24A-SR-TPC | H725N/NVKC24A-SR-TPC | 26 | H725N | / | NVKC24A-SR-TPC | Actuator with emergency control function | 1 | Scenario 2 |  | PPK¦SelectPro¦VDI3805¦Internet_EU | PPK SelectPro VDI3805 Internet_EU | PPK SelectPro VDI3805 Internet_EU | H725N/NVKC24A-SR-TPC |  | 1300 kPa | 400 kPa
144916 | H725R+NVK24A-SR-TPC | H725R+NVK24A-SR-TPC | 26 | H725R | + | NVK24A-SR-TPC | Actuator with emergency control function | 1 | Scenario 2 |  | PPK¦SelectPro¦VDI3805¦Internet_EU | PPK SelectPro VDI3805 Internet_EU | PPK SelectPro VDI3805 Internet_EU | H725R+NVK24A-SR-TPC |  | 600 kPa | 400 kPa
144917 | H725R/NVK24A-SR-TPC | H725R/NVK24A-SR-TPC | 26 | H725R | / | NVK24A-SR-TPC | Actuator with emergency control function | 1 | Scenario 2 |  | PPK¦SelectPro¦VDI3805¦Internet_EU | PPK SelectPro VDI3805 Internet_EU | PPK SelectPro VDI3805 Internet_EU | H725R/NVK24A-SR-TPC |  | 600 kPa | 400 kPa
144918 | H725R+NVKC24A-SR-TPC | H725R+NVKC24A-SR-TPC | 26 | H725R | + | NVKC24A-SR-TPC | Actuator with emergency control function | 1 | Scenario 2 |  | PPK¦SelectPro¦VDI3805¦Internet_EU | PPK SelectPro VDI3805 Internet_EU | PPK SelectPro VDI3805 Internet_EU | H725R+NVKC24A-SR-TPC |  | 600 kPa | 400 kPa
144919 | H725R/NVKC24A-SR-TPC | H725R/NVKC24A-SR-TPC | 26 | H725R | / | NVKC24A-SR-TPC | Actuator with emergency control function | 1 | Scenario 2 |  | PPK¦SelectPro¦VDI3805¦Internet_EU | PPK SelectPro VDI3805 Internet_EU | PPK SelectPro VDI3805 Internet_EU | H725R/NVKC24A-SR-TPC |  | 600 kPa | 400 kPa
144920 | H732N+NVK24A-SR-TPC | H732N+NVK24A-SR-TPC | 26 | H732N | + | NVK24A-SR-TPC | Actuator with emergency control function | 1 | Scenario 2 |  | PPK¦SelectPro¦VDI3805¦Internet_EU | PPK SelectPro VDI3805 Internet_EU | PPK SelectPro VDI3805 Internet_EU | H732N+NVK24A-SR-TPC |  | 1000 kPa | 400 kPa
144921 | H732N/NVK24A-SR-TPC | H732N/NVK24A-SR-TPC | 26 | H732N | / | NVK24A-SR-TPC | Actuator with emergency control function | 1 | Scenario 2 |  | PPK¦SelectPro¦VDI3805¦Internet_EU | PPK SelectPro VDI3805 Internet_EU | PPK SelectPro VDI3805 Internet_EU | H732N/NVK24A-SR-TPC |  | 1000 kPa | 400 kPa
144922 | H732N+NVKC24A-SR-TPC | H732N+NVKC24A-SR-TPC | 26 | H732N | + | NVKC24A-SR-TPC | Actuator with emergency control function | 1 | Scenario 2 |  | PPK¦SelectPro¦VDI3805¦Internet_EU | PPK SelectPro VDI3805 Internet_EU | PPK SelectPro VDI3805 Internet_EU | H732N+NVKC24A-SR-TPC |  | 1000 kPa | 400 kPa
144923 | H732N/NVKC24A-SR-TPC | H732N/NVKC24A-SR-TPC | 26 | H732N | / | NVKC24A-SR-TPC | Actuator with emergency control function | 1 | Scenario 2 |  | PPK¦SelectPro¦VDI3805¦Internet_EU | PPK SelectPro VDI3805 Internet_EU | PPK SelectPro VDI3805 Internet_EU | H732N/NVKC24A-SR-TPC |  | 1000 kPa | 400 kPa
144924 | H732R+NVK24A-SR-TPC | H732R+NVK24A-SR-TPC | 26 | H732R | + | NVK24A-SR-TPC | Actuator with emergency control function | 1 | Scenario 2 |  | PPK¦SelectPro¦VDI3805¦Internet_EU | PPK SelectPro VDI3805 Internet_EU | PPK SelectPro VDI3805 Internet_EU | H732R+NVK24A-SR-TPC |  | 600 kPa | 400 kPa
144925 | H732R/NVK24A-SR-TPC | H732R/NVK24A-SR-TPC | 26 | H732R | / | NVK24A-SR-TPC | Actuator with emergency control function | 1 | Scenario 2 |  | PPK¦SelectPro¦VDI3805¦Internet_EU | PPK SelectPro VDI3805 Internet_EU | PPK SelectPro VDI3805 Internet_EU | H732R/NVK24A-SR-TPC |  | 600 kPa | 400 kPa
144926 | H732R+NVKC24A-SR-TPC | H732R+NVKC24A-SR-TPC | 26 | H732R | + | NVKC24A-SR-TPC | Actuator with emergency control function | 1 | Scenario 2 |  | PPK¦SelectPro¦VDI3805¦Internet_EU | PPK SelectPro VDI3805 Internet_EU | PPK SelectPro VDI3805 Internet_EU | H732R+NVKC24A-SR-TPC |  | 600 kPa | 400 kPa
144927 | H732R/NVKC24A-SR-TPC | H732R/NVKC24A-SR-TPC | 26 | H732R | / | NVKC24A-SR-TPC | Actuator with emergency control function | 1 | Scenario 2 |  | PPK¦SelectPro¦VDI3805¦Internet_EU | PPK SelectPro VDI3805 Internet_EU | PPK SelectPro VDI3805 Internet_EU | H732R/NVKC24A-SR-TPC |  | 600 kPa | 400 kPa
144928 | H740N+NVK24A-SR-TPC | H740N+NVK24A-SR-TPC | 26 | H740N | + | NVK24A-SR-TPC | Actuator with emergency control function | 1 | Scenario 2 |  | PPK¦SelectPro¦VDI3805¦Internet_EU | PPK SelectPro VDI3805 Internet_EU | PPK SelectPro VDI3805 Internet_EU | H740N+NVK24A-SR-TPC |  | 500 kPa | 400 kPa
144929 | H740N/NVK24A-SR-TPC | H740N/NVK24A-SR-TPC | 26 | H740N | / | NVK24A-SR-TPC | Actuator with emergency control function | 1 | Scenario 2 |  | PPK¦SelectPro¦VDI3805¦Internet_EU | PPK SelectPro VDI3805 Internet_EU | PPK SelectPro VDI3805 Internet_EU | H740N/NVK24A-SR-TPC |  | 500 kPa | 400 kPa
144930 | H740N+NVKC24A-SR-TPC | H740N+NVKC24A-SR-TPC | 26 | H740N | + | NVKC24A-SR-TPC | Actuator with emergency control function | 1 | Scenario 2 |  | PPK¦SelectPro¦VDI3805¦Internet_EU | PPK SelectPro VDI3805 Internet_EU | PPK SelectPro VDI3805 Internet_EU | H740N+NVKC24A-SR-TPC |  | 500 kPa | 400 kPa
144931 | H740N/NVKC24A-SR-TPC | H740N/NVKC24A-SR-TPC | 26 | H740N | / | NVKC24A-SR-TPC | Actuator with emergency control function | 1 | Scenario 2 |  | PPK¦SelectPro¦VDI3805¦Internet_EU | PPK SelectPro VDI3805 Internet_EU | PPK SelectPro VDI3805 Internet_EU | H740N/NVKC24A-SR-TPC |  | 500 kPa | 400 kPa
144932 | H740R+NVK24A-SR-TPC | H740R+NVK24A-SR-TPC | 26 | H740R | + | NVK24A-SR-TPC | Actuator with emergency control function | 1 | Scenario 2 |  | PPK¦SelectPro¦VDI3805¦Internet_EU | PPK SelectPro VDI3805 Internet_EU | PPK SelectPro VDI3805 Internet_EU | H740R+NVK24A-SR-TPC |  | 500 kPa | 400 kPa
144933 | H740R/NVK24A-SR-TPC | H740R/NVK24A-SR-TPC | 26 | H740R | / | NVK24A-SR-TPC | Actuator with emergency control function | 1 | Scenario 2 |  | PPK¦SelectPro¦VDI3805¦Internet_EU | PPK SelectPro VDI3805 Internet_EU | PPK SelectPro VDI3805 Internet_EU | H740R/NVK24A-SR-TPC |  | 500 kPa | 400 kPa
144934 | H740R+NVKC24A-SR-TPC | H740R+NVKC24A-SR-TPC | 26 | H740R | + | NVKC24A-SR-TPC | Actuator with emergency control function | 1 | Scenario 2 |  | PPK¦SelectPro¦VDI3805¦Internet_EU | PPK SelectPro VDI3805 Internet_EU | PPK SelectPro VDI3805 Internet_EU | H740R+NVKC24A-SR-TPC |  | 500 kPa | 400 kPa
144935 | H740R/NVKC24A-SR-TPC | H740R/NVKC24A-SR-TPC | 26 | H740R | / | NVKC24A-SR-TPC | Actuator with emergency control function | 1 | Scenario 2 |  | PPK¦SelectPro¦VDI3805¦Internet_EU | PPK SelectPro VDI3805 Internet_EU | PPK SelectPro VDI3805 Internet_EU | H740R/NVKC24A-SR-TPC |  | 500 kPa | 400 kPa
144936 | H750N+NVK24A-SR-TPC | H750N+NVK24A-SR-TPC | 26 | H750N | + | NVK24A-SR-TPC | Actuator with emergency control function | 1 | Scenario 2 |  | PPK¦SelectPro¦VDI3805¦Internet_EU | PPK SelectPro VDI3805 Internet_EU | PPK SelectPro VDI3805 Internet_EU | H750N+NVK24A-SR-TPC |  | 300 kPa | 300 kPa
144937 | H750N/NVK24A-SR-TPC | H750N/NVK24A-SR-TPC | 26 | H750N | / | NVK24A-SR-TPC | Actuator with emergency control function | 1 | Scenario 2 |  | PPK¦SelectPro¦VDI3805¦Internet_EU | PPK SelectPro VDI3805 Internet_EU | PPK SelectPro VDI3805 Internet_EU | H750N/NVK24A-SR-TPC |  | 300 kPa | 300 kPa
144938 | H750N+NVKC24A-SR-TPC | H750N+NVKC24A-SR-TPC | 26 | H750N | + | NVKC24A-SR-TPC | Actuator with emergency control function | 1 | Scenario 2 |  | PPK¦SelectPro¦VDI3805¦Internet_EU | PPK SelectPro VDI3805 Internet_EU | PPK SelectPro VDI3805 Internet_EU | H750N+NVKC24A-SR-TPC |  | 300 kPa | 300 kPa
144939 | H750N/NVKC24A-SR-TPC | H750N/NVKC24A-SR-TPC | 26 | H750N | / | NVKC24A-SR-TPC | Actuator with emergency control function | 1 | Scenario 2 |  | PPK¦SelectPro¦VDI3805¦Internet_EU | PPK SelectPro VDI3805 Internet_EU | PPK SelectPro VDI3805 Internet_EU | H750N/NVKC24A-SR-TPC |  | 300 kPa | 300 kPa
144940 | H750R+NVK24A-SR-TPC | H750R+NVK24A-SR-TPC | 26 | H750R | + | NVK24A-SR-TPC | Actuator with emergency control function | 1 | Scenario 2 |  | PPK¦SelectPro¦VDI3805¦Internet_EU | PPK SelectPro VDI3805 Internet_EU | PPK SelectPro VDI3805 Internet_EU | H750R+NVK24A-SR-TPC |  | 300 kPa | 300 kPa
144941 | H750R/NVK24A-SR-TPC | H750R/NVK24A-SR-TPC | 26 | H750R | / | NVK24A-SR-TPC | Actuator with emergency control function | 1 | Scenario 2 |  | PPK¦SelectPro¦VDI3805¦Internet_EU | PPK SelectPro VDI3805 Internet_EU | PPK SelectPro VDI3805 Internet_EU | H750R/NVK24A-SR-TPC |  | 300 kPa | 300 kPa
144942 | H750R+NVKC24A-SR-TPC | H750R+NVKC24A-SR-TPC | 26 | H750R | + | NVKC24A-SR-TPC | Actuator with emergency control function | 1 | Scenario 2 |  | PPK¦SelectPro¦VDI3805¦Internet_EU | PPK SelectPro VDI3805 Internet_EU | PPK SelectPro VDI3805 Internet_EU | H750R+NVKC24A-SR-TPC |  | 300 kPa | 300 kPa
144943 | H750R/NVKC24A-SR-TPC | H750R/NVKC24A-SR-TPC | 26 | H750R | / | NVKC24A-SR-TPC | Actuator with emergency control function | 1 | Scenario 2 |  | PPK¦SelectPro¦VDI3805¦Internet_EU | PPK SelectPro VDI3805 Internet_EU | PPK SelectPro VDI3805 Internet_EU | H750R/NVKC24A-SR-TPC |  | 300 kPa | 300 kPa
144944 | H764N+NVK24A-SR-TPC | H764N+NVK24A-SR-TPC | 26 | H764N | + | NVK24A-SR-TPC | Actuator with emergency control function | 1 | Scenario 2 |  | PPK¦SelectPro¦VDI3805¦Internet_EU | PPK SelectPro VDI3805 Internet_EU | PPK SelectPro VDI3805 Internet_EU | H764N+NVK24A-SR-TPC |  | 140 kPa | 140 kPa
144945 | H764N/NVK24A-SR-TPC | H764N/NVK24A-SR-TPC | 26 | H764N | / | NVK24A-SR-TPC | Actuator with emergency control function | 1 | Scenario 2 |  | PPK¦SelectPro¦VDI3805¦Internet_EU | PPK SelectPro VDI3805 Internet_EU | PPK SelectPro VDI3805 Internet_EU | H764N/NVK24A-SR-TPC |  | 140 kPa | 140 kPa
144946 | H764N+NVKC24A-SR-TPC | H764N+NVKC24A-SR-TPC | 26 | H764N | + | NVKC24A-SR-TPC | Actuator with emergency control function | 1 | Scenario 2 |  | PPK¦SelectPro¦VDI3805¦Internet_EU | PPK SelectPro VDI3805 Internet_EU | PPK SelectPro VDI3805 Internet_EU | H764N+NVKC24A-SR-TPC |  | 140 kPa | 140 kPa
144947 | H764N/NVKC24A-SR-TPC | H764N/NVKC24A-SR-TPC | 26 | H764N | / | NVKC24A-SR-TPC | Actuator with emergency control function | 1 | Scenario 2 |  | PPK¦SelectPro¦VDI3805¦Internet_EU | PPK SelectPro VDI3805 Internet_EU | PPK SelectPro VDI3805 Internet_EU | H764N/NVKC24A-SR-TPC |  | 140 kPa | 140 kPa
144948 | H764R+NVK24A-SR-TPC | H764R+NVK24A-SR-TPC | 26 | H764R | + | NVK24A-SR-TPC | Actuator with emergency control function | 1 | Scenario 2 |  | PPK¦SelectPro¦VDI3805¦Internet_EU | PPK SelectPro VDI3805 Internet_EU | PPK SelectPro VDI3805 Internet_EU | H764R+NVK24A-SR-TPC |  | 140 kPa | 140 kPa
144949 | H764R/NVK24A-SR-TPC | H764R/NVK24A-SR-TPC | 26 | H764R | / | NVK24A-SR-TPC | Actuator with emergency control function | 1 | Scenario 2 |  | PPK¦SelectPro¦VDI3805¦Internet_EU | PPK SelectPro VDI3805 Internet_EU | PPK SelectPro VDI3805 Internet_EU | H764R/NVK24A-SR-TPC |  | 140 kPa | 140 kPa
144950 | H764R+NVKC24A-SR-TPC | H764R+NVKC24A-SR-TPC | 26 | H764R | + | NVKC24A-SR-TPC | Actuator with emergency control function | 1 | Scenario 2 |  | PPK¦SelectPro¦VDI3805¦Internet_EU | PPK SelectPro VDI3805 Internet_EU | PPK SelectPro VDI3805 Internet_EU | H764R+NVKC24A-SR-TPC |  | 140 kPa | 140 kPa
144951 | H764R/NVKC24A-SR-TPC | H764R/NVKC24A-SR-TPC | 26 | H764R | / | NVKC24A-SR-TPC | Actuator with emergency control function | 1 | Scenario 2 |  | PPK¦SelectPro¦VDI3805¦Internet_EU | PPK SelectPro VDI3805 Internet_EU | PPK SelectPro VDI3805 Internet_EU | H764R/NVKC24A-SR-TPC |  | 140 kPa | 140 kPa
144952 | H779N+NVK24A-SR-TPC | H779N+NVK24A-SR-TPC | 26 | H779N | + | NVK24A-SR-TPC | Actuator with emergency control function | 1 | Scenario 2 |  | PPK¦SelectPro¦VDI3805¦Internet_EU | PPK SelectPro VDI3805 Internet_EU | PPK SelectPro VDI3805 Internet_EU | H779N+NVK24A-SR-TPC |  | 80 kPa | 80 kPa
144953 | H779N/NVK24A-SR-TPC | H779N/NVK24A-SR-TPC | 26 | H779N | / | NVK24A-SR-TPC | Actuator with emergency control function | 1 | Scenario 2 |  | PPK¦SelectPro¦VDI3805¦Internet_EU | PPK SelectPro VDI3805 Internet_EU | PPK SelectPro VDI3805 Internet_EU | H779N/NVK24A-SR-TPC |  | 80 kPa | 80 kPa
144954 | H779N+NVKC24A-SR-TPC | H779N+NVKC24A-SR-TPC | 26 | H779N | + | NVKC24A-SR-TPC | Actuator with emergency control function | 1 | Scenario 2 |  | PPK¦SelectPro¦VDI3805¦Internet_EU | PPK SelectPro VDI3805 Internet_EU | PPK SelectPro VDI3805 Internet_EU | H779N+NVKC24A-SR-TPC |  | 80 kPa | 80 kPa
144955 | H779N/NVKC24A-SR-TPC | H779N/NVKC24A-SR-TPC | 26 | H779N | / | NVKC24A-SR-TPC | Actuator with emergency control function | 1 | Scenario 2 |  | PPK¦SelectPro¦VDI3805¦Internet_EU | PPK SelectPro VDI3805 Internet_EU | PPK SelectPro VDI3805 Internet_EU | H779N/NVKC24A-SR-TPC |  | 80 kPa | 80 kPa
144956 | H779R+NVK24A-SR-TPC | H779R+NVK24A-SR-TPC | 26 | H779R | + | NVK24A-SR-TPC | Actuator with emergency control function | 1 | Scenario 2 |  | PPK¦SelectPro¦VDI3805¦Internet_EU | PPK SelectPro VDI3805 Internet_EU | PPK SelectPro VDI3805 Internet_EU | H779R+NVK24A-SR-TPC |  | 80 kPa | 80 kPa
144957 | H779R/NVK24A-SR-TPC | H779R/NVK24A-SR-TPC | 26 | H779R | / | NVK24A-SR-TPC | Actuator with emergency control function | 1 | Scenario 2 |  | PPK¦SelectPro¦VDI3805¦Internet_EU | PPK SelectPro VDI3805 Internet_EU | PPK SelectPro VDI3805 Internet_EU | H779R/NVK24A-SR-TPC |  | 80 kPa | 80 kPa
144958 | H779R+NVKC24A-SR-TPC | H779R+NVKC24A-SR-TPC | 26 | H779R | + | NVKC24A-SR-TPC | Actuator with emergency control function | 1 | Scenario 2 |  | PPK¦SelectPro¦VDI3805¦Internet_EU | PPK SelectPro VDI3805 Internet_EU | PPK SelectPro VDI3805 Internet_EU | H779R+NVKC24A-SR-TPC |  | 80 kPa | 80 kPa
144959 | H779R/NVKC24A-SR-TPC | H779R/NVKC24A-SR-TPC | 26 | H779R | / | NVKC24A-SR-TPC | Actuator with emergency control function | 1 | Scenario 2 |  | PPK¦SelectPro¦VDI3805¦Internet_EU | PPK SelectPro VDI3805 Internet_EU | PPK SelectPro VDI3805 Internet_EU | H779R/NVKC24A-SR-TPC |  | 80 kPa | 80 kPa
144960 | H6040X25-S2+SV24A-SR-TPC | H6040X25-S2+SV24A-SR-TPC | 26 | H6040X25-S2 | + | SV24A-SR-TPC | Standard actuator | 1 | Scenario 2 |  | PPK¦SelectPro¦VDI3805¦Internet_EU | PPK SelectPro VDI3805 Internet_EU | PPK SelectPro VDI3805 Internet_EU | H6040X25-S2+SV24A-SR-TPC |  | 850 kPa | 850 kPa
144961 | H6040X25-S2/SV24A-SR-TPC | H6040X25-S2/SV24A-SR-TPC | 26 | H6040X25-S2 | / | SV24A-SR-TPC | Standard actuator | 1 | Scenario 2 |  | PPK¦SelectPro¦VDI3805¦Internet_EU | PPK SelectPro VDI3805 Internet_EU | PPK SelectPro VDI3805 Internet_EU | H6040X25-S2/SV24A-SR-TPC |  | 850 kPa | 850 kPa
144962 | H6040X25-S2+SVC24A-SR-TPC | H6040X25-S2+SVC24A-SR-TPC | 26 | H6040X25-S2 | + | SVC24A-SR-TPC | Fast runner | 1 | Scenario 2 |  | PPK¦SelectPro¦VDI3805¦Internet_EU | PPK SelectPro VDI3805 Internet_EU | PPK SelectPro VDI3805 Internet_EU | H6040X25-S2+SVC24A-SR-TPC |  | 850 kPa | 850 kPa
144963 | H6040X25-S2/SVC24A-SR-TPC | H6040X25-S2/SVC24A-SR-TPC | 26 | H6040X25-S2 | / | SVC24A-SR-TPC | Fast runner | 1 | Scenario 2 |  | PPK¦SelectPro¦VDI3805¦Internet_EU | PPK SelectPro VDI3805 Internet_EU | PPK SelectPro VDI3805 Internet_EU | H6040X25-S2/SVC24A-SR-TPC |  | 850 kPa | 850 kPa
144964 | H6050X25-S2+SV24A-SR-TPC | H6050X25-S2+SV24A-SR-TPC | 26 | H6050X25-S2 | + | SV24A-SR-TPC | Standard actuator | 1 | Scenario 2 |  | PPK¦SelectPro¦VDI3805¦Internet_EU | PPK SelectPro VDI3805 Internet_EU | PPK SelectPro VDI3805 Internet_EU | H6050X25-S2+SV24A-SR-TPC |  | 500 kPa | 500 kPa
144965 | H6050X25-S2/SV24A-SR-TPC | H6050X25-S2/SV24A-SR-TPC | 26 | H6050X25-S2 | / | SV24A-SR-TPC | Standard actuator | 1 | Scenario 2 |  | PPK¦SelectPro¦VDI3805¦Internet_EU | PPK SelectPro VDI3805 Internet_EU | PPK SelectPro VDI3805 Internet_EU | H6050X25-S2/SV24A-SR-TPC |  | 500 kPa | 500 kPa
144966 | H6050X25-S2+SVC24A-SR-TPC | H6050X25-S2+SVC24A-SR-TPC | 26 | H6050X25-S2 | + | SVC24A-SR-TPC | Fast runner | 1 | Scenario 2 |  | PPK¦SelectPro¦VDI3805¦Internet_EU | PPK SelectPro VDI3805 Internet_EU | PPK SelectPro VDI3805 Internet_EU | H6050X25-S2+SVC24A-SR-TPC |  | 500 kPa | 500 kPa
144967 | H6050X25-S2/SVC24A-SR-TPC | H6050X25-S2/SVC24A-SR-TPC | 26 | H6050X25-S2 | / | SVC24A-SR-TPC | Fast runner | 1 | Scenario 2 |  | PPK¦SelectPro¦VDI3805¦Internet_EU | PPK SelectPro VDI3805 Internet_EU | PPK SelectPro VDI3805 Internet_EU | H6050X25-S2/SVC24A-SR-TPC |  | 500 kPa | 500 kPa
144968 | H6050X40-S2+SV24A-SR-TPC | H6050X40-S2+SV24A-SR-TPC | 26 | H6050X40-S2 | + | SV24A-SR-TPC | Standard actuator | 1 | Scenario 2 |  | PPK¦SelectPro¦VDI3805¦Internet_EU | PPK SelectPro VDI3805 Internet_EU | PPK SelectPro VDI3805 Internet_EU | H6050X40-S2+SV24A-SR-TPC |  | 500 kPa | 500 kPa
144969 | H6050X40-S2/SV24A-SR-TPC | H6050X40-S2/SV24A-SR-TPC | 26 | H6050X40-S2 | / | SV24A-SR-TPC | Standard actuator | 1 | Scenario 2 |  | PPK¦SelectPro¦VDI3805¦Internet_EU | PPK SelectPro VDI3805 Internet_EU | PPK SelectPro VDI3805 Internet_EU | H6050X40-S2/SV24A-SR-TPC |  | 500 kPa | 500 kPa
144970 | H6050X40-S2+SVC24A-SR-TPC | H6050X40-S2+SVC24A-SR-TPC | 26 | H6050X40-S2 | + | SVC24A-SR-TPC | Fast runner | 1 | Scenario 2 |  | PPK¦SelectPro¦VDI3805¦Internet_EU | PPK SelectPro VDI3805 Internet_EU | PPK SelectPro VDI3805 Internet_EU | H6050X40-S2+SVC24A-SR-TPC |  | 500 kPa | 500 kPa
144971 | H6050X40-S2/SVC24A-SR-TPC | H6050X40-S2/SVC24A-SR-TPC | 26 | H6050X40-S2 | / | SVC24A-SR-TPC | Fast runner | 1 | Scenario 2 |  | PPK¦SelectPro¦VDI3805¦Internet_EU | PPK SelectPro VDI3805 Internet_EU | PPK SelectPro VDI3805 Internet_EU | H6050X40-S2/SVC24A-SR-TPC |  | 500 kPa | 500 kPa
144972 | H6065X58-SP2+SV24A-SR-TPC | H6065X58-SP2+SV24A-SR-TPC | 26 | H6065X58-SP2 | + | SV24A-SR-TPC | Standard actuator | 0 | Scenario 2 |  | PPK¦SelectPro¦VDI3805¦Internet_EU | PPK SelectPro VDI3805 Internet_EU | PPK SelectPro VDI3805 Internet_EU | H6065X58-SP2+SV24A-SR-TPC |  | 2500 kPa | 1000 kPa
144973 | H6065X58-SP2/SV24A-SR-TPC | H6065X58-SP2/SV24A-SR-TPC | 26 | H6065X58-SP2 | / | SV24A-SR-TPC | Standard actuator | 0 | Scenario 2 |  | PPK¦SelectPro¦VDI3805¦Internet_EU | PPK SelectPro VDI3805 Internet_EU | PPK SelectPro VDI3805 Internet_EU | H6065X58-SP2/SV24A-SR-TPC |  | 2500 kPa | 1000 kPa
144974 | H6065X58-SP2+SVC24A-SR-TPC | H6065X58-SP2+SVC24A-SR-TPC | 26 | H6065X58-SP2 | + | SVC24A-SR-TPC | Fast runner | 0 | Scenario 2 |  | PPK¦SelectPro¦VDI3805¦Internet_EU | PPK SelectPro VDI3805 Internet_EU | PPK SelectPro VDI3805 Internet_EU | H6065X58-SP2+SVC24A-SR-TPC |  | 2500 kPa | 1000 kPa
144975 | H6065X58-SP2/SVC24A-SR-TPC | H6065X58-SP2/SVC24A-SR-TPC | 26 | H6065X58-SP2 | / | SVC24A-SR-TPC | Fast runner | 0 | Scenario 2 |  | PPK¦SelectPro¦VDI3805¦Internet_EU | PPK SelectPro VDI3805 Internet_EU | PPK SelectPro VDI3805 Internet_EU | H6065X58-SP2/SVC24A-SR-TPC |  | 2500 kPa | 1000 kPa
144976 | H6080X90-SP2+SV24A-SR-TPC | H6080X90-SP2+SV24A-SR-TPC | 26 | H6080X90-SP2 | + | SV24A-SR-TPC | Standard actuator | 0 | Scenario 2 |  | PPK¦SelectPro¦VDI3805¦Internet_EU | PPK SelectPro VDI3805 Internet_EU | PPK SelectPro VDI3805 Internet_EU | H6080X90-SP2+SV24A-SR-TPC |  | 2400 kPa | 1000 kPa
144977 | H6080X90-SP2/SV24A-SR-TPC | H6080X90-SP2/SV24A-SR-TPC | 26 | H6080X90-SP2 | / | SV24A-SR-TPC | Standard actuator | 0 | Scenario 2 |  | PPK¦SelectPro¦VDI3805¦Internet_EU | PPK SelectPro VDI3805 Internet_EU | PPK SelectPro VDI3805 Internet_EU | H6080X90-SP2/SV24A-SR-TPC |  | 2400 kPa | 1000 kPa
144978 | H6080X90-SP2+SVC24A-SR-TPC | H6080X90-SP2+SVC24A-SR-TPC | 26 | H6080X90-SP2 | + | SVC24A-SR-TPC | Fast runner | 0 | Scenario 2 |  | PPK¦SelectPro¦VDI3805¦Internet_EU | PPK SelectPro VDI3805 Internet_EU | PPK SelectPro VDI3805 Internet_EU | H6080X90-SP2+SVC24A-SR-TPC |  | 2400 kPa | 1000 kPa
144979 | H6080X90-SP2/SVC24A-SR-TPC | H6080X90-SP2/SVC24A-SR-TPC | 26 | H6080X90-SP2 | / | SVC24A-SR-TPC | Fast runner | 0 | Scenario 2 |  | PPK¦SelectPro¦VDI3805¦Internet_EU | PPK SelectPro VDI3805 Internet_EU | PPK SelectPro VDI3805 Internet_EU | H6080X90-SP2/SVC24A-SR-TPC |  | 2400 kPa | 1000 kPa
144980 | H6100X125-SP2+SV24A-SR-TPC | H6100X125-SP2+SV24A-SR-TPC | 26 | H6100X125-SP2 | + | SV24A-SR-TPC | Standard actuator | 0 | Scenario 2 |  | PPK¦SelectPro¦VDI3805¦Internet_EU | PPK SelectPro VDI3805 Internet_EU | PPK SelectPro VDI3805 Internet_EU | H6100X125-SP2+SV24A-SR-TPC |  | 1700 kPa | 1000 kPa
144981 | H6100X125-SP2/SV24A-SR-TPC | H6100X125-SP2/SV24A-SR-TPC | 26 | H6100X125-SP2 | / | SV24A-SR-TPC | Standard actuator | 0 | Scenario 2 |  | PPK¦SelectPro¦VDI3805¦Internet_EU | PPK SelectPro VDI3805 Internet_EU | PPK SelectPro VDI3805 Internet_EU | H6100X125-SP2/SV24A-SR-TPC |  | 1700 kPa | 1000 kPa
144982 | H6100X125-SP2+SVC24A-SR-TPC | H6100X125-SP2+SVC24A-SR-TPC | 26 | H6100X125-SP2 | + | SVC24A-SR-TPC | Fast runner | 0 | Scenario 2 |  | PPK¦SelectPro¦VDI3805¦Internet_EU | PPK SelectPro VDI3805 Internet_EU | PPK SelectPro VDI3805 Internet_EU | H6100X125-SP2+SVC24A-SR-TPC |  | 1700 kPa | 1000 kPa
144983 | H6100X125-SP2/SVC24A-SR-TPC | H6100X125-SP2/SVC24A-SR-TPC | 26 | H6100X125-SP2 | / | SVC24A-SR-TPC | Fast runner | 0 | Scenario 2 |  | PPK¦SelectPro¦VDI3805¦Internet_EU | PPK SelectPro VDI3805 Internet_EU | PPK SelectPro VDI3805 Internet_EU | H6100X125-SP2/SVC24A-SR-TPC |  | 1700 kPa | 1000 kPa
144984 | H610S+SV24A-SR-TPC | H610S+SV24A-SR-TPC | 26 | H610S | + | SV24A-SR-TPC | Standard actuator | 0 | Scenario 2 |  | PPK¦SelectPro¦VDI3805¦Internet_EU | PPK SelectPro VDI3805 Internet_EU | PPK SelectPro VDI3805 Internet_EU | H610S+SV24A-SR-TPC |  | 1600 kPa | 1000 kPa
144985 | H610S/SV24A-SR-TPC | H610S/SV24A-SR-TPC | 26 | H610S | / | SV24A-SR-TPC | Standard actuator | 0 | Scenario 2 |  | PPK¦SelectPro¦VDI3805¦Internet_EU | PPK SelectPro VDI3805 Internet_EU | PPK SelectPro VDI3805 Internet_EU | H610S/SV24A-SR-TPC |  | 1600 kPa | 1000 kPa
144986 | H610S+SVC24A-SR-TPC | H610S+SVC24A-SR-TPC | 26 | H610S | + | SVC24A-SR-TPC | Fast runner | 0 | Scenario 2 |  | PPK¦SelectPro¦VDI3805¦Internet_EU | PPK SelectPro VDI3805 Internet_EU | PPK SelectPro VDI3805 Internet_EU | H610S+SVC24A-SR-TPC |  | 1600 kPa | 1000 kPa
144987 | H610S/SVC24A-SR-TPC | H610S/SVC24A-SR-TPC | 26 | H610S | / | SVC24A-SR-TPC | Fast runner | 0 | Scenario 2 |  | PPK¦SelectPro¦VDI3805¦Internet_EU | PPK SelectPro VDI3805 Internet_EU | PPK SelectPro VDI3805 Internet_EU | H610S/SVC24A-SR-TPC |  | 1600 kPa | 1000 kPa
144988 | H611N+SV24A-SR-TPC | H611N+SV24A-SR-TPC | 26 | H611N | + | SV24A-SR-TPC | Standard actuator | 0 | Scenario 2 |  | PPK¦SelectPro¦VDI3805¦Internet_EU | PPK SelectPro VDI3805 Internet_EU | PPK SelectPro VDI3805 Internet_EU | H611N+SV24A-SR-TPC |  | 1600 kPa | 400 kPa
144989 | H611N/SV24A-SR-TPC | H611N/SV24A-SR-TPC | 26 | H611N | / | SV24A-SR-TPC | Standard actuator | 0 | Scenario 2 |  | PPK¦SelectPro¦VDI3805¦Internet_EU | PPK SelectPro VDI3805 Internet_EU | PPK SelectPro VDI3805 Internet_EU | H611N/SV24A-SR-TPC |  | 1600 kPa | 400 kPa
144990 | H611N+SVC24A-SR-TPC | H611N+SVC24A-SR-TPC | 26 | H611N | + | SVC24A-SR-TPC | Fast runner | 0 | Scenario 2 |  | PPK¦SelectPro¦VDI3805¦Internet_EU | PPK SelectPro VDI3805 Internet_EU | PPK SelectPro VDI3805 Internet_EU | H611N+SVC24A-SR-TPC |  | 1600 kPa | 400 kPa
144991 | H611N/SVC24A-SR-TPC | H611N/SVC24A-SR-TPC | 26 | H611N | / | SVC24A-SR-TPC | Fast runner | 0 | Scenario 2 |  | PPK¦SelectPro¦VDI3805¦Internet_EU | PPK SelectPro VDI3805 Internet_EU | PPK SelectPro VDI3805 Internet_EU | H611N/SVC24A-SR-TPC |  | 1600 kPa | 400 kPa
144992 | H611R+SV24A-SR-TPC | H611R+SV24A-SR-TPC | 26 | H611R | + | SV24A-SR-TPC | Standard actuator | 0 | Scenario 2 |  | PPK¦SelectPro¦VDI3805¦Internet_EU | PPK SelectPro VDI3805 Internet_EU | PPK SelectPro VDI3805 Internet_EU | H611R+SV24A-SR-TPC |  | 600 kPa | 400 kPa
144993 | H611R/SV24A-SR-TPC | H611R/SV24A-SR-TPC | 26 | H611R | / | SV24A-SR-TPC | Standard actuator | 0 | Scenario 2 |  | PPK¦SelectPro¦VDI3805¦Internet_EU | PPK SelectPro VDI3805 Internet_EU | PPK SelectPro VDI3805 Internet_EU | H611R/SV24A-SR-TPC |  | 600 kPa | 400 kPa
144994 | H611R+SVC24A-SR-TPC | H611R+SVC24A-SR-TPC | 26 | H611R | + | SVC24A-SR-TPC | Fast runner | 0 | Scenario 2 |  | PPK¦SelectPro¦VDI3805¦Internet_EU | PPK SelectPro VDI3805 Internet_EU | PPK SelectPro VDI3805 Internet_EU | H611R+SVC24A-SR-TPC |  | 600 kPa | 400 kPa
144995 | H611R/SVC24A-SR-TPC | H611R/SVC24A-SR-TPC | 26 | H611R | / | SVC24A-SR-TPC | Fast runner | 0 | Scenario 2 |  | PPK¦SelectPro¦VDI3805¦Internet_EU | PPK SelectPro VDI3805 Internet_EU | PPK SelectPro VDI3805 Internet_EU | H611R/SVC24A-SR-TPC |  | 600 kPa | 400 kPa
144996 | H611S+SV24A-SR-TPC | H611S+SV24A-SR-TPC | 26 | H611S | + | SV24A-SR-TPC | Standard actuator | 0 | Scenario 2 |  | PPK¦SelectPro¦VDI3805¦Internet_EU | PPK SelectPro VDI3805 Internet_EU | PPK SelectPro VDI3805 Internet_EU | H611S+SV24A-SR-TPC |  | 1600 kPa | 1000 kPa
144997 | H611S/SV24A-SR-TPC | H611S/SV24A-SR-TPC | 26 | H611S | / | SV24A-SR-TPC | Standard actuator | 0 | Scenario 2 |  | PPK¦SelectPro¦VDI3805¦Internet_EU | PPK SelectPro VDI3805 Internet_EU | PPK SelectPro VDI3805 Internet_EU | H611S/SV24A-SR-TPC |  | 1600 kPa | 1000 kPa
144998 | H611S+SVC24A-SR-TPC | H611S+SVC24A-SR-TPC | 26 | H611S | + | SVC24A-SR-TPC | Fast runner | 0 | Scenario 2 |  | PPK¦SelectPro¦VDI3805¦Internet_EU | PPK SelectPro VDI3805 Internet_EU | PPK SelectPro VDI3805 Internet_EU | H611S+SVC24A-SR-TPC |  | 1600 kPa | 1000 kPa
144999 | H611S/SVC24A-SR-TPC | H611S/SVC24A-SR-TPC | 26 | H611S | / | SVC24A-SR-TPC | Fast runner | 0 | Scenario 2 |  | PPK¦SelectPro¦VDI3805¦Internet_EU | PPK SelectPro VDI3805 Internet_EU | PPK SelectPro VDI3805 Internet_EU | H611S/SVC24A-SR-TPC |  | 1600 kPa | 1000 kPa
145000 | H612N+SV24A-SR-TPC | H612N+SV24A-SR-TPC | 26 | H612N | + | SV24A-SR-TPC | Standard actuator | 0 | Scenario 2 |  | PPK¦SelectPro¦VDI3805¦Internet_EU | PPK SelectPro VDI3805 Internet_EU | PPK SelectPro VDI3805 Internet_EU | H612N+SV24A-SR-TPC |  | 1600 kPa | 400 kPa
145001 | H612N/SV24A-SR-TPC | H612N/SV24A-SR-TPC | 26 | H612N | / | SV24A-SR-TPC | Standard actuator | 0 | Scenario 2 |  | PPK¦SelectPro¦VDI3805¦Internet_EU | PPK SelectPro VDI3805 Internet_EU | PPK SelectPro VDI3805 Internet_EU | H612N/SV24A-SR-TPC |  | 1600 kPa | 400 kPa
145002 | H612N+SVC24A-SR-TPC | H612N+SVC24A-SR-TPC | 26 | H612N | + | SVC24A-SR-TPC | Fast runner | 0 | Scenario 2 |  | PPK¦SelectPro¦VDI3805¦Internet_EU | PPK SelectPro VDI3805 Internet_EU | PPK SelectPro VDI3805 Internet_EU | H612N+SVC24A-SR-TPC |  | 1600 kPa | 400 kPa
145003 | H612N/SVC24A-SR-TPC | H612N/SVC24A-SR-TPC | 26 | H612N | / | SVC24A-SR-TPC | Fast runner | 0 | Scenario 2 |  | PPK¦SelectPro¦VDI3805¦Internet_EU | PPK SelectPro VDI3805 Internet_EU | PPK SelectPro VDI3805 Internet_EU | H612N/SVC24A-SR-TPC |  | 1600 kPa | 400 kPa
145004 | H612R+SV24A-SR-TPC | H612R+SV24A-SR-TPC | 26 | H612R | + | SV24A-SR-TPC | Standard actuator | 0 | Scenario 2 |  | PPK¦SelectPro¦VDI3805¦Internet_EU | PPK SelectPro VDI3805 Internet_EU | PPK SelectPro VDI3805 Internet_EU | H612R+SV24A-SR-TPC |  | 600 kPa | 400 kPa
145005 | H612R/SV24A-SR-TPC | H612R/SV24A-SR-TPC | 26 | H612R | / | SV24A-SR-TPC | Standard actuator | 0 | Scenario 2 |  | PPK¦SelectPro¦VDI3805¦Internet_EU | PPK SelectPro VDI3805 Internet_EU | PPK SelectPro VDI3805 Internet_EU | H612R/SV24A-SR-TPC |  | 600 kPa | 400 kPa
145006 | H612R+SVC24A-SR-TPC | H612R+SVC24A-SR-TPC | 26 | H612R | + | SVC24A-SR-TPC | Fast runner | 0 | Scenario 2 |  | PPK¦SelectPro¦VDI3805¦Internet_EU | PPK SelectPro VDI3805 Internet_EU | PPK SelectPro VDI3805 Internet_EU | H612R+SVC24A-SR-TPC |  | 600 kPa | 400 kPa
145007 | H612R/SVC24A-SR-TPC | H612R/SVC24A-SR-TPC | 26 | H612R | / | SVC24A-SR-TPC | Fast runner | 0 | Scenario 2 |  | PPK¦SelectPro¦VDI3805¦Internet_EU | PPK SelectPro VDI3805 Internet_EU | PPK SelectPro VDI3805 Internet_EU | H612R/SVC24A-SR-TPC |  | 600 kPa | 400 kPa
145008 | H612S+SV24A-SR-TPC | H612S+SV24A-SR-TPC | 26 | H612S | + | SV24A-SR-TPC | Standard actuator | 0 | Scenario 2 |  | PPK¦SelectPro¦VDI3805¦Internet_EU | PPK SelectPro VDI3805 Internet_EU | PPK SelectPro VDI3805 Internet_EU | H612S+SV24A-SR-TPC |  | 1600 kPa | 1000 kPa
145009 | H612S/SV24A-SR-TPC | H612S/SV24A-SR-TPC | 26 | H612S | / | SV24A-SR-TPC | Standard actuator | 0 | Scenario 2 |  | PPK¦SelectPro¦VDI3805¦Internet_EU | PPK SelectPro VDI3805 Internet_EU | PPK SelectPro VDI3805 Internet_EU | H612S/SV24A-SR-TPC |  | 1600 kPa | 1000 kPa
145010 | H612S+SVC24A-SR-TPC | H612S+SVC24A-SR-TPC | 26 | H612S | + | SVC24A-SR-TPC | Fast runner | 0 | Scenario 2 |  | PPK¦SelectPro¦VDI3805¦Internet_EU | PPK SelectPro VDI3805 Internet_EU | PPK SelectPro VDI3805 Internet_EU | H612S+SVC24A-SR-TPC |  | 1600 kPa | 1000 kPa
145011 | H612S/SVC24A-SR-TPC | H612S/SVC24A-SR-TPC | 26 | H612S | / | SVC24A-SR-TPC | Fast runner | 0 | Scenario 2 |  | PPK¦SelectPro¦VDI3805¦Internet_EU | PPK SelectPro VDI3805 Internet_EU | PPK SelectPro VDI3805 Internet_EU | H612S/SVC24A-SR-TPC |  | 1600 kPa | 1000 kPa
145012 | H613N+SV24A-SR-TPC | H613N+SV24A-SR-TPC | 26 | H613N | + | SV24A-SR-TPC | Standard actuator | 0 | Scenario 2 |  | PPK¦SelectPro¦VDI3805¦Internet_EU | PPK SelectPro VDI3805 Internet_EU | PPK SelectPro VDI3805 Internet_EU | H613N+SV24A-SR-TPC |  | 1600 kPa | 400 kPa
145013 | H613N/SV24A-SR-TPC | H613N/SV24A-SR-TPC | 26 | H613N | / | SV24A-SR-TPC | Standard actuator | 0 | Scenario 2 |  | PPK¦SelectPro¦VDI3805¦Internet_EU | PPK SelectPro VDI3805 Internet_EU | PPK SelectPro VDI3805 Internet_EU | H613N/SV24A-SR-TPC |  | 1600 kPa | 400 kPa
145014 | H613N+SVC24A-SR-TPC | H613N+SVC24A-SR-TPC | 26 | H613N | + | SVC24A-SR-TPC | Fast runner | 0 | Scenario 2 |  | PPK¦SelectPro¦VDI3805¦Internet_EU | PPK SelectPro VDI3805 Internet_EU | PPK SelectPro VDI3805 Internet_EU | H613N+SVC24A-SR-TPC |  | 1600 kPa | 400 kPa
145015 | H613N/SVC24A-SR-TPC | H613N/SVC24A-SR-TPC | 26 | H613N | / | SVC24A-SR-TPC | Fast runner | 0 | Scenario 2 |  | PPK¦SelectPro¦VDI3805¦Internet_EU | PPK SelectPro VDI3805 Internet_EU | PPK SelectPro VDI3805 Internet_EU | H613N/SVC24A-SR-TPC |  | 1600 kPa | 400 kPa
145016 | H613R+SV24A-SR-TPC | H613R+SV24A-SR-TPC | 26 | H613R | + | SV24A-SR-TPC | Standard actuator | 0 | Scenario 2 |  | PPK¦SelectPro¦VDI3805¦Internet_EU | PPK SelectPro VDI3805 Internet_EU | PPK SelectPro VDI3805 Internet_EU | H613R+SV24A-SR-TPC |  | 600 kPa | 400 kPa
145017 | H613R/SV24A-SR-TPC | H613R/SV24A-SR-TPC | 26 | H613R | / | SV24A-SR-TPC | Standard actuator | 0 | Scenario 2 |  | PPK¦SelectPro¦VDI3805¦Internet_EU | PPK SelectPro VDI3805 Internet_EU | PPK SelectPro VDI3805 Internet_EU | H613R/SV24A-SR-TPC |  | 600 kPa | 400 kPa
145018 | H613R+SVC24A-SR-TPC | H613R+SVC24A-SR-TPC | 26 | H613R | + | SVC24A-SR-TPC | Fast runner | 0 | Scenario 2 |  | PPK¦SelectPro¦VDI3805¦Internet_EU | PPK SelectPro VDI3805 Internet_EU | PPK SelectPro VDI3805 Internet_EU | H613R+SVC24A-SR-TPC |  | 600 kPa | 400 kPa
145019 | H613R/SVC24A-SR-TPC | H613R/SVC24A-SR-TPC | 26 | H613R | / | SVC24A-SR-TPC | Fast runner | 0 | Scenario 2 |  | PPK¦SelectPro¦VDI3805¦Internet_EU | PPK SelectPro VDI3805 Internet_EU | PPK SelectPro VDI3805 Internet_EU | H613R/SVC24A-SR-TPC |  | 600 kPa | 400 kPa
145020 | H613S+SV24A-SR-TPC | H613S+SV24A-SR-TPC | 26 | H613S | + | SV24A-SR-TPC | Standard actuator | 0 | Scenario 2 |  | PPK¦SelectPro¦VDI3805¦Internet_EU | PPK SelectPro VDI3805 Internet_EU | PPK SelectPro VDI3805 Internet_EU | H613S+SV24A-SR-TPC |  | 1600 kPa | 1000 kPa
145021 | H613S/SV24A-SR-TPC | H613S/SV24A-SR-TPC | 26 | H613S | / | SV24A-SR-TPC | Standard actuator | 0 | Scenario 2 |  | PPK¦SelectPro¦VDI3805¦Internet_EU | PPK SelectPro VDI3805 Internet_EU | PPK SelectPro VDI3805 Internet_EU | H613S/SV24A-SR-TPC |  | 1600 kPa | 1000 kPa
145022 | H613S+SVC24A-SR-TPC | H613S+SVC24A-SR-TPC | 26 | H613S | + | SVC24A-SR-TPC | Fast runner | 0 | Scenario 2 |  | PPK¦SelectPro¦VDI3805¦Internet_EU | PPK SelectPro VDI3805 Internet_EU | PPK SelectPro VDI3805 Internet_EU | H613S+SVC24A-SR-TPC |  | 1600 kPa | 1000 kPa
145023 | H613S/SVC24A-SR-TPC | H613S/SVC24A-SR-TPC | 26 | H613S | / | SVC24A-SR-TPC | Fast runner | 0 | Scenario 2 |  | PPK¦SelectPro¦VDI3805¦Internet_EU | PPK SelectPro VDI3805 Internet_EU | PPK SelectPro VDI3805 Internet_EU | H613S/SVC24A-SR-TPC |  | 1600 kPa | 1000 kPa
145024 | H614N+SV24A-SR-TPC | H614N+SV24A-SR-TPC | 26 | H614N | + | SV24A-SR-TPC | Standard actuator | 0 | Scenario 2 |  | PPK¦SelectPro¦VDI3805¦Internet_EU | PPK SelectPro VDI3805 Internet_EU | PPK SelectPro VDI3805 Internet_EU | H614N+SV24A-SR-TPC |  | 1600 kPa | 400 kPa
145025 | H614N/SV24A-SR-TPC | H614N/SV24A-SR-TPC | 26 | H614N | / | SV24A-SR-TPC | Standard actuator | 0 | Scenario 2 |  | PPK¦SelectPro¦VDI3805¦Internet_EU | PPK SelectPro VDI3805 Internet_EU | PPK SelectPro VDI3805 Internet_EU | H614N/SV24A-SR-TPC |  | 1600 kPa | 400 kPa
145026 | H614N+SVC24A-SR-TPC | H614N+SVC24A-SR-TPC | 26 | H614N | + | SVC24A-SR-TPC | Fast runner | 0 | Scenario 2 |  | PPK¦SelectPro¦VDI3805¦Internet_EU | PPK SelectPro VDI3805 Internet_EU | PPK SelectPro VDI3805 Internet_EU | H614N+SVC24A-SR-TPC |  | 1600 kPa | 400 kPa
145027 | H614N/SVC24A-SR-TPC | H614N/SVC24A-SR-TPC | 26 | H614N | / | SVC24A-SR-TPC | Fast runner | 0 | Scenario 2 |  | PPK¦SelectPro¦VDI3805¦Internet_EU | PPK SelectPro VDI3805 Internet_EU | PPK SelectPro VDI3805 Internet_EU | H614N/SVC24A-SR-TPC |  | 1600 kPa | 400 kPa
145028 | H614R+SV24A-SR-TPC | H614R+SV24A-SR-TPC | 26 | H614R | + | SV24A-SR-TPC | Standard actuator | 0 | Scenario 2 |  | PPK¦SelectPro¦VDI3805¦Internet_EU | PPK SelectPro VDI3805 Internet_EU | PPK SelectPro VDI3805 Internet_EU | H614R+SV24A-SR-TPC |  | 600 kPa | 400 kPa
145029 | H614R/SV24A-SR-TPC | H614R/SV24A-SR-TPC | 26 | H614R | / | SV24A-SR-TPC | Standard actuator | 0 | Scenario 2 |  | PPK¦SelectPro¦VDI3805¦Internet_EU | PPK SelectPro VDI3805 Internet_EU | PPK SelectPro VDI3805 Internet_EU | H614R/SV24A-SR-TPC |  | 600 kPa | 400 kPa
145030 | H614R+SVC24A-SR-TPC | H614R+SVC24A-SR-TPC | 26 | H614R | + | SVC24A-SR-TPC | Fast runner | 0 | Scenario 2 |  | PPK¦SelectPro¦VDI3805¦Internet_EU | PPK SelectPro VDI3805 Internet_EU | PPK SelectPro VDI3805 Internet_EU | H614R+SVC24A-SR-TPC |  | 600 kPa | 400 kPa
145031 | H614R/SVC24A-SR-TPC | H614R/SVC24A-SR-TPC | 26 | H614R | / | SVC24A-SR-TPC | Fast runner | 0 | Scenario 2 |  | PPK¦SelectPro¦VDI3805¦Internet_EU | PPK SelectPro VDI3805 Internet_EU | PPK SelectPro VDI3805 Internet_EU | H614R/SVC24A-SR-TPC |  | 600 kPa | 400 kPa
145032 | H614S+SV24A-SR-TPC | H614S+SV24A-SR-TPC | 26 | H614S | + | SV24A-SR-TPC | Standard actuator | 0 | Scenario 2 |  | PPK¦SelectPro¦VDI3805¦Internet_EU | PPK SelectPro VDI3805 Internet_EU | PPK SelectPro VDI3805 Internet_EU | H614S+SV24A-SR-TPC |  | 1600 kPa | 1000 kPa
145033 | H614S/SV24A-SR-TPC | H614S/SV24A-SR-TPC | 26 | H614S | / | SV24A-SR-TPC | Standard actuator | 0 | Scenario 2 |  | PPK¦SelectPro¦VDI3805¦Internet_EU | PPK SelectPro VDI3805 Internet_EU | PPK SelectPro VDI3805 Internet_EU | H614S/SV24A-SR-TPC |  | 1600 kPa | 1000 kPa
145034 | H614S+SVC24A-SR-TPC | H614S+SVC24A-SR-TPC | 26 | H614S | + | SVC24A-SR-TPC | Fast runner | 0 | Scenario 2 |  | PPK¦SelectPro¦VDI3805¦Internet_EU | PPK SelectPro VDI3805 Internet_EU | PPK SelectPro VDI3805 Internet_EU | H614S+SVC24A-SR-TPC |  | 1600 kPa | 1000 kPa
145035 | H614S/SVC24A-SR-TPC | H614S/SVC24A-SR-TPC | 26 | H614S | / | SVC24A-SR-TPC | Fast runner | 0 | Scenario 2 |  | PPK¦SelectPro¦VDI3805¦Internet_EU | PPK SelectPro VDI3805 Internet_EU | PPK SelectPro VDI3805 Internet_EU | H614S/SVC24A-SR-TPC |  | 1600 kPa | 1000 kPa
145036 | H615N+SV24A-SR-TPC | H615N+SV24A-SR-TPC | 26 | H615N | + | SV24A-SR-TPC | Standard actuator | 0 | Scenario 2 |  | PPK¦SelectPro¦VDI3805¦Internet_EU | PPK SelectPro VDI3805 Internet_EU | PPK SelectPro VDI3805 Internet_EU | H615N+SV24A-SR-TPC |  | 1600 kPa | 400 kPa
145037 | H615N/SV24A-SR-TPC | H615N/SV24A-SR-TPC | 26 | H615N | / | SV24A-SR-TPC | Standard actuator | 0 | Scenario 2 |  | PPK¦SelectPro¦VDI3805¦Internet_EU | PPK SelectPro VDI3805 Internet_EU | PPK SelectPro VDI3805 Internet_EU | H615N/SV24A-SR-TPC |  | 1600 kPa | 400 kPa
145038 | H615N+SVC24A-SR-TPC | H615N+SVC24A-SR-TPC | 26 | H615N | + | SVC24A-SR-TPC | Fast runner | 0 | Scenario 2 |  | PPK¦SelectPro¦VDI3805¦Internet_EU | PPK SelectPro VDI3805 Internet_EU | PPK SelectPro VDI3805 Internet_EU | H615N+SVC24A-SR-TPC |  | 1600 kPa | 400 kPa
145039 | H615N/SVC24A-SR-TPC | H615N/SVC24A-SR-TPC | 26 | H615N | / | SVC24A-SR-TPC | Fast runner | 0 | Scenario 2 |  | PPK¦SelectPro¦VDI3805¦Internet_EU | PPK SelectPro VDI3805 Internet_EU | PPK SelectPro VDI3805 Internet_EU | H615N/SVC24A-SR-TPC |  | 1600 kPa | 400 kPa
145040 | H615R+SV24A-SR-TPC | H615R+SV24A-SR-TPC | 26 | H615R | + | SV24A-SR-TPC | Standard actuator | 0 | Scenario 2 |  | PPK¦SelectPro¦VDI3805¦Internet_EU | PPK SelectPro VDI3805 Internet_EU | PPK SelectPro VDI3805 Internet_EU | H615R+SV24A-SR-TPC |  | 600 kPa | 400 kPa
145041 | H615R/SV24A-SR-TPC | H615R/SV24A-SR-TPC | 26 | H615R | / | SV24A-SR-TPC | Standard actuator | 0 | Scenario 2 |  | PPK¦SelectPro¦VDI3805¦Internet_EU | PPK SelectPro VDI3805 Internet_EU | PPK SelectPro VDI3805 Internet_EU | H615R/SV24A-SR-TPC |  | 600 kPa | 400 kPa
145042 | H615R+SVC24A-SR-TPC | H615R+SVC24A-SR-TPC | 26 | H615R | + | SVC24A-SR-TPC | Fast runner | 0 | Scenario 2 |  | PPK¦SelectPro¦VDI3805¦Internet_EU | PPK SelectPro VDI3805 Internet_EU | PPK SelectPro VDI3805 Internet_EU | H615R+SVC24A-SR-TPC |  | 600 kPa | 400 kPa
145043 | H615R/SVC24A-SR-TPC | H615R/SVC24A-SR-TPC | 26 | H615R | / | SVC24A-SR-TPC | Fast runner | 0 | Scenario 2 |  | PPK¦SelectPro¦VDI3805¦Internet_EU | PPK SelectPro VDI3805 Internet_EU | PPK SelectPro VDI3805 Internet_EU | H615R/SVC24A-SR-TPC |  | 600 kPa | 400 kPa
145044 | H615S+SV24A-SR-TPC | H615S+SV24A-SR-TPC | 26 | H615S | + | SV24A-SR-TPC | Standard actuator | 0 | Scenario 2 |  | PPK¦SelectPro¦VDI3805¦Internet_EU | PPK SelectPro VDI3805 Internet_EU | PPK SelectPro VDI3805 Internet_EU | H615S+SV24A-SR-TPC |  | 1600 kPa | 1000 kPa
145045 | H615S/SV24A-SR-TPC | H615S/SV24A-SR-TPC | 26 | H615S | / | SV24A-SR-TPC | Standard actuator | 0 | Scenario 2 |  | PPK¦SelectPro¦VDI3805¦Internet_EU | PPK SelectPro VDI3805 Internet_EU | PPK SelectPro VDI3805 Internet_EU | H615S/SV24A-SR-TPC |  | 1600 kPa | 1000 kPa
145046 | H615S+SVC24A-SR-TPC | H615S+SVC24A-SR-TPC | 26 | H615S | + | SVC24A-SR-TPC | Fast runner | 0 | Scenario 2 |  | PPK¦SelectPro¦VDI3805¦Internet_EU | PPK SelectPro VDI3805 Internet_EU | PPK SelectPro VDI3805 Internet_EU | H615S+SVC24A-SR-TPC |  | 1600 kPa | 1000 kPa
145047 | H615S/SVC24A-SR-TPC | H615S/SVC24A-SR-TPC | 26 | H615S | / | SVC24A-SR-TPC | Fast runner | 0 | Scenario 2 |  | PPK¦SelectPro¦VDI3805¦Internet_EU | PPK SelectPro VDI3805 Internet_EU | PPK SelectPro VDI3805 Internet_EU | H615S/SVC24A-SR-TPC |  | 1600 kPa | 1000 kPa
145048 | H619S+SV24A-SR-TPC | H619S+SV24A-SR-TPC | 26 | H619S | + | SV24A-SR-TPC | Standard actuator | 0 | Scenario 2 |  | PPK¦SelectPro¦VDI3805¦Internet_EU | PPK SelectPro VDI3805 Internet_EU | PPK SelectPro VDI3805 Internet_EU | H619S+SV24A-SR-TPC |  | 1600 kPa | 1000 kPa
145049 | H619S/SV24A-SR-TPC | H619S/SV24A-SR-TPC | 26 | H619S | / | SV24A-SR-TPC | Standard actuator | 0 | Scenario 2 |  | PPK¦SelectPro¦VDI3805¦Internet_EU | PPK SelectPro VDI3805 Internet_EU | PPK SelectPro VDI3805 Internet_EU | H619S/SV24A-SR-TPC |  | 1600 kPa | 1000 kPa
145050 | H619S+SVC24A-SR-TPC | H619S+SVC24A-SR-TPC | 26 | H619S | + | SVC24A-SR-TPC | Fast runner | 0 | Scenario 2 |  | PPK¦SelectPro¦VDI3805¦Internet_EU | PPK SelectPro VDI3805 Internet_EU | PPK SelectPro VDI3805 Internet_EU | H619S+SVC24A-SR-TPC |  | 1600 kPa | 1000 kPa
145051 | H619S/SVC24A-SR-TPC | H619S/SVC24A-SR-TPC | 26 | H619S | / | SVC24A-SR-TPC | Fast runner | 0 | Scenario 2 |  | PPK¦SelectPro¦VDI3805¦Internet_EU | PPK SelectPro VDI3805 Internet_EU | PPK SelectPro VDI3805 Internet_EU | H619S/SVC24A-SR-TPC |  | 1600 kPa | 1000 kPa
145052 | H620N+SV24A-SR-TPC | H620N+SV24A-SR-TPC | 26 | H620N | + | SV24A-SR-TPC | Standard actuator | 0 | Scenario 2 |  | PPK¦SelectPro¦VDI3805¦Internet_EU | PPK SelectPro VDI3805 Internet_EU | PPK SelectPro VDI3805 Internet_EU | H620N+SV24A-SR-TPC |  | 1600 kPa | 400 kPa
145053 | H620N/SV24A-SR-TPC | H620N/SV24A-SR-TPC | 26 | H620N | / | SV24A-SR-TPC | Standard actuator | 0 | Scenario 2 |  | PPK¦SelectPro¦VDI3805¦Internet_EU | PPK SelectPro VDI3805 Internet_EU | PPK SelectPro VDI3805 Internet_EU | H620N/SV24A-SR-TPC |  | 1600 kPa | 400 kPa
145054 | H620N+SVC24A-SR-TPC | H620N+SVC24A-SR-TPC | 26 | H620N | + | SVC24A-SR-TPC | Fast runner | 0 | Scenario 2 |  | PPK¦SelectPro¦VDI3805¦Internet_EU | PPK SelectPro VDI3805 Internet_EU | PPK SelectPro VDI3805 Internet_EU | H620N+SVC24A-SR-TPC |  | 1600 kPa | 400 kPa
145055 | H620N/SVC24A-SR-TPC | H620N/SVC24A-SR-TPC | 26 | H620N | / | SVC24A-SR-TPC | Fast runner | 0 | Scenario 2 |  | PPK¦SelectPro¦VDI3805¦Internet_EU | PPK SelectPro VDI3805 Internet_EU | PPK SelectPro VDI3805 Internet_EU | H620N/SVC24A-SR-TPC |  | 1600 kPa | 400 kPa
145056 | H620R+SV24A-SR-TPC | H620R+SV24A-SR-TPC | 26 | H620R | + | SV24A-SR-TPC | Standard actuator | 0 | Scenario 2 |  | PPK¦SelectPro¦VDI3805¦Internet_EU | PPK SelectPro VDI3805 Internet_EU | PPK SelectPro VDI3805 Internet_EU | H620R+SV24A-SR-TPC |  | 600 kPa | 400 kPa
145057 | H620R/SV24A-SR-TPC | H620R/SV24A-SR-TPC | 26 | H620R | / | SV24A-SR-TPC | Standard actuator | 0 | Scenario 2 |  | PPK¦SelectPro¦VDI3805¦Internet_EU | PPK SelectPro VDI3805 Internet_EU | PPK SelectPro VDI3805 Internet_EU | H620R/SV24A-SR-TPC |  | 600 kPa | 400 kPa
145058 | H620R+SVC24A-SR-TPC | H620R+SVC24A-SR-TPC | 26 | H620R | + | SVC24A-SR-TPC | Fast runner | 0 | Scenario 2 |  | PPK¦SelectPro¦VDI3805¦Internet_EU | PPK SelectPro VDI3805 Internet_EU | PPK SelectPro VDI3805 Internet_EU | H620R+SVC24A-SR-TPC
145059 | H620R/SVC24A-SR-TPC | H620R/SVC24A-SR-TPC | 26 | H620R | / | SVC24A-SR-TPC | Fast runner | 0 | Scenario 2 |  | PPK¦SelectPro¦VDI3805¦Internet_EU | PPK SelectPro VDI3805 Internet_EU | PPK SelectPro VDI3805 Internet_EU | H620R/SVC24A-SR-TPC |  | 600 kPa | 400 kPa
145060 | H620S+SV24A-SR-TPC | H620S+SV24A-SR-TPC | 26 | H620S | + | SV24A-SR-TPC | Standard actuator | 0 | Scenario 2 |  | PPK¦SelectPro¦VDI3805¦Internet_EU | PPK SelectPro VDI3805 Internet_EU | PPK SelectPro VDI3805 Internet_EU | H620S+SV24A-SR-TPC |  | 1600 kPa | 1000 kPa
145061 | H620S/SV24A-SR-TPC | H620S/SV24A-SR-TPC | 26 | H620S | / | SV24A-SR-TPC | Standard actuator | 0 | Scenario 2 |  | PPK¦SelectPro¦VDI3805¦Internet_EU | PPK SelectPro VDI3805 Internet_EU | PPK SelectPro VDI3805 Internet_EU | H620S/SV24A-SR-TPC |  | 1600 kPa | 1000 kPa
145062 | H620S+SVC24A-SR-TPC | H620S+SVC24A-SR-TPC | 26 | H620S | + | SVC24A-SR-TPC | Fast runner | 0 | Scenario 2 |  | PPK¦SelectPro¦VDI3805¦Internet_EU | PPK SelectPro VDI3805 Internet_EU | PPK SelectPro VDI3805 Internet_EU | H620S+SVC24A-SR-TPC |  | 1600 kPa | 1000 kPa
145063 | H620S/SVC24A-SR-TPC | H620S/SVC24A-SR-TPC | 26 | H620S | / | SVC24A-SR-TPC | Fast runner | 0 | Scenario 2 |  | PPK¦SelectPro¦VDI3805¦Internet_EU | PPK SelectPro VDI3805 Internet_EU | PPK SelectPro VDI3805 Internet_EU | H620S/SVC24A-SR-TPC |  | 1600 kPa | 1000 kPa
145064 | H624S+SV24A-SR-TPC | H624S+SV24A-SR-TPC | 26 | H624S | + | SV24A-SR-TPC | Standard actuator | 0 | Scenario 2 |  | PPK¦SelectPro¦VDI3805¦Internet_EU | PPK SelectPro VDI3805 Internet_EU | PPK SelectPro VDI3805 Internet_EU | H624S+SV24A-SR-TPC |  | 1600 kPa | 1000 kPa
145065 | H624S/SV24A-SR-TPC | H624S/SV24A-SR-TPC | 26 | H624S | / | SV24A-SR-TPC | Standard actuator | 0 | Scenario 2 |  | PPK¦SelectPro¦VDI3805¦Internet_EU | PPK SelectPro VDI3805 Internet_EU | PPK SelectPro VDI3805 Internet_EU | H624S/SV24A-SR-TPC |  | 1600 kPa | 1000 kPa
145066 | H624S+SVC24A-SR-TPC | H624S+SVC24A-SR-TPC | 26 | H624S | + | SVC24A-SR-TPC | Fast runner | 0 | Scenario 2 |  | PPK¦SelectPro¦VDI3805¦Internet_EU | PPK SelectPro VDI3805 Internet_EU | PPK SelectPro VDI3805 Internet_EU | H624S+SVC24A-SR-TPC |  | 1600 kPa | 1000 kPa
145067 | H624S/SVC24A-SR-TPC | H624S/SVC24A-SR-TPC | 26 | H624S | / | SVC24A-SR-TPC | Fast runner | 0 | Scenario 2 |  | PPK¦SelectPro¦VDI3805¦Internet_EU | PPK SelectPro VDI3805 Internet_EU | PPK SelectPro VDI3805 Internet_EU | H624S/SVC24A-SR-TPC |  | 1600 kPa | 1000 kPa
145068 | H625N+SV24A-SR-TPC | H625N+SV24A-SR-TPC | 26 | H625N | + | SV24A-SR-TPC | Standard actuator | 0 | Scenario 2 |  | PPK¦SelectPro¦VDI3805¦Internet_EU | PPK SelectPro VDI3805 Internet_EU | PPK SelectPro VDI3805 Internet_EU | H625N+SV24A-SR-TPC |  | 1600 kPa | 400 kPa
145069 | H625N/SV24A-SR-TPC | H625N/SV24A-SR-TPC | 26 | H625N | / | SV24A-SR-TPC | Standard actuator | 0 | Scenario 2 |  | PPK¦SelectPro¦VDI3805¦Internet_EU | PPK SelectPro VDI3805 Internet_EU | PPK SelectPro VDI3805 Internet_EU | H625N/SV24A-SR-TPC |  | 1600 kPa | 400 kPa
145070 | H625N+SVC24A-SR-TPC | H625N+SVC24A-SR-TPC | 26 | H625N | + | SVC24A-SR-TPC | Fast runner | 0 | Scenario 2 |  | PPK¦SelectPro¦VDI3805¦Internet_EU | PPK SelectPro VDI3805 Internet_EU | PPK SelectPro VDI3805 Internet_EU | H625N+SVC24A-SR-TPC |  | 1600 kPa | 400 kPa
145071 | H625N/SVC24A-SR-TPC | H625N/SVC24A-SR-TPC | 26 | H625N | / | SVC24A-SR-TPC | Fast runner | 0 | Scenario 2 |  | PPK¦SelectPro¦VDI3805¦Internet_EU | PPK SelectPro VDI3805 Internet_EU | PPK SelectPro VDI3805 Internet_EU | H625N/SVC24A-SR-TPC |  | 1600 kPa | 400 kPa
145072 | H625R+SV24A-SR-TPC | H625R+SV24A-SR-TPC | 26 | H625R | + | SV24A-SR-TPC | Standard actuator | 0 | Scenario 2 |  | PPK¦SelectPro¦VDI3805¦Internet_EU | PPK SelectPro VDI3805 Internet_EU | PPK SelectPro VDI3805 Internet_EU | H625R+SV24A-SR-TPC |  | 600 kPa | 400 kPa
145073 | H625R/SV24A-SR-TPC | H625R/SV24A-SR-TPC | 26 | H625R | / | SV24A-SR-TPC | Standard actuator | 0 | Scenario 2 |  | PPK¦SelectPro¦VDI3805¦Internet_EU | PPK SelectPro VDI3805 Internet_EU | PPK SelectPro VDI3805 Internet_EU | H625R/SV24A-SR-TPC |  | 600 kPa | 400 kPa
145074 | H625R+SVC24A-SR-TPC | H625R+SVC24A-SR-TPC | 26 | H625R | + | SVC24A-SR-TPC | Fast runner | 0 | Scenario 2 |  | PPK¦SelectPro¦VDI3805¦Internet_EU | PPK SelectPro VDI3805 Internet_EU | PPK SelectPro VDI3805 Internet_EU | H625R+SVC24A-SR-TPC
145075 | H625R/SVC24A-SR-TPC | H625R/SVC24A-SR-TPC | 26 | H625R | / | SVC24A-SR-TPC | Fast runner | 0 | Scenario 2 |  | PPK¦SelectPro¦VDI3805¦Internet_EU | PPK SelectPro VDI3805 Internet_EU | PPK SelectPro VDI3805 Internet_EU | H625R/SVC24A-SR-TPC |  | 600 kPa | 400 kPa
145076 | H625S+SV24A-SR-TPC | H625S+SV24A-SR-TPC | 26 | H625S | + | SV24A-SR-TPC | Standard actuator | 0 | Scenario 2 |  | PPK¦SelectPro¦VDI3805¦Internet_EU | PPK SelectPro VDI3805 Internet_EU | PPK SelectPro VDI3805 Internet_EU | H625S+SV24A-SR-TPC |  | 1600 kPa | 1000 kPa
145077 | H625S/SV24A-SR-TPC | H625S/SV24A-SR-TPC | 26 | H625S | / | SV24A-SR-TPC | Standard actuator | 0 | Scenario 2 |  | PPK¦SelectPro¦VDI3805¦Internet_EU | PPK SelectPro VDI3805 Internet_EU | PPK SelectPro VDI3805 Internet_EU | H625S/SV24A-SR-TPC |  | 1600 kPa | 1000 kPa
145078 | H625S+SVC24A-SR-TPC | H625S+SVC24A-SR-TPC | 26 | H625S | + | SVC24A-SR-TPC | Fast runner | 0 | Scenario 2 |  | PPK¦SelectPro¦VDI3805¦Internet_EU | PPK SelectPro VDI3805 Internet_EU | PPK SelectPro VDI3805 Internet_EU | H625S+SVC24A-SR-TPC |  | 1600 kPa | 1000 kPa
145079 | H625S/SVC24A-SR-TPC | H625S/SVC24A-SR-TPC | 26 | H625S | / | SVC24A-SR-TPC | Fast runner | 0 | Scenario 2 |  | PPK¦SelectPro¦VDI3805¦Internet_EU | PPK SelectPro VDI3805 Internet_EU | PPK SelectPro VDI3805 Internet_EU | H625S/SVC24A-SR-TPC |  | 1600 kPa | 1000 kPa
145080 | H632N+SV24A-SR-TPC | H632N+SV24A-SR-TPC | 26 | H632N | + | SV24A-SR-TPC | Standard actuator | 0 | Scenario 2 |  | PPK¦SelectPro¦VDI3805¦Internet_EU | PPK SelectPro VDI3805 Internet_EU | PPK SelectPro VDI3805 Internet_EU | H632N+SV24A-SR-TPC |  | 1600 kPa | 400 kPa
145081 | H632N/SV24A-SR-TPC | H632N/SV24A-SR-TPC | 26 | H632N | / | SV24A-SR-TPC | Standard actuator | 0 | Scenario 2 |  | PPK¦SelectPro¦VDI3805¦Internet_EU | PPK SelectPro VDI3805 Internet_EU | PPK SelectPro VDI3805 Internet_EU | H632N/SV24A-SR-TPC |  | 1600 kPa | 400 kPa
145082 | H632N+SVC24A-SR-TPC | H632N+SVC24A-SR-TPC | 26 | H632N | + | SVC24A-SR-TPC | Fast runner | 0 | Scenario 2 |  | PPK¦SelectPro¦VDI3805¦Internet_EU | PPK SelectPro VDI3805 Internet_EU | PPK SelectPro VDI3805 Internet_EU | H632N+SVC24A-SR-TPC |  | 1600 kPa | 400 kPa
145083 | H632N/SVC24A-SR-TPC | H632N/SVC24A-SR-TPC | 26 | H632N | / | SVC24A-SR-TPC | Fast runner | 0 | Scenario 2 |  | PPK¦SelectPro¦VDI3805¦Internet_EU | PPK SelectPro VDI3805 Internet_EU | PPK SelectPro VDI3805 Internet_EU | H632N/SVC24A-SR-TPC |  | 1600 kPa | 400 kPa
145084 | H632R+SV24A-SR-TPC | H632R+SV24A-SR-TPC | 26 | H632R | + | SV24A-SR-TPC | Standard actuator | 0 | Scenario 2 |  | PPK¦SelectPro¦VDI3805¦Internet_EU | PPK SelectPro VDI3805 Internet_EU | PPK SelectPro VDI3805 Internet_EU | H632R+SV24A-SR-TPC |  | 600 kPa | 400 kPa
145085 | H632R/SV24A-SR-TPC | H632R/SV24A-SR-TPC | 26 | H632R | / | SV24A-SR-TPC | Standard actuator | 0 | Scenario 2 |  | PPK¦SelectPro¦VDI3805¦Internet_EU | PPK SelectPro VDI3805 Internet_EU | PPK SelectPro VDI3805 Internet_EU | H632R/SV24A-SR-TPC |  | 600 kPa | 400 kPa
145086 | H632R+SVC24A-SR-TPC | H632R+SVC24A-SR-TPC | 26 | H632R | + | SVC24A-SR-TPC | Fast runner | 0 | Scenario 2 |  | PPK¦SelectPro¦VDI3805¦Internet_EU | PPK SelectPro VDI3805 Internet_EU | PPK SelectPro VDI3805 Internet_EU | H632R+SVC24A-SR-TPC |  | 600 kPa | 400 kPa
145087 | H632R/SVC24A-SR-TPC | H632R/SVC24A-SR-TPC | 26 | H632R | / | SVC24A-SR-TPC | Fast runner | 0 | Scenario 2 |  | PPK¦SelectPro¦VDI3805¦Internet_EU | PPK SelectPro VDI3805 Internet_EU | PPK SelectPro VDI3805 Internet_EU | H632R/SVC24A-SR-TPC |  | 600 kPa | 400 kPa
145088 | H632S+SV24A-SR-TPC | H632S+SV24A-SR-TPC | 26 | H632S | + | SV24A-SR-TPC | Standard actuator | 1 | Scenario 2 |  | PPK¦SelectPro¦VDI3805¦Internet_EU | PPK SelectPro VDI3805 Internet_EU | PPK SelectPro VDI3805 Internet_EU | H632S+SV24A-SR-TPC |  | 1550 kPa | 1000 kPa
145089 | H632S/SV24A-SR-TPC | H632S/SV24A-SR-TPC | 26 | H632S | / | SV24A-SR-TPC | Standard actuator | 1 | Scenario 2 |  | PPK¦SelectPro¦VDI3805¦Internet_EU | PPK SelectPro VDI3805 Internet_EU | PPK SelectPro VDI3805 Internet_EU | H632S/SV24A-SR-TPC |  | 1550 kPa | 1000 kPa
145090 | H632S+SVC24A-SR-TPC | H632S+SVC24A-SR-TPC | 26 | H632S | + | SVC24A-SR-TPC | Fast runner | 1 | Scenario 2 |  | PPK¦SelectPro¦VDI3805¦Internet_EU | PPK SelectPro VDI3805 Internet_EU | PPK SelectPro VDI3805 Internet_EU | H632S+SVC24A-SR-TPC |  | 1550 kPa | 1000 kPa
145091 | H632S/SVC24A-SR-TPC | H632S/SVC24A-SR-TPC | 26 | H632S | / | SVC24A-SR-TPC | Fast runner | 1 | Scenario 2 |  | PPK¦SelectPro¦VDI3805¦Internet_EU | PPK SelectPro VDI3805 Internet_EU | PPK SelectPro VDI3805 Internet_EU | H632S/SVC24A-SR-TPC |  | 1550 kPa | 1000 kPa
145092 | H640N+SV24A-SR-TPC | H640N+SV24A-SR-TPC | 26 | H640N | + | SV24A-SR-TPC | Standard actuator | 0 | Scenario 2 |  | PPK¦SelectPro¦VDI3805¦Internet_EU | PPK SelectPro VDI3805 Internet_EU | PPK SelectPro VDI3805 Internet_EU | H640N+SV24A-SR-TPC |  | 900 kPa | 400 kPa
145093 | H640N/SV24A-SR-TPC | H640N/SV24A-SR-TPC | 26 | H640N | / | SV24A-SR-TPC | Standard actuator | 0 | Scenario 2 |  | PPK¦SelectPro¦VDI3805¦Internet_EU | PPK SelectPro VDI3805 Internet_EU | PPK SelectPro VDI3805 Internet_EU | H640N/SV24A-SR-TPC |  | 900 kPa | 400 kPa
145094 | H640N+SVC24A-SR-TPC | H640N+SVC24A-SR-TPC | 26 | H640N | + | SVC24A-SR-TPC | Fast runner | 0 | Scenario 2 |  | PPK¦SelectPro¦VDI3805¦Internet_EU | PPK SelectPro VDI3805 Internet_EU | PPK SelectPro VDI3805 Internet_EU | H640N+SVC24A-SR-TPC |  | 900 kPa | 400 kPa
145095 | H640N/SVC24A-SR-TPC | H640N/SVC24A-SR-TPC | 26 | H640N | / | SVC24A-SR-TPC | Fast runner | 0 | Scenario 2 |  | PPK¦SelectPro¦VDI3805¦Internet_EU | PPK SelectPro VDI3805 Internet_EU | PPK SelectPro VDI3805 Internet_EU | H640N/SVC24A-SR-TPC |  | 900 kPa | 400 kPa
145096 | H640R+SV24A-SR-TPC | H640R+SV24A-SR-TPC | 26 | H640R | + | SV24A-SR-TPC | Standard actuator | 0 | Scenario 2 |  | PPK¦SelectPro¦VDI3805¦Internet_EU | PPK SelectPro VDI3805 Internet_EU | PPK SelectPro VDI3805 Internet_EU | H640R+SV24A-SR-TPC |  | 600 kPa | 400 kPa
145097 | H640R/SV24A-SR-TPC | H640R/SV24A-SR-TPC | 26 | H640R | / | SV24A-SR-TPC | Standard actuator | 0 | Scenario 2 |  | PPK¦SelectPro¦VDI3805¦Internet_EU | PPK SelectPro VDI3805 Internet_EU | PPK SelectPro VDI3805 Internet_EU | H640R/SV24A-SR-TPC |  | 600 kPa | 400 kPa
145098 | H640R+SVC24A-SR-TPC | H640R+SVC24A-SR-TPC | 26 | H640R | + | SVC24A-SR-TPC | Fast runner | 0 | Scenario 2 |  | PPK¦SelectPro¦VDI3805¦Internet_EU | PPK SelectPro VDI3805 Internet_EU | PPK SelectPro VDI3805 Internet_EU | H640R+SVC24A-SR-TPC |  | 600 kPa | 400 kPa
145099 | H640R/SVC24A-SR-TPC | H640R/SVC24A-SR-TPC | 26 | H640R | / | SVC24A-SR-TPC | Fast runner | 0 | Scenario 2 |  | PPK¦SelectPro¦VDI3805¦Internet_EU | PPK SelectPro VDI3805 Internet_EU | PPK SelectPro VDI3805 Internet_EU | H640R/SVC24A-SR-TPC |  | 600 kPa | 400 kPa
145100 | H640S+SV24A-SR-TPC | H640S+SV24A-SR-TPC | 26 | H640S | + | SV24A-SR-TPC | Standard actuator | 1 | Scenario 2 |  | PPK¦SelectPro¦VDI3805¦Internet_EU | PPK SelectPro VDI3805 Internet_EU | PPK SelectPro VDI3805 Internet_EU | H640S+SV24A-SR-TPC |  | 850 kPa | 850 kPa
145101 | H640S/SV24A-SR-TPC | H640S/SV24A-SR-TPC | 26 | H640S | / | SV24A-SR-TPC | Standard actuator | 1 | Scenario 2 |  | PPK¦SelectPro¦VDI3805¦Internet_EU | PPK SelectPro VDI3805 Internet_EU | PPK SelectPro VDI3805 Internet_EU | H640S/SV24A-SR-TPC |  | 850 kPa | 850 kPa
145102 | H640S+SVC24A-SR-TPC | H640S+SVC24A-SR-TPC | 26 | H640S | + | SVC24A-SR-TPC | Fast runner | 1 | Scenario 2 |  | PPK¦SelectPro¦VDI3805¦Internet_EU | PPK SelectPro VDI3805 Internet_EU | PPK SelectPro VDI3805 Internet_EU | H640S+SVC24A-SR-TPC |  | 850 kPa | 850 kPa
145103 | H640S/SVC24A-SR-TPC | H640S/SVC24A-SR-TPC | 26 | H640S | / | SVC24A-SR-TPC | Fast runner | 1 | Scenario 2 |  | PPK¦SelectPro¦VDI3805¦Internet_EU | PPK SelectPro VDI3805 Internet_EU | PPK SelectPro VDI3805 Internet_EU | H640S/SVC24A-SR-TPC |  | 850 kPa | 850 kPa
145104 | H640SP+SV24A-SR-TPC | H640SP+SV24A-SR-TPC | 26 | H640SP | + | SV24A-SR-TPC | Standard actuator | 0 | Scenario 2 |  | PPK¦SelectPro¦VDI3805¦Internet_EU | PPK SelectPro VDI3805 Internet_EU | PPK SelectPro VDI3805 Internet_EU | H640SP+SV24A-SR-TPC |  | 1600 kPa | 1000 kPa
145105 | H640SP/SV24A-SR-TPC | H640SP/SV24A-SR-TPC | 26 | H640SP | / | SV24A-SR-TPC | Standard actuator | 0 | Scenario 2 |  | PPK¦SelectPro¦VDI3805¦Internet_EU | PPK SelectPro VDI3805 Internet_EU | PPK SelectPro VDI3805 Internet_EU | H640SP/SV24A-SR-TPC |  | 1600 kPa | 1000 kPa
145106 | H640SP+SVC24A-SR-TPC | H640SP+SVC24A-SR-TPC | 26 | H640SP | + | SVC24A-SR-TPC | Fast runner | 0 | Scenario 2 |  | PPK¦SelectPro¦VDI3805¦Internet_EU | PPK SelectPro VDI3805 Internet_EU | PPK SelectPro VDI3805 Internet_EU | H640SP+SVC24A-SR-TPC |  | 1600 kPa | 1000 kPa
145107 | H640SP/SVC24A-SR-TPC | H640SP/SVC24A-SR-TPC | 26 | H640SP | / | SVC24A-SR-TPC | Fast runner | 0 | Scenario 2 |  | PPK¦SelectPro¦VDI3805¦Internet_EU | PPK SelectPro VDI3805 Internet_EU | PPK SelectPro VDI3805 Internet_EU | H640SP/SVC24A-SR-TPC |  | 1600 kPa | 1000 kPa
145108 | H650N+SV24A-SR-TPC | H650N+SV24A-SR-TPC | 26 | H650N | + | SV24A-SR-TPC | Standard actuator | 1 | Scenario 2 |  | PPK¦SelectPro¦VDI3805¦Internet_EU | PPK SelectPro VDI3805 Internet_EU | PPK SelectPro VDI3805 Internet_EU | H650N+SV24A-SR-TPC |  | 550 kPa | 400 kPa
145109 | H650N/SV24A-SR-TPC | H650N/SV24A-SR-TPC | 26 | H650N | / | SV24A-SR-TPC | Standard actuator | 1 | Scenario 2 |  | PPK¦SelectPro¦VDI3805¦Internet_EU | PPK SelectPro VDI3805 Internet_EU | PPK SelectPro VDI3805 Internet_EU | H650N/SV24A-SR-TPC |  | 550 kPa | 400 kPa
145110 | H650N+SVC24A-SR-TPC | H650N+SVC24A-SR-TPC | 26 | H650N | + | SVC24A-SR-TPC | Fast runner | 1 | Scenario 2 |  | PPK¦SelectPro¦VDI3805¦Internet_EU | PPK SelectPro VDI3805 Internet_EU | PPK SelectPro VDI3805 Internet_EU | H650N+SVC24A-SR-TPC |  | 550 kPa | 400 kPa
145111 | H650N/SVC24A-SR-TPC | H650N/SVC24A-SR-TPC | 26 | H650N | / | SVC24A-SR-TPC | Fast runner | 1 | Scenario 2 |  | PPK¦SelectPro¦VDI3805¦Internet_EU | PPK SelectPro VDI3805 Internet_EU | PPK SelectPro VDI3805 Internet_EU | H650N/SVC24A-SR-TPC |  | 550 kPa | 400 kPa
145112 | H650R+SV24A-SR-TPC | H650R+SV24A-SR-TPC | 26 | H650R | + | SV24A-SR-TPC | Standard actuator | 1 | Scenario 2 |  | PPK¦SelectPro¦VDI3805¦Internet_EU | PPK SelectPro VDI3805 Internet_EU | PPK SelectPro VDI3805 Internet_EU | H650R+SV24A-SR-TPC |  | 550 kPa | 400 kPa
145113 | H650R/SV24A-SR-TPC | H650R/SV24A-SR-TPC | 26 | H650R | / | SV24A-SR-TPC | Standard actuator | 1 | Scenario 2 |  | PPK¦SelectPro¦VDI3805¦Internet_EU | PPK SelectPro VDI3805 Internet_EU | PPK SelectPro VDI3805 Internet_EU | H650R/SV24A-SR-TPC |  | 550 kPa | 400 kPa
145114 | H650R+SVC24A-SR-TPC | H650R+SVC24A-SR-TPC | 26 | H650R | + | SVC24A-SR-TPC | Fast runner | 1 | Scenario 2 |  | PPK¦SelectPro¦VDI3805¦Internet_EU | PPK SelectPro VDI3805 Internet_EU | PPK SelectPro VDI3805 Internet_EU | H650R+SVC24A-SR-TPC |  | 550 kPa | 400 kPa
145115 | H650R/SVC24A-SR-TPC | H650R/SVC24A-SR-TPC | 26 | H650R | / | SVC24A-SR-TPC | Fast runner | 1 | Scenario 2 |  | PPK¦SelectPro¦VDI3805¦Internet_EU | PPK SelectPro VDI3805 Internet_EU | PPK SelectPro VDI3805 Internet_EU | H650R/SVC24A-SR-TPC |  | 550 kPa | 400 kPa
145116 | H650S+SV24A-SR-TPC | H650S+SV24A-SR-TPC | 26 | H650S | + | SV24A-SR-TPC | Standard actuator | 1 | Scenario 2 |  | PPK¦SelectPro¦VDI3805¦Internet_EU | PPK SelectPro VDI3805 Internet_EU | PPK SelectPro VDI3805 Internet_EU | H650S+SV24A-SR-TPC |  | 500 kPa | 500 kPa
145117 | H650S/SV24A-SR-TPC | H650S/SV24A-SR-TPC | 26 | H650S | / | SV24A-SR-TPC | Standard actuator | 1 | Scenario 2 |  | PPK¦SelectPro¦VDI3805¦Internet_EU | PPK SelectPro VDI3805 Internet_EU | PPK SelectPro VDI3805 Internet_EU | H650S/SV24A-SR-TPC |  | 500 kPa | 500 kPa
145118 | H650S+SVC24A-SR-TPC | H650S+SVC24A-SR-TPC | 26 | H650S | + | SVC24A-SR-TPC | Fast runner | 1 | Scenario 2 |  | PPK¦SelectPro¦VDI3805¦Internet_EU | PPK SelectPro VDI3805 Internet_EU | PPK SelectPro VDI3805 Internet_EU | H650S+SVC24A-SR-TPC |  | 500 kPa | 500 kPa
145119 | H650S/SVC24A-SR-TPC | H650S/SVC24A-SR-TPC | 26 | H650S | / | SVC24A-SR-TPC | Fast runner | 1 | Scenario 2 |  | PPK¦SelectPro¦VDI3805¦Internet_EU | PPK SelectPro VDI3805 Internet_EU | PPK SelectPro VDI3805 Internet_EU | H650S/SVC24A-SR-TPC |  | 500 kPa | 500 kPa
145120 | H650SP+SV24A-SR-TPC | H650SP+SV24A-SR-TPC | 26 | H650SP | + | SV24A-SR-TPC | Standard actuator | 0 | Scenario 2 |  | PPK¦SelectPro¦VDI3805¦Internet_EU | PPK SelectPro VDI3805 Internet_EU | PPK SelectPro VDI3805 Internet_EU | H650SP+SV24A-SR-TPC |  | 1600 kPa | 1000 kPa
145121 | H650SP/SV24A-SR-TPC | H650SP/SV24A-SR-TPC | 26 | H650SP | / | SV24A-SR-TPC | Standard actuator | 0 | Scenario 2 |  | PPK¦SelectPro¦VDI3805¦Internet_EU | PPK SelectPro VDI3805 Internet_EU | PPK SelectPro VDI3805 Internet_EU | H650SP/SV24A-SR-TPC |  | 1600 kPa | 1000 kPa
145122 | H650SP+SVC24A-SR-TPC | H650SP+SVC24A-SR-TPC | 26 | H650SP | + | SVC24A-SR-TPC | Fast runner | 0 | Scenario 2 |  | PPK¦SelectPro¦VDI3805¦Internet_EU | PPK SelectPro VDI3805 Internet_EU | PPK SelectPro VDI3805 Internet_EU | H650SP+SVC24A-SR-TPC |  | 1600 kPa | 1000 kPa
145123 | H650SP/SVC24A-SR-TPC | H650SP/SVC24A-SR-TPC | 26 | H650SP | / | SVC24A-SR-TPC | Fast runner | 0 | Scenario 2 |  | PPK¦SelectPro¦VDI3805¦Internet_EU | PPK SelectPro VDI3805 Internet_EU | PPK SelectPro VDI3805 Internet_EU | H650SP/SVC24A-SR-TPC |  | 1600 kPa | 1000 kPa
145124 | H664N+SV24A-SR-TPC | H664N+SV24A-SR-TPC | 26 | H664N | + | SV24A-SR-TPC | Standard actuator | 1 | Scenario 2 |  | PPK¦SelectPro¦VDI3805¦Internet_EU | PPK SelectPro VDI3805 Internet_EU | PPK SelectPro VDI3805 Internet_EU | H664N+SV24A-SR-TPC |  | 280 kPa | 280 kPa
145125 | H664N/SV24A-SR-TPC | H664N/SV24A-SR-TPC | 26 | H664N | / | SV24A-SR-TPC | Standard actuator | 1 | Scenario 2 |  | PPK¦SelectPro¦VDI3805¦Internet_EU | PPK SelectPro VDI3805 Internet_EU | PPK SelectPro VDI3805 Internet_EU | H664N/SV24A-SR-TPC |  | 280 kPa | 280 kPa
145126 | H664N+SVC24A-SR-TPC | H664N+SVC24A-SR-TPC | 26 | H664N | + | SVC24A-SR-TPC | Fast runner | 1 | Scenario 2 |  | PPK¦SelectPro¦VDI3805¦Internet_EU | PPK SelectPro VDI3805 Internet_EU | PPK SelectPro VDI3805 Internet_EU | H664N+SVC24A-SR-TPC |  | 280 kPa | 280 kPa
145127 | H664N/SVC24A-SR-TPC | H664N/SVC24A-SR-TPC | 26 | H664N | / | SVC24A-SR-TPC | Fast runner | 1 | Scenario 2 |  | PPK¦SelectPro¦VDI3805¦Internet_EU | PPK SelectPro VDI3805 Internet_EU | PPK SelectPro VDI3805 Internet_EU | H664N/SVC24A-SR-TPC |  | 280 kPa | 280 kPa
145128 | H664R+SV24A-SR-TPC | H664R+SV24A-SR-TPC | 26 | H664R | + | SV24A-SR-TPC | Standard actuator | 1 | Scenario 2 |  | PPK¦SelectPro¦VDI3805¦Internet_EU | PPK SelectPro VDI3805 Internet_EU | PPK SelectPro VDI3805 Internet_EU | H664R+SV24A-SR-TPC |  | 280 kPa | 280 kPa
145129 | H664R/SV24A-SR-TPC | H664R/SV24A-SR-TPC | 26 | H664R | / | SV24A-SR-TPC | Standard actuator | 1 | Scenario 2 |  | PPK¦SelectPro¦VDI3805¦Internet_EU | PPK SelectPro VDI3805 Internet_EU | PPK SelectPro VDI3805 Internet_EU | H664R/SV24A-SR-TPC |  | 280 kPa | 280 kPa
145130 | H664R+SVC24A-SR-TPC | H664R+SVC24A-SR-TPC | 26 | H664R | + | SVC24A-SR-TPC | Fast runner | 1 | Scenario 2 |  | PPK¦SelectPro¦VDI3805¦Internet_EU | PPK SelectPro VDI3805 Internet_EU | PPK SelectPro VDI3805 Internet_EU | H664R+SVC24A-SR-TPC |  | 280 kPa | 280 kPa
145131 | H664R/SVC24A-SR-TPC | H664R/SVC24A-SR-TPC | 26 | H664R | / | SVC24A-SR-TPC | Fast runner | 1 | Scenario 2 |  | PPK¦SelectPro¦VDI3805¦Internet_EU | PPK SelectPro VDI3805 Internet_EU | PPK SelectPro VDI3805 Internet_EU | H664R/SVC24A-SR-TPC |  | 280 kPa | 280 kPa
145132 | H664S+SV24A-SR-TPC | H664S+SV24A-SR-TPC | 26 | H664S | + | SV24A-SR-TPC | Standard actuator | 1 | Scenario 2 |  | PPK¦SelectPro¦VDI3805¦Internet_EU | PPK SelectPro VDI3805 Internet_EU | PPK SelectPro VDI3805 Internet_EU | H664S+SV24A-SR-TPC |  | 250 kPa | 250 kPa
145133 | H664S/SV24A-SR-TPC | H664S/SV24A-SR-TPC | 26 | H664S | / | SV24A-SR-TPC | Standard actuator | 1 | Scenario 2 |  | PPK¦SelectPro¦VDI3805¦Internet_EU | PPK SelectPro VDI3805 Internet_EU | PPK SelectPro VDI3805 Internet_EU | H664S/SV24A-SR-TPC |  | 250 kPa | 250 kPa
145134 | H664S+SVC24A-SR-TPC | H664S+SVC24A-SR-TPC | 26 | H664S | + | SVC24A-SR-TPC | Fast runner | 1 | Scenario 2 |  | PPK¦SelectPro¦VDI3805¦Internet_EU | PPK SelectPro VDI3805 Internet_EU | PPK SelectPro VDI3805 Internet_EU | H664S+SVC24A-SR-TPC |  | 250 kPa | 250 kPa
145135 | H664S/SVC24A-SR-TPC | H664S/SVC24A-SR-TPC | 26 | H664S | / | SVC24A-SR-TPC | Fast runner | 1 | Scenario 2 |  | PPK¦SelectPro¦VDI3805¦Internet_EU | PPK SelectPro VDI3805 Internet_EU | PPK SelectPro VDI3805 Internet_EU | H664S/SVC24A-SR-TPC |  | 250 kPa | 250 kPa
145136 | H664SP+SV24A-SR-TPC | H664SP+SV24A-SR-TPC | 26 | H664SP | + | SV24A-SR-TPC | Standard actuator | 0 | Scenario 2 |  | PPK¦SelectPro¦VDI3805¦Internet_EU | PPK SelectPro VDI3805 Internet_EU | PPK SelectPro VDI3805 Internet_EU | H664SP+SV24A-SR-TPC |  | 1600 kPa | 1000 kPa
145137 | H664SP/SV24A-SR-TPC | H664SP/SV24A-SR-TPC | 26 | H664SP | / | SV24A-SR-TPC | Standard actuator | 0 | Scenario 2 |  | PPK¦SelectPro¦VDI3805¦Internet_EU | PPK SelectPro VDI3805 Internet_EU | PPK SelectPro VDI3805 Internet_EU | H664SP/SV24A-SR-TPC |  | 1600 kPa | 1000 kPa
145138 | H664SP+SVC24A-SR-TPC | H664SP+SVC24A-SR-TPC | 26 | H664SP | + | SVC24A-SR-TPC | Fast runner | 0 | Scenario 2 |  | PPK¦SelectPro¦VDI3805¦Internet_EU | PPK SelectPro VDI3805 Internet_EU | PPK SelectPro VDI3805 Internet_EU | H664SP+SVC24A-SR-TPC |  | 1600 kPa | 1000 kPa
145139 | H664SP/SVC24A-SR-TPC | H664SP/SVC24A-SR-TPC | 26 | H664SP | / | SVC24A-SR-TPC | Fast runner | 0 | Scenario 2 |  | PPK¦SelectPro¦VDI3805¦Internet_EU | PPK SelectPro VDI3805 Internet_EU | PPK SelectPro VDI3805 Internet_EU | H664SP/SVC24A-SR-TPC |  | 1600 kPa | 1000 kPa
145140 | H679N+SV24A-SR-TPC | H679N+SV24A-SR-TPC | 26 | H679N | + | SV24A-SR-TPC | Standard actuator | 1 | Scenario 2 |  | PPK¦SelectPro¦VDI3805¦Internet_EU | PPK SelectPro VDI3805 Internet_EU | PPK SelectPro VDI3805 Internet_EU | H679N+SV24A-SR-TPC |  | 160 kPa | 160 kPa
145141 | H679N/SV24A-SR-TPC | H679N/SV24A-SR-TPC | 26 | H679N | / | SV24A-SR-TPC | Standard actuator | 1 | Scenario 2 |  | PPK¦SelectPro¦VDI3805¦Internet_EU | PPK SelectPro VDI3805 Internet_EU | PPK SelectPro VDI3805 Internet_EU | H679N/SV24A-SR-TPC |  | 160 kPa | 160 kPa
145142 | H679N+SVC24A-SR-TPC | H679N+SVC24A-SR-TPC | 26 | H679N | + | SVC24A-SR-TPC | Fast runner | 1 | Scenario 2 |  | PPK¦SelectPro¦VDI3805¦Internet_EU | PPK SelectPro VDI3805 Internet_EU | PPK SelectPro VDI3805 Internet_EU | H679N+SVC24A-SR-TPC |  | 160 kPa | 160 kPa
145143 | H679N/SVC24A-SR-TPC | H679N/SVC24A-SR-TPC | 26 | H679N | / | SVC24A-SR-TPC | Fast runner | 1 | Scenario 2 |  | PPK¦SelectPro¦VDI3805¦Internet_EU | PPK SelectPro VDI3805 Internet_EU | PPK SelectPro VDI3805 Internet_EU | H679N/SVC24A-SR-TPC |  | 160 kPa | 160 kPa
145144 | H679R+SV24A-SR-TPC | H679R+SV24A-SR-TPC | 26 | H679R | + | SV24A-SR-TPC | Standard actuator | 1 | Scenario 2 |  | PPK¦SelectPro¦VDI3805¦Internet_EU | PPK SelectPro VDI3805 Internet_EU | PPK SelectPro VDI3805 Internet_EU | H679R+SV24A-SR-TPC |  | 160 kPa | 160 kPa
145145 | H679R/SV24A-SR-TPC | H679R/SV24A-SR-TPC | 26 | H679R | / | SV24A-SR-TPC | Standard actuator | 1 | Scenario 2 |  | PPK¦SelectPro¦VDI3805¦Internet_EU | PPK SelectPro VDI3805 Internet_EU | PPK SelectPro VDI3805 Internet_EU | H679R/SV24A-SR-TPC |  | 160 kPa | 160 kPa
145146 | H679R+SVC24A-SR-TPC | H679R+SVC24A-SR-TPC | 26 | H679R | + | SVC24A-SR-TPC | Fast runner | 1 | Scenario 2 |  | PPK¦SelectPro¦VDI3805¦Internet_EU | PPK SelectPro VDI3805 Internet_EU | PPK SelectPro VDI3805 Internet_EU | H679R+SVC24A-SR-TPC |  | 160 kPa | 160 kPa
145147 | H679R/SVC24A-SR-TPC | H679R/SVC24A-SR-TPC | 26 | H679R | / | SVC24A-SR-TPC | Fast runner | 1 | Scenario 2 |  | PPK¦SelectPro¦VDI3805¦Internet_EU | PPK SelectPro VDI3805 Internet_EU | PPK SelectPro VDI3805 Internet_EU | H679R/SVC24A-SR-TPC |  | 160 kPa | 160 kPa
145148 | H679SP+SV24A-SR-TPC | H679SP+SV24A-SR-TPC | 26 | H679SP | + | SV24A-SR-TPC | Standard actuator | 0 | Scenario 2 |  | PPK¦SelectPro¦VDI3805¦Internet_EU | PPK SelectPro VDI3805 Internet_EU | PPK SelectPro VDI3805 Internet_EU | H679SP+SV24A-SR-TPC |  | 1600 kPa | 1000 kPa
145149 | H679SP/SV24A-SR-TPC | H679SP/SV24A-SR-TPC | 26 | H679SP | / | SV24A-SR-TPC | Standard actuator | 0 | Scenario 2 |  | PPK¦SelectPro¦VDI3805¦Internet_EU | PPK SelectPro VDI3805 Internet_EU | PPK SelectPro VDI3805 Internet_EU | H679SP/SV24A-SR-TPC |  | 1600 kPa | 1000 kPa
145150 | H679SP+SVC24A-SR-TPC | H679SP+SVC24A-SR-TPC | 26 | H679SP | + | SVC24A-SR-TPC | Fast runner | 0 | Scenario 2 |  | PPK¦SelectPro¦VDI3805¦Internet_EU | PPK SelectPro VDI3805 Internet_EU | PPK SelectPro VDI3805 Internet_EU | H679SP+SVC24A-SR-TPC |  | 1600 kPa | 1000 kPa
145151 | H679SP/SVC24A-SR-TPC | H679SP/SVC24A-SR-TPC | 26 | H679SP | / | SVC24A-SR-TPC | Fast runner | 0 | Scenario 2 |  | PPK¦SelectPro¦VDI3805¦Internet_EU | PPK SelectPro VDI3805 Internet_EU | PPK SelectPro VDI3805 Internet_EU | H679SP/SVC24A-SR-TPC |  | 1600 kPa | 1000 kPa
145152 | H7015X4-S2+SV24A-SR-TPC | H7015X4-S2+SV24A-SR-TPC | 26 | H7015X4-S2 | + | SV24A-SR-TPC | Standard actuator | 0 | Scenario 2 |  | PPK¦SelectPro¦VDI3805¦Internet_EU | PPK SelectPro VDI3805 Internet_EU | PPK SelectPro VDI3805 Internet_EU | H7015X4-S2+SV24A-SR-TPC |  | 2500 kPa | 1000 kPa
145153 | H7015X4-S2/SV24A-SR-TPC | H7015X4-S2/SV24A-SR-TPC | 26 | H7015X4-S2 | / | SV24A-SR-TPC | Standard actuator | 0 | Scenario 2 |  | PPK¦SelectPro¦VDI3805¦Internet_EU | PPK SelectPro VDI3805 Internet_EU | PPK SelectPro VDI3805 Internet_EU | H7015X4-S2/SV24A-SR-TPC |  | 2500 kPa | 1000 kPa
145154 | H7015X4-S2+SVC24A-SR-TPC | H7015X4-S2+SVC24A-SR-TPC | 26 | H7015X4-S2 | + | SVC24A-SR-TPC | Fast runner | 0 | Scenario 2 |  | PPK¦SelectPro¦VDI3805¦Internet_EU | PPK SelectPro VDI3805 Internet_EU | PPK SelectPro VDI3805 Internet_EU | H7015X4-S2+SVC24A-SR-TPC |  | 2500 kPa | 1000 kPa
145155 | H7015X4-S2/SVC24A-SR-TPC | H7015X4-S2/SVC24A-SR-TPC | 26 | H7015X4-S2 | / | SVC24A-SR-TPC | Fast runner | 0 | Scenario 2 |  | PPK¦SelectPro¦VDI3805¦Internet_EU | PPK SelectPro VDI3805 Internet_EU | PPK SelectPro VDI3805 Internet_EU | H7015X4-S2/SVC24A-SR-TPC |  | 2500 kPa | 1000 kPa
145156 | H7015Y4-S2+SV24A-SR-TPC | H7015Y4-S2+SV24A-SR-TPC | 26 | H7015Y4-S2 | + | SV24A-SR-TPC | Standard actuator | 0 | Scenario 2 |  | PPK¦SelectPro¦VDI3805¦Internet_EU | PPK SelectPro VDI3805 Internet_EU | PPK SelectPro VDI3805 Internet_EU | H7015Y4-S2+SV24A-SR-TPC |  | 3500 kPa | 1000 kPa
145157 | H7015Y4-S2/SV24A-SR-TPC | H7015Y4-S2/SV24A-SR-TPC | 26 | H7015Y4-S2 | / | SV24A-SR-TPC | Standard actuator | 0 | Scenario 2 |  | PPK¦SelectPro¦VDI3805¦Internet_EU | PPK SelectPro VDI3805 Internet_EU | PPK SelectPro VDI3805 Internet_EU | H7015Y4-S2/SV24A-SR-TPC |  | 3500 kPa | 1000 kPa
145158 | H7015Y4-S2+SVC24A-SR-TPC | H7015Y4-S2+SVC24A-SR-TPC | 26 | H7015Y4-S2 | + | SVC24A-SR-TPC | Fast runner | 0 | Scenario 2 |  | PPK¦SelectPro¦VDI3805¦Internet_EU | PPK SelectPro VDI3805 Internet_EU | PPK SelectPro VDI3805 Internet_EU | H7015Y4-S2+SVC24A-SR-TPC |  | 3500 kPa | 1000 kPa
145159 | H7015Y4-S2/SVC24A-SR-TPC | H7015Y4-S2/SVC24A-SR-TPC | 26 | H7015Y4-S2 | / | SVC24A-SR-TPC | Fast runner | 0 | Scenario 2 |  | PPK¦SelectPro¦VDI3805¦Internet_EU | PPK SelectPro VDI3805 Internet_EU | PPK SelectPro VDI3805 Internet_EU | H7015Y4-S2/SVC24A-SR-TPC |  | 3500 kPa | 1000 kPa
145160 | H7020X6P3-S2+SV24A-SR-TPC | H7020X6P3-S2+SV24A-SR-TPC | 26 | H7020X6P3-S2 | + | SV24A-SR-TPC | Standard actuator | 0 | Scenario 2 |  | PPK¦SelectPro¦VDI3805¦Internet_EU | PPK SelectPro VDI3805 Internet_EU | PPK SelectPro VDI3805 Internet_EU | H7020X6P3-S2+SV24A-SR-TPC |  | 2500 kPa | 1000 kPa
145161 | H7020X6P3-S2/SV24A-SR-TPC | H7020X6P3-S2/SV24A-SR-TPC | 26 | H7020X6P3-S2 | / | SV24A-SR-TPC | Standard actuator | 0 | Scenario 2 |  | PPK¦SelectPro¦VDI3805¦Internet_EU | PPK SelectPro VDI3805 Internet_EU | PPK SelectPro VDI3805 Internet_EU | H7020X6P3-S2/SV24A-SR-TPC |  | 2500 kPa | 1000 kPa
145162 | H7020X6P3-S2+SVC24A-SR-TPC | H7020X6P3-S2+SVC24A-SR-TPC | 26 | H7020X6P3-S2 | + | SVC24A-SR-TPC | Fast runner | 0 | Scenario 2 |  | PPK¦SelectPro¦VDI3805¦Internet_EU | PPK SelectPro VDI3805 Internet_EU | PPK SelectPro VDI3805 Internet_EU | H7020X6P3-S2+SVC24A-SR-TPC |  | 2500 kPa | 1000 kPa
145163 | H7020X6P3-S2/SVC24A-SR-TPC | H7020X6P3-S2/SVC24A-SR-TPC | 26 | H7020X6P3-S2 | / | SVC24A-SR-TPC | Fast runner | 0 | Scenario 2 |  | PPK¦SelectPro¦VDI3805¦Internet_EU | PPK SelectPro VDI3805 Internet_EU | PPK SelectPro VDI3805 Internet_EU | H7020X6P3-S2/SVC24A-SR-TPC |  | 2500 kPa | 1000 kPa
145164 | H7020Y6P3-S2+SV24A-SR-TPC | H7020Y6P3-S2+SV24A-SR-TPC | 26 | H7020Y6P3-S2 | + | SV24A-SR-TPC | Standard actuator | 0 | Scenario 2 |  | PPK¦SelectPro¦VDI3805¦Internet_EU | PPK SelectPro VDI3805 Internet_EU | PPK SelectPro VDI3805 Internet_EU | H7020Y6P3-S2+SV24A-SR-TPC |  | 2500 kPa | 1000 kPa
145165 | H7020Y6P3-S2/SV24A-SR-TPC | H7020Y6P3-S2/SV24A-SR-TPC | 26 | H7020Y6P3-S2 | / | SV24A-SR-TPC | Standard actuator | 0 | Scenario 2 |  | PPK¦SelectPro¦VDI3805¦Internet_EU | PPK SelectPro VDI3805 Internet_EU | PPK SelectPro VDI3805 Internet_EU | H7020Y6P3-S2/SV24A-SR-TPC |  | 2500 kPa | 1000 kPa
145166 | H7020Y6P3-S2+SVC24A-SR-TPC | H7020Y6P3-S2+SVC24A-SR-TPC | 26 | H7020Y6P3-S2 | + | SVC24A-SR-TPC | Fast runner | 0 | Scenario 2 |  | PPK¦SelectPro¦VDI3805¦Internet_EU | PPK SelectPro VDI3805 Internet_EU | PPK SelectPro VDI3805 Internet_EU | H7020Y6P3-S2+SVC24A-SR-TPC |  | 2500 kPa | 1000 kPa
145167 | H7020Y6P3-S2/SVC24A-SR-TPC | H7020Y6P3-S2/SVC24A-SR-TPC | 26 | H7020Y6P3-S2 | / | SVC24A-SR-TPC | Fast runner | 0 | Scenario 2 |  | PPK¦SelectPro¦VDI3805¦Internet_EU | PPK SelectPro VDI3805 Internet_EU | PPK SelectPro VDI3805 Internet_EU | H7020Y6P3-S2/SVC24A-SR-TPC |  | 2500 kPa | 1000 kPa
145168 | H7025X10-S2+SV24A-SR-TPC | H7025X10-S2+SV24A-SR-TPC | 26 | H7025X10-S2 | + | SV24A-SR-TPC | Standard actuator | 0 | Scenario 2 |  | PPK¦SelectPro¦VDI3805¦Internet_EU | PPK SelectPro VDI3805 Internet_EU | PPK SelectPro VDI3805 Internet_EU | H7025X10-S2+SV24A-SR-TPC |  | 2100 kPa | 1000 kPa
145169 | H7025X10-S2/SV24A-SR-TPC | H7025X10-S2/SV24A-SR-TPC | 26 | H7025X10-S2 | / | SV24A-SR-TPC | Standard actuator | 0 | Scenario 2 |  | PPK¦SelectPro¦VDI3805¦Internet_EU | PPK SelectPro VDI3805 Internet_EU | PPK SelectPro VDI3805 Internet_EU | H7025X10-S2/SV24A-SR-TPC |  | 2100 kPa | 1000 kPa
145170 | H7025X10-S2+SVC24A-SR-TPC | H7025X10-S2+SVC24A-SR-TPC | 26 | H7025X10-S2 | + | SVC24A-SR-TPC | Fast runner | 0 | Scenario 2 |  | PPK¦SelectPro¦VDI3805¦Internet_EU | PPK SelectPro VDI3805 Internet_EU | PPK SelectPro VDI3805 Internet_EU | H7025X10-S2+SVC24A-SR-TPC |  | 2100 kPa | 1000 kPa
145171 | H7025X10-S2/SVC24A-SR-TPC | H7025X10-S2/SVC24A-SR-TPC | 26 | H7025X10-S2 | / | SVC24A-SR-TPC | Fast runner | 0 | Scenario 2 |  | PPK¦SelectPro¦VDI3805¦Internet_EU | PPK SelectPro VDI3805 Internet_EU | PPK SelectPro VDI3805 Internet_EU | H7025X10-S2/SVC24A-SR-TPC |  | 2100 kPa | 1000 kPa
145172 | H7025Y10-S2+SV24A-SR-TPC | H7025Y10-S2+SV24A-SR-TPC | 26 | H7025Y10-S2 | + | SV24A-SR-TPC | Standard actuator | 0 | Scenario 2 |  | PPK¦SelectPro¦VDI3805¦Internet_EU | PPK SelectPro VDI3805 Internet_EU | PPK SelectPro VDI3805 Internet_EU | H7025Y10-S2+SV24A-SR-TPC |  | 2100 kPa | 1000 kPa
145173 | H7025Y10-S2/SV24A-SR-TPC | H7025Y10-S2/SV24A-SR-TPC | 26 | H7025Y10-S2 | / | SV24A-SR-TPC | Standard actuator | 0 | Scenario 2 |  | PPK¦SelectPro¦VDI3805¦Internet_EU | PPK SelectPro VDI3805 Internet_EU | PPK SelectPro VDI3805 Internet_EU | H7025Y10-S2/SV24A-SR-TPC |  | 2100 kPa | 1000 kPa
145174 | H7025Y10-S2+SVC24A-SR-TPC | H7025Y10-S2+SVC24A-SR-TPC | 26 | H7025Y10-S2 | + | SVC24A-SR-TPC | Fast runner | 0 | Scenario 2 |  | PPK¦SelectPro¦VDI3805¦Internet_EU | PPK SelectPro VDI3805 Internet_EU | PPK SelectPro VDI3805 Internet_EU | H7025Y10-S2+SVC24A-SR-TPC |  | 2100 kPa | 1000 kPa
145175 | H7025Y10-S2/SVC24A-SR-TPC | H7025Y10-S2/SVC24A-SR-TPC | 26 | H7025Y10-S2 | / | SVC24A-SR-TPC | Fast runner | 0 | Scenario 2 |  | PPK¦SelectPro¦VDI3805¦Internet_EU | PPK SelectPro VDI3805 Internet_EU | PPK SelectPro VDI3805 Internet_EU | H7025Y10-S2/SVC24A-SR-TPC |  | 2100 kPa | 1000 kPa
145176 | H7032X16-S2+SV24A-SR-TPC | H7032X16-S2+SV24A-SR-TPC | 26 | H7032X16-S2 | + | SV24A-SR-TPC | Standard actuator | 1 | Scenario 2 |  | PPK¦SelectPro¦VDI3805¦Internet_EU | PPK SelectPro VDI3805 Internet_EU | PPK SelectPro VDI3805 Internet_EU | H7032X16-S2+SV24A-SR-TPC |  | 1500 kPa | 1000 kPa
145177 | H7032X16-S2/SV24A-SR-TPC | H7032X16-S2/SV24A-SR-TPC | 26 | H7032X16-S2 | / | SV24A-SR-TPC | Standard actuator | 1 | Scenario 2 |  | PPK¦SelectPro¦VDI3805¦Internet_EU | PPK SelectPro VDI3805 Internet_EU | PPK SelectPro VDI3805 Internet_EU | H7032X16-S2/SV24A-SR-TPC |  | 1500 kPa | 1000 kPa
145178 | H7032X16-S2+SVC24A-SR-TPC | H7032X16-S2+SVC24A-SR-TPC | 26 | H7032X16-S2 | + | SVC24A-SR-TPC | Fast runner | 1 | Scenario 2 |  | PPK¦SelectPro¦VDI3805¦Internet_EU | PPK SelectPro VDI3805 Internet_EU | PPK SelectPro VDI3805 Internet_EU | H7032X16-S2+SVC24A-SR-TPC |  | 1500 kPa | 1000 kPa
145179 | H7032X16-S2/SVC24A-SR-TPC | H7032X16-S2/SVC24A-SR-TPC | 26 | H7032X16-S2 | / | SVC24A-SR-TPC | Fast runner | 1 | Scenario 2 |  | PPK¦SelectPro¦VDI3805¦Internet_EU | PPK SelectPro VDI3805 Internet_EU | PPK SelectPro VDI3805 Internet_EU | H7032X16-S2/SVC24A-SR-TPC |  | 1500 kPa | 1000 kPa
145180 | H7032Y16-S2+SV24A-SR-TPC | H7032Y16-S2+SV24A-SR-TPC | 26 | H7032Y16-S2 | + | SV24A-SR-TPC | Standard actuator | 1 | Scenario 2 |  | PPK¦SelectPro¦VDI3805¦Internet_EU | PPK SelectPro VDI3805 Internet_EU | PPK SelectPro VDI3805 Internet_EU | H7032Y16-S2+SV24A-SR-TPC |  | 1500 kPa | 1000 kPa
145181 | H7032Y16-S2/SV24A-SR-TPC | H7032Y16-S2/SV24A-SR-TPC | 26 | H7032Y16-S2 | / | SV24A-SR-TPC | Standard actuator | 1 | Scenario 2 |  | PPK¦SelectPro¦VDI3805¦Internet_EU | PPK SelectPro VDI3805 Internet_EU | PPK SelectPro VDI3805 Internet_EU | H7032Y16-S2/SV24A-SR-TPC |  | 1500 kPa | 1000 kPa
145182 | H7032Y16-S2+SVC24A-SR-TPC | H7032Y16-S2+SVC24A-SR-TPC | 26 | H7032Y16-S2 | + | SVC24A-SR-TPC | Fast runner | 1 | Scenario 2 |  | PPK¦SelectPro¦VDI3805¦Internet_EU | PPK SelectPro VDI3805 Internet_EU | PPK SelectPro VDI3805 Internet_EU | H7032Y16-S2+SVC24A-SR-TPC |  | 1500 kPa | 1000 kPa
145183 | H7032Y16-S2/SVC24A-SR-TPC | H7032Y16-S2/SVC24A-SR-TPC | 26 | H7032Y16-S2 | / | SVC24A-SR-TPC | Fast runner | 1 | Scenario 2 |  | PPK¦SelectPro¦VDI3805¦Internet_EU | PPK SelectPro VDI3805 Internet_EU | PPK SelectPro VDI3805 Internet_EU | H7032Y16-S2/SVC24A-SR-TPC |  | 1500 kPa | 1000 kPa
145184 | H7040X25-S2+SV24A-SR-TPC | H7040X25-S2+SV24A-SR-TPC | 26 | H7040X25-S2 | + | SV24A-SR-TPC | Standard actuator | 1 | Scenario 2 |  | PPK¦SelectPro¦VDI3805¦Internet_EU | PPK SelectPro VDI3805 Internet_EU | PPK SelectPro VDI3805 Internet_EU | H7040X25-S2+SV24A-SR-TPC |  | 850 kPa | 850 kPa
145185 | H7040X25-S2/SV24A-SR-TPC | H7040X25-S2/SV24A-SR-TPC | 26 | H7040X25-S2 | / | SV24A-SR-TPC | Standard actuator | 1 | Scenario 2 |  | PPK¦SelectPro¦VDI3805¦Internet_EU | PPK SelectPro VDI3805 Internet_EU | PPK SelectPro VDI3805 Internet_EU | H7040X25-S2/SV24A-SR-TPC |  | 850 kPa | 850 kPa
145186 | H7040X25-S2+SVC24A-SR-TPC | H7040X25-S2+SVC24A-SR-TPC | 26 | H7040X25-S2 | + | SVC24A-SR-TPC | Fast runner | 1 | Scenario 2 |  | PPK¦SelectPro¦VDI3805¦Internet_EU | PPK SelectPro VDI3805 Internet_EU | PPK SelectPro VDI3805 Internet_EU | H7040X25-S2+SVC24A-SR-TPC |  | 850 kPa | 850 kPa
145187 | H7040X25-S2/SVC24A-SR-TPC | H7040X25-S2/SVC24A-SR-TPC | 26 | H7040X25-S2 | / | SVC24A-SR-TPC | Fast runner | 1 | Scenario 2 |  | PPK¦SelectPro¦VDI3805¦Internet_EU | PPK SelectPro VDI3805 Internet_EU | PPK SelectPro VDI3805 Internet_EU | H7040X25-S2/SVC24A-SR-TPC |  | 850 kPa | 850 kPa
145188 | H7040Y25-S2+SV24A-SR-TPC | H7040Y25-S2+SV24A-SR-TPC | 26 | H7040Y25-S2 | + | SV24A-SR-TPC | Standard actuator | 1 | Scenario 2 |  | PPK¦SelectPro¦VDI3805¦Internet_EU | PPK SelectPro VDI3805 Internet_EU | PPK SelectPro VDI3805 Internet_EU | H7040Y25-S2+SV24A-SR-TPC |  | 850 kPa | 850 kPa
145189 | H7040Y25-S2/SV24A-SR-TPC | H7040Y25-S2/SV24A-SR-TPC | 26 | H7040Y25-S2 | / | SV24A-SR-TPC | Standard actuator | 1 | Scenario 2 |  | PPK¦SelectPro¦VDI3805¦Internet_EU | PPK SelectPro VDI3805 Internet_EU | PPK SelectPro VDI3805 Internet_EU | H7040Y25-S2/SV24A-SR-TPC |  | 850 kPa | 850 kPa
145190 | H7040Y25-S2+SVC24A-SR-TPC | H7040Y25-S2+SVC24A-SR-TPC | 26 | H7040Y25-S2 | + | SVC24A-SR-TPC | Fast runner | 1 | Scenario 2 |  | PPK¦SelectPro¦VDI3805¦Internet_EU | PPK SelectPro VDI3805 Internet_EU | PPK SelectPro VDI3805 Internet_EU | H7040Y25-S2+SVC24A-SR-TPC |  | 850 kPa | 850 kPa
145191 | H7040Y25-S2/SVC24A-SR-TPC | H7040Y25-S2/SVC24A-SR-TPC | 26 | H7040Y25-S2 | / | SVC24A-SR-TPC | Fast runner | 1 | Scenario 2 |  | PPK¦SelectPro¦VDI3805¦Internet_EU | PPK SelectPro VDI3805 Internet_EU | PPK SelectPro VDI3805 Internet_EU | H7040Y25-S2/SVC24A-SR-TPC |  | 850 kPa | 850 kPa
145192 | H7050X40-S2+SV24A-SR-TPC | H7050X40-S2+SV24A-SR-TPC | 26 | H7050X40-S2 | + | SV24A-SR-TPC | Standard actuator | 1 | Scenario 2 |  | PPK¦SelectPro¦VDI3805¦Internet_EU | PPK SelectPro VDI3805 Internet_EU | PPK SelectPro VDI3805 Internet_EU | H7050X40-S2+SV24A-SR-TPC |  | 500 kPa | 500 kPa
145193 | H7050X40-S2/SV24A-SR-TPC | H7050X40-S2/SV24A-SR-TPC | 26 | H7050X40-S2 | / | SV24A-SR-TPC | Standard actuator | 1 | Scenario 2 |  | PPK¦SelectPro¦VDI3805¦Internet_EU | PPK SelectPro VDI3805 Internet_EU | PPK SelectPro VDI3805 Internet_EU | H7050X40-S2/SV24A-SR-TPC |  | 500 kPa | 500 kPa
145194 | H7050X40-S2+SVC24A-SR-TPC | H7050X40-S2+SVC24A-SR-TPC | 26 | H7050X40-S2 | + | SVC24A-SR-TPC | Fast runner | 1 | Scenario 2 |  | PPK¦SelectPro¦VDI3805¦Internet_EU | PPK SelectPro VDI3805 Internet_EU | PPK SelectPro VDI3805 Internet_EU | H7050X40-S2+SVC24A-SR-TPC |  | 500 kPa | 500 kPa
145195 | H7050X40-S2/SVC24A-SR-TPC | H7050X40-S2/SVC24A-SR-TPC | 26 | H7050X40-S2 | / | SVC24A-SR-TPC | Fast runner | 1 | Scenario 2 |  | PPK¦SelectPro¦VDI3805¦Internet_EU | PPK SelectPro VDI3805 Internet_EU | PPK SelectPro VDI3805 Internet_EU | H7050X40-S2/SVC24A-SR-TPC |  | 500 kPa | 500 kPa
145196 | H7050Y40-S2+SV24A-SR-TPC | H7050Y40-S2+SV24A-SR-TPC | 26 | H7050Y40-S2 | + | SV24A-SR-TPC | Standard actuator | 1 | Scenario 2 |  | PPK¦SelectPro¦VDI3805¦Internet_EU | PPK SelectPro VDI3805 Internet_EU | PPK SelectPro VDI3805 Internet_EU | H7050Y40-S2+SV24A-SR-TPC |  | 500 kPa | 500 kPa
145197 | H7050Y40-S2/SV24A-SR-TPC | H7050Y40-S2/SV24A-SR-TPC | 26 | H7050Y40-S2 | / | SV24A-SR-TPC | Standard actuator | 1 | Scenario 2 |  | PPK¦SelectPro¦VDI3805¦Internet_EU | PPK SelectPro VDI3805 Internet_EU | PPK SelectPro VDI3805 Internet_EU | H7050Y40-S2/SV24A-SR-TPC |  | 500 kPa | 500 kPa
145198 | H7050Y40-S2+SVC24A-SR-TPC | H7050Y40-S2+SVC24A-SR-TPC | 26 | H7050Y40-S2 | + | SVC24A-SR-TPC | Fast runner | 1 | Scenario 2 |  | PPK¦SelectPro¦VDI3805¦Internet_EU | PPK SelectPro VDI3805 Internet_EU | PPK SelectPro VDI3805 Internet_EU | H7050Y40-S2+SVC24A-SR-TPC |  | 500 kPa | 500 kPa
145199 | H7050Y40-S2/SVC24A-SR-TPC | H7050Y40-S2/SVC24A-SR-TPC | 26 | H7050Y40-S2 | / | SVC24A-SR-TPC | Fast runner | 1 | Scenario 2 |  | PPK¦SelectPro¦VDI3805¦Internet_EU | PPK SelectPro VDI3805 Internet_EU | PPK SelectPro VDI3805 Internet_EU | H7050Y40-S2/SVC24A-SR-TPC |  | 500 kPa | 500 kPa
145200 | H711N+SV24A-SR-TPC | H711N+SV24A-SR-TPC | 26 | H711N | + | SV24A-SR-TPC | Standard actuator | 0 | Scenario 2 |  | PPK¦SelectPro¦VDI3805¦Internet_EU | PPK SelectPro VDI3805 Internet_EU | PPK SelectPro VDI3805 Internet_EU | H711N+SV24A-SR-TPC |  | 1600 kPa | 400 kPa
145201 | H711N/SV24A-SR-TPC | H711N/SV24A-SR-TPC | 26 | H711N | / | SV24A-SR-TPC | Standard actuator | 0 | Scenario 2 |  | PPK¦SelectPro¦VDI3805¦Internet_EU | PPK SelectPro VDI3805 Internet_EU | PPK SelectPro VDI3805 Internet_EU | H711N/SV24A-SR-TPC |  | 1600 kPa | 400 kPa
145202 | H711N+SVC24A-SR-TPC | H711N+SVC24A-SR-TPC | 26 | H711N | + | SVC24A-SR-TPC | Fast runner | 0 | Scenario 2 |  | PPK¦SelectPro¦VDI3805¦Internet_EU | PPK SelectPro VDI3805 Internet_EU | PPK SelectPro VDI3805 Internet_EU | H711N+SVC24A-SR-TPC |  | 1600 kPa | 400 kPa
145203 | H711N/SVC24A-SR-TPC | H711N/SVC24A-SR-TPC | 26 | H711N | / | SVC24A-SR-TPC | Fast runner | 0 | Scenario 2 |  | PPK¦SelectPro¦VDI3805¦Internet_EU | PPK SelectPro VDI3805 Internet_EU | PPK SelectPro VDI3805 Internet_EU | H711N/SVC24A-SR-TPC |  | 1600 kPa | 400 kPa
145204 | H711R+SV24A-SR-TPC | H711R+SV24A-SR-TPC | 26 | H711R | + | SV24A-SR-TPC | Standard actuator | 0 | Scenario 2 |  | PPK¦SelectPro¦VDI3805¦Internet_EU | PPK SelectPro VDI3805 Internet_EU | PPK SelectPro VDI3805 Internet_EU | H711R+SV24A-SR-TPC |  | 600 kPa | 400 kPa
145205 | H711R/SV24A-SR-TPC | H711R/SV24A-SR-TPC | 26 | H711R | / | SV24A-SR-TPC | Standard actuator | 0 | Scenario 2 |  | PPK¦SelectPro¦VDI3805¦Internet_EU | PPK SelectPro VDI3805 Internet_EU | PPK SelectPro VDI3805 Internet_EU | H711R/SV24A-SR-TPC |  | 600 kPa | 400 kPa
145206 | H711R+SVC24A-SR-TPC | H711R+SVC24A-SR-TPC | 26 | H711R | + | SVC24A-SR-TPC | Fast runner | 0 | Scenario 2 |  | PPK¦SelectPro¦VDI3805¦Internet_EU | PPK SelectPro VDI3805 Internet_EU | PPK SelectPro VDI3805 Internet_EU | H711R+SVC24A-SR-TPC |  | 600 kPa | 400 kPa
145207 | H711R/SVC24A-SR-TPC | H711R/SVC24A-SR-TPC | 26 | H711R | / | SVC24A-SR-TPC | Fast runner | 0 | Scenario 2 |  | PPK¦SelectPro¦VDI3805¦Internet_EU | PPK SelectPro VDI3805 Internet_EU | PPK SelectPro VDI3805 Internet_EU | H711R/SVC24A-SR-TPC |  | 600 kPa | 400 kPa
145208 | H712N+SV24A-SR-TPC | H712N+SV24A-SR-TPC | 26 | H712N | + | SV24A-SR-TPC | Standard actuator | 0 | Scenario 2 |  | PPK¦SelectPro¦VDI3805¦Internet_EU | PPK SelectPro VDI3805 Internet_EU | PPK SelectPro VDI3805 Internet_EU | H712N+SV24A-SR-TPC |  | 1600 kPa | 400 kPa
145209 | H712N/SV24A-SR-TPC | H712N/SV24A-SR-TPC | 26 | H712N | / | SV24A-SR-TPC | Standard actuator | 0 | Scenario 2 |  | PPK¦SelectPro¦VDI3805¦Internet_EU | PPK SelectPro VDI3805 Internet_EU | PPK SelectPro VDI3805 Internet_EU | H712N/SV24A-SR-TPC |  | 1600 kPa | 400 kPa
145210 | H712N+SVC24A-SR-TPC | H712N+SVC24A-SR-TPC | 26 | H712N | + | SVC24A-SR-TPC | Fast runner | 0 | Scenario 2 |  | PPK¦SelectPro¦VDI3805¦Internet_EU | PPK SelectPro VDI3805 Internet_EU | PPK SelectPro VDI3805 Internet_EU | H712N+SVC24A-SR-TPC |  | 1600 kPa | 400 kPa
145211 | H712N/SVC24A-SR-TPC | H712N/SVC24A-SR-TPC | 26 | H712N | / | SVC24A-SR-TPC | Fast runner | 0 | Scenario 2 |  | PPK¦SelectPro¦VDI3805¦Internet_EU | PPK SelectPro VDI3805 Internet_EU | PPK SelectPro VDI3805 Internet_EU | H712N/SVC24A-SR-TPC |  | 1600 kPa | 400 kPa
145212 | H712R+SV24A-SR-TPC | H712R+SV24A-SR-TPC | 26 | H712R | + | SV24A-SR-TPC | Standard actuator | 0 | Scenario 2 |  | PPK¦SelectPro¦VDI3805¦Internet_EU | PPK SelectPro VDI3805 Internet_EU | PPK SelectPro VDI3805 Internet_EU | H712R+SV24A-SR-TPC |  | 600 kPa | 400 kPa
145213 | H712R/SV24A-SR-TPC | H712R/SV24A-SR-TPC | 26 | H712R | / | SV24A-SR-TPC | Standard actuator | 0 | Scenario 2 |  | PPK¦SelectPro¦VDI3805¦Internet_EU | PPK SelectPro VDI3805 Internet_EU | PPK SelectPro VDI3805 Internet_EU | H712R/SV24A-SR-TPC |  | 600 kPa | 400 kPa
145214 | H712R+SVC24A-SR-TPC | H712R+SVC24A-SR-TPC | 26 | H712R | + | SVC24A-SR-TPC | Fast runner | 0 | Scenario 2 |  | PPK¦SelectPro¦VDI3805¦Internet_EU | PPK SelectPro VDI3805 Internet_EU | PPK SelectPro VDI3805 Internet_EU | H712R+SVC24A-SR-TPC |  | 600 kPa | 400 kPa
145215 | H712R/SVC24A-SR-TPC | H712R/SVC24A-SR-TPC | 26 | H712R | / | SVC24A-SR-TPC | Fast runner | 0 | Scenario 2 |  | PPK¦SelectPro¦VDI3805¦Internet_EU | PPK SelectPro VDI3805 Internet_EU | PPK SelectPro VDI3805 Internet_EU | H712R/SVC24A-SR-TPC |  | 600 kPa | 400 kPa
145216 | H713N+SV24A-SR-TPC | H713N+SV24A-SR-TPC | 26 | H713N | + | SV24A-SR-TPC | Standard actuator | 0 | Scenario 2 |  | PPK¦SelectPro¦VDI3805¦Internet_EU | PPK SelectPro VDI3805 Internet_EU | PPK SelectPro VDI3805 Internet_EU | H713N+SV24A-SR-TPC |  | 1600 kPa | 400 kPa
145217 | H713N/SV24A-SR-TPC | H713N/SV24A-SR-TPC | 26 | H713N | / | SV24A-SR-TPC | Standard actuator | 0 | Scenario 2 |  | PPK¦SelectPro¦VDI3805¦Internet_EU | PPK SelectPro VDI3805 Internet_EU | PPK SelectPro VDI3805 Internet_EU | H713N/SV24A-SR-TPC |  | 1600 kPa | 400 kPa
145218 | H713N+SVC24A-SR-TPC | H713N+SVC24A-SR-TPC | 26 | H713N | + | SVC24A-SR-TPC | Fast runner | 0 | Scenario 2 |  | PPK¦SelectPro¦VDI3805¦Internet_EU | PPK SelectPro VDI3805 Internet_EU | PPK SelectPro VDI3805 Internet_EU | H713N+SVC24A-SR-TPC |  | 1600 kPa | 400 kPa
145219 | H713N/SVC24A-SR-TPC | H713N/SVC24A-SR-TPC | 26 | H713N | / | SVC24A-SR-TPC | Fast runner | 0 | Scenario 2 |  | PPK¦SelectPro¦VDI3805¦Internet_EU | PPK SelectPro VDI3805 Internet_EU | PPK SelectPro VDI3805 Internet_EU | H713N/SVC24A-SR-TPC |  | 1600 kPa | 400 kPa
145220 | H713R+SV24A-SR-TPC | H713R+SV24A-SR-TPC | 26 | H713R | + | SV24A-SR-TPC | Standard actuator | 0 | Scenario 2 |  | PPK¦SelectPro¦VDI3805¦Internet_EU | PPK SelectPro VDI3805 Internet_EU | PPK SelectPro VDI3805 Internet_EU | H713R+SV24A-SR-TPC |  | 600 kPa | 400 kPa
145221 | H713R/SV24A-SR-TPC | H713R/SV24A-SR-TPC | 26 | H713R | / | SV24A-SR-TPC | Standard actuator | 0 | Scenario 2 |  | PPK¦SelectPro¦VDI3805¦Internet_EU | PPK SelectPro VDI3805 Internet_EU | PPK SelectPro VDI3805 Internet_EU | H713R/SV24A-SR-TPC |  | 600 kPa | 400 kPa
145222 | H713R+SVC24A-SR-TPC | H713R+SVC24A-SR-TPC | 26 | H713R | + | SVC24A-SR-TPC | Fast runner | 0 | Scenario 2 |  | PPK¦SelectPro¦VDI3805¦Internet_EU | PPK SelectPro VDI3805 Internet_EU | PPK SelectPro VDI3805 Internet_EU | H713R+SVC24A-SR-TPC |  | 600 kPa | 400 kPa
145223 | H713R/SVC24A-SR-TPC | H713R/SVC24A-SR-TPC | 26 | H713R | / | SVC24A-SR-TPC | Fast runner | 0 | Scenario 2 |  | PPK¦SelectPro¦VDI3805¦Internet_EU | PPK SelectPro VDI3805 Internet_EU | PPK SelectPro VDI3805 Internet_EU | H713R/SVC24A-SR-TPC |  | 600 kPa | 400 kPa
145224 | H714N+SV24A-SR-TPC | H714N+SV24A-SR-TPC | 26 | H714N | + | SV24A-SR-TPC | Standard actuator | 0 | Scenario 2 |  | PPK¦SelectPro¦VDI3805¦Internet_EU | PPK SelectPro VDI3805 Internet_EU | PPK SelectPro VDI3805 Internet_EU | H714N+SV24A-SR-TPC |  | 1600 kPa | 400 kPa
145225 | H714N/SV24A-SR-TPC | H714N/SV24A-SR-TPC | 26 | H714N | / | SV24A-SR-TPC | Standard actuator | 0 | Scenario 2 |  | PPK¦SelectPro¦VDI3805¦Internet_EU | PPK SelectPro VDI3805 Internet_EU | PPK SelectPro VDI3805 Internet_EU | H714N/SV24A-SR-TPC |  | 1600 kPa | 400 kPa
145226 | H714N+SVC24A-SR-TPC | H714N+SVC24A-SR-TPC | 26 | H714N | + | SVC24A-SR-TPC | Fast runner | 0 | Scenario 2 |  | PPK¦SelectPro¦VDI3805¦Internet_EU | PPK SelectPro VDI3805 Internet_EU | PPK SelectPro VDI3805 Internet_EU | H714N+SVC24A-SR-TPC |  | 1600 kPa | 400 kPa
145227 | H714N/SVC24A-SR-TPC | H714N/SVC24A-SR-TPC | 26 | H714N | / | SVC24A-SR-TPC | Fast runner | 0 | Scenario 2 |  | PPK¦SelectPro¦VDI3805¦Internet_EU | PPK SelectPro VDI3805 Internet_EU | PPK SelectPro VDI3805 Internet_EU | H714N/SVC24A-SR-TPC |  | 1600 kPa | 400 kPa
145228 | H714R+SV24A-SR-TPC | H714R+SV24A-SR-TPC | 26 | H714R | + | SV24A-SR-TPC | Standard actuator | 0 | Scenario 2 |  | PPK¦SelectPro¦VDI3805¦Internet_EU | PPK SelectPro VDI3805 Internet_EU | PPK SelectPro VDI3805 Internet_EU | H714R+SV24A-SR-TPC |  | 600 kPa | 400 kPa
145229 | H714R/SV24A-SR-TPC | H714R/SV24A-SR-TPC | 26 | H714R | / | SV24A-SR-TPC | Standard actuator | 0 | Scenario 2 |  | PPK¦SelectPro¦VDI3805¦Internet_EU | PPK SelectPro VDI3805 Internet_EU | PPK SelectPro VDI3805 Internet_EU | H714R/SV24A-SR-TPC |  | 600 kPa | 400 kPa
145230 | H714R+SVC24A-SR-TPC | H714R+SVC24A-SR-TPC | 26 | H714R | + | SVC24A-SR-TPC | Fast runner | 0 | Scenario 2 |  | PPK¦SelectPro¦VDI3805¦Internet_EU | PPK SelectPro VDI3805 Internet_EU | PPK SelectPro VDI3805 Internet_EU | H714R+SVC24A-SR-TPC |  | 600 kPa | 400 kPa
145231 | H714R/SVC24A-SR-TPC | H714R/SVC24A-SR-TPC | 26 | H714R | / | SVC24A-SR-TPC | Fast runner | 0 | Scenario 2 |  | PPK¦SelectPro¦VDI3805¦Internet_EU | PPK SelectPro VDI3805 Internet_EU | PPK SelectPro VDI3805 Internet_EU | H714R/SVC24A-SR-TPC |  | 600 kPa | 400 kPa
145232 | H715N+SV24A-SR-TPC | H715N+SV24A-SR-TPC | 26 | H715N | + | SV24A-SR-TPC | Standard actuator | 0 | Scenario 2 |  | PPK¦SelectPro¦VDI3805¦Internet_EU | PPK SelectPro VDI3805 Internet_EU | PPK SelectPro VDI3805 Internet_EU | H715N+SV24A-SR-TPC |  | 1600 kPa | 400 kPa
145233 | H715N/SV24A-SR-TPC | H715N/SV24A-SR-TPC | 26 | H715N | / | SV24A-SR-TPC | Standard actuator | 0 | Scenario 2 |  | PPK¦SelectPro¦VDI3805¦Internet_EU | PPK SelectPro VDI3805 Internet_EU | PPK SelectPro VDI3805 Internet_EU | H715N/SV24A-SR-TPC |  | 1600 kPa | 400 kPa
145234 | H715N+SVC24A-SR-TPC | H715N+SVC24A-SR-TPC | 26 | H715N | + | SVC24A-SR-TPC | Fast runner | 0 | Scenario 2 |  | PPK¦SelectPro¦VDI3805¦Internet_EU | PPK SelectPro VDI3805 Internet_EU | PPK SelectPro VDI3805 Internet_EU | H715N+SVC24A-SR-TPC |  | 1600 kPa | 400 kPa
145235 | H715N/SVC24A-SR-TPC | H715N/SVC24A-SR-TPC | 26 | H715N | / | SVC24A-SR-TPC | Fast runner | 0 | Scenario 2 |  | PPK¦SelectPro¦VDI3805¦Internet_EU | PPK SelectPro VDI3805 Internet_EU | PPK SelectPro VDI3805 Internet_EU | H715N/SVC24A-SR-TPC |  | 1600 kPa | 400 kPa
145236 | H715R+SV24A-SR-TPC | H715R+SV24A-SR-TPC | 26 | H715R | + | SV24A-SR-TPC | Standard actuator | 0 | Scenario 2 |  | PPK¦SelectPro¦VDI3805¦Internet_EU | PPK SelectPro VDI3805 Internet_EU | PPK SelectPro VDI3805 Internet_EU | H715R+SV24A-SR-TPC |  | 600 kPa | 400 kPa
145237 | H715R/SV24A-SR-TPC | H715R/SV24A-SR-TPC | 26 | H715R | / | SV24A-SR-TPC | Standard actuator | 0 | Scenario 2 |  | PPK¦SelectPro¦VDI3805¦Internet_EU | PPK SelectPro VDI3805 Internet_EU | PPK SelectPro VDI3805 Internet_EU | H715R/SV24A-SR-TPC |  | 600 kPa | 400 kPa
145238 | H715R+SVC24A-SR-TPC | H715R+SVC24A-SR-TPC | 26 | H715R | + | SVC24A-SR-TPC | Fast runner | 0 | Scenario 2 |  | PPK¦SelectPro¦VDI3805¦Internet_EU | PPK SelectPro VDI3805 Internet_EU | PPK SelectPro VDI3805 Internet_EU | H715R+SVC24A-SR-TPC |  | 600 kPa | 400 kPa
145239 | H715R/SVC24A-SR-TPC | H715R/SVC24A-SR-TPC | 26 | H715R | / | SVC24A-SR-TPC | Fast runner | 0 | Scenario 2 |  | PPK¦SelectPro¦VDI3805¦Internet_EU | PPK SelectPro VDI3805 Internet_EU | PPK SelectPro VDI3805 Internet_EU | H715R/SVC24A-SR-TPC |  | 600 kPa | 400 kPa
145240 | H720N+SV24A-SR-TPC | H720N+SV24A-SR-TPC | 26 | H720N | + | SV24A-SR-TPC | Standard actuator | 0 | Scenario 2 |  | PPK¦SelectPro¦VDI3805¦Internet_EU | PPK SelectPro VDI3805 Internet_EU | PPK SelectPro VDI3805 Internet_EU | H720N+SV24A-SR-TPC |  | 1600 kPa | 400 kPa
145241 | H720N/SV24A-SR-TPC | H720N/SV24A-SR-TPC | 26 | H720N | / | SV24A-SR-TPC | Standard actuator | 0 | Scenario 2 |  | PPK¦SelectPro¦VDI3805¦Internet_EU | PPK SelectPro VDI3805 Internet_EU | PPK SelectPro VDI3805 Internet_EU | H720N/SV24A-SR-TPC |  | 1600 kPa | 400 kPa
145242 | H720N+SVC24A-SR-TPC | H720N+SVC24A-SR-TPC | 26 | H720N | + | SVC24A-SR-TPC | Fast runner | 0 | Scenario 2 |  | PPK¦SelectPro¦VDI3805¦Internet_EU | PPK SelectPro VDI3805 Internet_EU | PPK SelectPro VDI3805 Internet_EU | H720N+SVC24A-SR-TPC |  | 1600 kPa | 400 kPa
145243 | H720N/SVC24A-SR-TPC | H720N/SVC24A-SR-TPC | 26 | H720N | / | SVC24A-SR-TPC | Fast runner | 0 | Scenario 2 |  | PPK¦SelectPro¦VDI3805¦Internet_EU | PPK SelectPro VDI3805 Internet_EU | PPK SelectPro VDI3805 Internet_EU | H720N/SVC24A-SR-TPC |  | 1600 kPa | 400 kPa
145244 | H720R+SV24A-SR-TPC | H720R+SV24A-SR-TPC | 26 | H720R | + | SV24A-SR-TPC | Standard actuator | 0 | Scenario 2 |  | PPK¦SelectPro¦VDI3805¦Internet_EU | PPK SelectPro VDI3805 Internet_EU | PPK SelectPro VDI3805 Internet_EU | H720R+SV24A-SR-TPC |  | 600 kPa | 400 kPa
145245 | H720R/SV24A-SR-TPC | H720R/SV24A-SR-TPC | 26 | H720R | / | SV24A-SR-TPC | Standard actuator | 0 | Scenario 2 |  | PPK¦SelectPro¦VDI3805¦Internet_EU | PPK SelectPro VDI3805 Internet_EU | PPK SelectPro VDI3805 Internet_EU | H720R/SV24A-SR-TPC |  | 600 kPa | 400 kPa
145246 | H720R+SVC24A-SR-TPC | H720R+SVC24A-SR-TPC | 26 | H720R | + | SVC24A-SR-TPC | Fast runner | 0 | Scenario 2 |  | PPK¦SelectPro¦VDI3805¦Internet_EU | PPK SelectPro VDI3805 Internet_EU | PPK SelectPro VDI3805 Internet_EU | H720R+SVC24A-SR-TPC |  | 600 kPa | 400 kPa
145247 | H720R/SVC24A-SR-TPC | H720R/SVC24A-SR-TPC | 26 | H720R | / | SVC24A-SR-TPC | Fast runner | 0 | Scenario 2 |  | PPK¦SelectPro¦VDI3805¦Internet_EU | PPK SelectPro VDI3805 Internet_EU | PPK SelectPro VDI3805 Internet_EU | H720R/SVC24A-SR-TPC |  | 600 kPa | 400 kPa
145248 | H725N+SV24A-SR-TPC | H725N+SV24A-SR-TPC | 26 | H725N | + | SV24A-SR-TPC | Standard actuator | 0 | Scenario 2 |  | PPK¦SelectPro¦VDI3805¦Internet_EU | PPK SelectPro VDI3805 Internet_EU | PPK SelectPro VDI3805 Internet_EU | H725N+SV24A-SR-TPC |  | 1600 kPa | 400 kPa
145249 | H725N/SV24A-SR-TPC | H725N/SV24A-SR-TPC | 26 | H725N | / | SV24A-SR-TPC | Standard actuator | 0 | Scenario 2 |  | PPK¦SelectPro¦VDI3805¦Internet_EU | PPK SelectPro VDI3805 Internet_EU | PPK SelectPro VDI3805 Internet_EU | H725N/SV24A-SR-TPC |  | 1600 kPa | 400 kPa
145250 | H725N+SVC24A-SR-TPC | H725N+SVC24A-SR-TPC | 26 | H725N | + | SVC24A-SR-TPC | Fast runner | 0 | Scenario 2 |  | PPK¦SelectPro¦VDI3805¦Internet_EU | PPK SelectPro VDI3805 Internet_EU | PPK SelectPro VDI3805 Internet_EU | H725N+SVC24A-SR-TPC |  | 1600 kPa | 400 kPa
145251 | H725N/SVC24A-SR-TPC | H725N/SVC24A-SR-TPC | 26 | H725N | / | SVC24A-SR-TPC | Fast runner | 0 | Scenario 2 |  | PPK¦SelectPro¦VDI3805¦Internet_EU | PPK SelectPro VDI3805 Internet_EU | PPK SelectPro VDI3805 Internet_EU | H725N/SVC24A-SR-TPC |  | 1600 kPa | 400 kPa
145252 | H725R+SV24A-SR-TPC | H725R+SV24A-SR-TPC | 26 | H725R | + | SV24A-SR-TPC | Standard actuator | 0 | Scenario 2 |  | PPK¦SelectPro¦VDI3805¦Internet_EU | PPK SelectPro VDI3805 Internet_EU | PPK SelectPro VDI3805 Internet_EU | H725R+SV24A-SR-TPC |  | 600 kPa | 400 kPa
145253 | H725R/SV24A-SR-TPC | H725R/SV24A-SR-TPC | 26 | H725R | / | SV24A-SR-TPC | Standard actuator | 0 | Scenario 2 |  | PPK¦SelectPro¦VDI3805¦Internet_EU | PPK SelectPro VDI3805 Internet_EU | PPK SelectPro VDI3805 Internet_EU | H725R/SV24A-SR-TPC |  | 600 kPa | 400 kPa
145254 | H725R+SVC24A-SR-TPC | H725R+SVC24A-SR-TPC | 26 | H725R | + | SVC24A-SR-TPC | Fast runner | 0 | Scenario 2 |  | PPK¦SelectPro¦VDI3805¦Internet_EU | PPK SelectPro VDI3805 Internet_EU | PPK SelectPro VDI3805 Internet_EU | H725R+SVC24A-SR-TPC |  | 600 kPa | 400 kPa
145255 | H725R/SVC24A-SR-TPC | H725R/SVC24A-SR-TPC | 26 | H725R | / | SVC24A-SR-TPC | Fast runner | 0 | Scenario 2 |  | PPK¦SelectPro¦VDI3805¦Internet_EU | PPK SelectPro VDI3805 Internet_EU | PPK SelectPro VDI3805 Internet_EU | H725R/SVC24A-SR-TPC |  | 600 kPa | 400 kPa
145256 | H732N+SV24A-SR-TPC | H732N+SV24A-SR-TPC | 26 | H732N | + | SV24A-SR-TPC | Standard actuator | 0 | Scenario 2 |  | PPK¦SelectPro¦VDI3805¦Internet_EU | PPK SelectPro VDI3805 Internet_EU | PPK SelectPro VDI3805 Internet_EU | H732N+SV24A-SR-TPC |  | 1600 kPa | 400 kPa
145257 | H732N/SV24A-SR-TPC | H732N/SV24A-SR-TPC | 26 | H732N | / | SV24A-SR-TPC | Standard actuator | 0 | Scenario 2 |  | PPK¦SelectPro¦VDI3805¦Internet_EU | PPK SelectPro VDI3805 Internet_EU | PPK SelectPro VDI3805 Internet_EU | H732N/SV24A-SR-TPC |  | 1600 kPa | 400 kPa
145258 | H732N+SVC24A-SR-TPC | H732N+SVC24A-SR-TPC | 26 | H732N | + | SVC24A-SR-TPC | Fast runner | 0 | Scenario 2 |  | PPK¦SelectPro¦VDI3805¦Internet_EU | PPK SelectPro VDI3805 Internet_EU | PPK SelectPro VDI3805 Internet_EU | H732N+SVC24A-SR-TPC |  | 1600 kPa | 400 kPa
145259 | H732N/SVC24A-SR-TPC | H732N/SVC24A-SR-TPC | 26 | H732N | / | SVC24A-SR-TPC | Fast runner | 0 | Scenario 2 |  | PPK¦SelectPro¦VDI3805¦Internet_EU | PPK SelectPro VDI3805 Internet_EU | PPK SelectPro VDI3805 Internet_EU | H732N/SVC24A-SR-TPC |  | 1600 kPa | 400 kPa
145260 | H732R+SV24A-SR-TPC | H732R+SV24A-SR-TPC | 26 | H732R | + | SV24A-SR-TPC | Standard actuator | 0 | Scenario 2 |  | PPK¦SelectPro¦VDI3805¦Internet_EU | PPK SelectPro VDI3805 Internet_EU | PPK SelectPro VDI3805 Internet_EU | H732R+SV24A-SR-TPC |  | 600 kPa | 400 kPa
145261 | H732R/SV24A-SR-TPC | H732R/SV24A-SR-TPC | 26 | H732R | / | SV24A-SR-TPC | Standard actuator | 0 | Scenario 2 |  | PPK¦SelectPro¦VDI3805¦Internet_EU | PPK SelectPro VDI3805 Internet_EU | PPK SelectPro VDI3805 Internet_EU | H732R/SV24A-SR-TPC |  | 600 kPa | 400 kPa
145262 | H732R+SVC24A-SR-TPC | H732R+SVC24A-SR-TPC | 26 | H732R | + | SVC24A-SR-TPC | Fast runner | 0 | Scenario 2 |  | PPK¦SelectPro¦VDI3805¦Internet_EU | PPK SelectPro VDI3805 Internet_EU | PPK SelectPro VDI3805 Internet_EU | H732R+SVC24A-SR-TPC |  | 600 kPa | 400 kPa
145263 | H732R/SVC24A-SR-TPC | H732R/SVC24A-SR-TPC | 26 | H732R | / | SVC24A-SR-TPC | Fast runner | 0 | Scenario 2 |  | PPK¦SelectPro¦VDI3805¦Internet_EU | PPK SelectPro VDI3805 Internet_EU | PPK SelectPro VDI3805 Internet_EU | H732R/SVC24A-SR-TPC |  | 600 kPa | 400 kPa
145264 | H740N+SV24A-SR-TPC | H740N+SV24A-SR-TPC | 26 | H740N | + | SV24A-SR-TPC | Standard actuator | 0 | Scenario 2 |  | PPK¦SelectPro¦VDI3805¦Internet_EU | PPK SelectPro VDI3805 Internet_EU | PPK SelectPro VDI3805 Internet_EU | H740N+SV24A-SR-TPC |  | 900 kPa | 400 kPa
145265 | H740N/SV24A-SR-TPC | H740N/SV24A-SR-TPC | 26 | H740N | / | SV24A-SR-TPC | Standard actuator | 0 | Scenario 2 |  | PPK¦SelectPro¦VDI3805¦Internet_EU | PPK SelectPro VDI3805 Internet_EU | PPK SelectPro VDI3805 Internet_EU | H740N/SV24A-SR-TPC |  | 900 kPa | 400 kPa
145266 | H740N+SVC24A-SR-TPC | H740N+SVC24A-SR-TPC | 26 | H740N | + | SVC24A-SR-TPC | Fast runner | 0 | Scenario 2 |  | PPK¦SelectPro¦VDI3805¦Internet_EU | PPK SelectPro VDI3805 Internet_EU | PPK SelectPro VDI3805 Internet_EU | H740N+SVC24A-SR-TPC |  | 900 kPa | 400 kPa
145267 | H740N/SVC24A-SR-TPC | H740N/SVC24A-SR-TPC | 26 | H740N | / | SVC24A-SR-TPC | Fast runner | 0 | Scenario 2 |  | PPK¦SelectPro¦VDI3805¦Internet_EU | PPK SelectPro VDI3805 Internet_EU | PPK SelectPro VDI3805 Internet_EU | H740N/SVC24A-SR-TPC |  | 900 kPa | 400 kPa
145268 | H740R+SV24A-SR-TPC | H740R+SV24A-SR-TPC | 26 | H740R | + | SV24A-SR-TPC | Standard actuator | 0 | Scenario 2 |  | PPK¦SelectPro¦VDI3805¦Internet_EU | PPK SelectPro VDI3805 Internet_EU | PPK SelectPro VDI3805 Internet_EU | H740R+SV24A-SR-TPC |  | 600 kPa | 400 kPa
145269 | H740R/SV24A-SR-TPC | H740R/SV24A-SR-TPC | 26 | H740R | / | SV24A-SR-TPC | Standard actuator | 0 | Scenario 2 |  | PPK¦SelectPro¦VDI3805¦Internet_EU | PPK SelectPro VDI3805 Internet_EU | PPK SelectPro VDI3805 Internet_EU | H740R/SV24A-SR-TPC |  | 600 kPa | 400 kPa
145270 | H740R+SVC24A-SR-TPC | H740R+SVC24A-SR-TPC | 26 | H740R | + | SVC24A-SR-TPC | Fast runner | 0 | Scenario 2 |  | PPK¦SelectPro¦VDI3805¦Internet_EU | PPK SelectPro VDI3805 Internet_EU | PPK SelectPro VDI3805 Internet_EU | H740R+SVC24A-SR-TPC |  | 600 kPa | 400 kPa
145271 | H740R/SVC24A-SR-TPC | H740R/SVC24A-SR-TPC | 26 | H740R | / | SVC24A-SR-TPC | Fast runner | 0 | Scenario 2 |  | PPK¦SelectPro¦VDI3805¦Internet_EU | PPK SelectPro VDI3805 Internet_EU | PPK SelectPro VDI3805 Internet_EU | H740R/SVC24A-SR-TPC |  | 600 kPa | 400 kPa
145272 | H750N+SV24A-SR-TPC | H750N+SV24A-SR-TPC | 26 | H750N | + | SV24A-SR-TPC | Standard actuator | 1 | Scenario 2 |  | PPK¦SelectPro¦VDI3805¦Internet_EU | PPK SelectPro VDI3805 Internet_EU | PPK SelectPro VDI3805 Internet_EU | H750N+SV24A-SR-TPC |  | 550 kPa | 400 kPa
145273 | H750N/SV24A-SR-TPC | H750N/SV24A-SR-TPC | 26 | H750N | / | SV24A-SR-TPC | Standard actuator | 1 | Scenario 2 |  | PPK¦SelectPro¦VDI3805¦Internet_EU | PPK SelectPro VDI3805 Internet_EU | PPK SelectPro VDI3805 Internet_EU | H750N/SV24A-SR-TPC |  | 550 kPa | 400 kPa
145274 | H750N+SVC24A-SR-TPC | H750N+SVC24A-SR-TPC | 26 | H750N | + | SVC24A-SR-TPC | Fast runner | 1 | Scenario 2 |  | PPK¦SelectPro¦VDI3805¦Internet_EU | PPK SelectPro VDI3805 Internet_EU | PPK SelectPro VDI3805 Internet_EU | H750N+SVC24A-SR-TPC |  | 550 kPa | 400 kPa
145275 | H750N/SVC24A-SR-TPC | H750N/SVC24A-SR-TPC | 26 | H750N | / | SVC24A-SR-TPC | Fast runner | 1 | Scenario 2 |  | PPK¦SelectPro¦VDI3805¦Internet_EU | PPK SelectPro VDI3805 Internet_EU | PPK SelectPro VDI3805 Internet_EU | H750N/SVC24A-SR-TPC |  | 550 kPa | 400 kPa
145276 | H750R+SV24A-SR-TPC | H750R+SV24A-SR-TPC | 26 | H750R | + | SV24A-SR-TPC | Standard actuator | 1 | Scenario 2 |  | PPK¦SelectPro¦VDI3805¦Internet_EU | PPK SelectPro VDI3805 Internet_EU | PPK SelectPro VDI3805 Internet_EU | H750R+SV24A-SR-TPC |  | 550 kPa | 400 kPa
145277 | H750R/SV24A-SR-TPC | H750R/SV24A-SR-TPC | 26 | H750R | / | SV24A-SR-TPC | Standard actuator | 1 | Scenario 2 |  | PPK¦SelectPro¦VDI3805¦Internet_EU | PPK SelectPro VDI3805 Internet_EU | PPK SelectPro VDI3805 Internet_EU | H750R/SV24A-SR-TPC |  | 550 kPa | 400 kPa
145278 | H750R+SVC24A-SR-TPC | H750R+SVC24A-SR-TPC | 26 | H750R | + | SVC24A-SR-TPC | Fast runner | 1 | Scenario 2 |  | PPK¦SelectPro¦VDI3805¦Internet_EU | PPK SelectPro VDI3805 Internet_EU | PPK SelectPro VDI3805 Internet_EU | H750R+SVC24A-SR-TPC |  | 550 kPa | 400 kPa
145279 | H750R/SVC24A-SR-TPC | H750R/SVC24A-SR-TPC | 26 | H750R | / | SVC24A-SR-TPC | Fast runner | 1 | Scenario 2 |  | PPK¦SelectPro¦VDI3805¦Internet_EU | PPK SelectPro VDI3805 Internet_EU | PPK SelectPro VDI3805 Internet_EU | H750R/SVC24A-SR-TPC |  | 550 kPa | 400 kPa
145280 | H764N+SV24A-SR-TPC | H764N+SV24A-SR-TPC | 26 | H764N | + | SV24A-SR-TPC | Standard actuator | 1 | Scenario 2 |  | PPK¦SelectPro¦VDI3805¦Internet_EU | PPK SelectPro VDI3805 Internet_EU | PPK SelectPro VDI3805 Internet_EU | H764N+SV24A-SR-TPC |  | 280 kPa | 280 kPa
145281 | H764N/SV24A-SR-TPC | H764N/SV24A-SR-TPC | 26 | H764N | / | SV24A-SR-TPC | Standard actuator | 1 | Scenario 2 |  | PPK¦SelectPro¦VDI3805¦Internet_EU | PPK SelectPro VDI3805 Internet_EU | PPK SelectPro VDI3805 Internet_EU | H764N/SV24A-SR-TPC |  | 280 kPa | 280 kPa
145282 | H764N+SVC24A-SR-TPC | H764N+SVC24A-SR-TPC | 26 | H764N | + | SVC24A-SR-TPC | Fast runner | 1 | Scenario 2 |  | PPK¦SelectPro¦VDI3805¦Internet_EU | PPK SelectPro VDI3805 Internet_EU | PPK SelectPro VDI3805 Internet_EU | H764N+SVC24A-SR-TPC |  | 280 kPa | 280 kPa
145283 | H764N/SVC24A-SR-TPC | H764N/SVC24A-SR-TPC | 26 | H764N | / | SVC24A-SR-TPC | Fast runner | 1 | Scenario 2 |  | PPK¦SelectPro¦VDI3805¦Internet_EU | PPK SelectPro VDI3805 Internet_EU | PPK SelectPro VDI3805 Internet_EU | H764N/SVC24A-SR-TPC |  | 280 kPa | 280 kPa
145284 | H764R+SV24A-SR-TPC | H764R+SV24A-SR-TPC | 26 | H764R | + | SV24A-SR-TPC | Standard actuator | 1 | Scenario 2 |  | PPK¦SelectPro¦VDI3805¦Internet_EU | PPK SelectPro VDI3805 Internet_EU | PPK SelectPro VDI3805 Internet_EU | H764R+SV24A-SR-TPC |  | 280 kPa | 280 kPa
145285 | H764R/SV24A-SR-TPC | H764R/SV24A-SR-TPC | 26 | H764R | / | SV24A-SR-TPC | Standard actuator | 1 | Scenario 2 |  | PPK¦SelectPro¦VDI3805¦Internet_EU | PPK SelectPro VDI3805 Internet_EU | PPK SelectPro VDI3805 Internet_EU | H764R/SV24A-SR-TPC |  | 280 kPa | 280 kPa
145286 | H764R+SVC24A-SR-TPC | H764R+SVC24A-SR-TPC | 26 | H764R | + | SVC24A-SR-TPC | Fast runner | 1 | Scenario 2 |  | PPK¦SelectPro¦VDI3805¦Internet_EU | PPK SelectPro VDI3805 Internet_EU | PPK SelectPro VDI3805 Internet_EU | H764R+SVC24A-SR-TPC |  | 280 kPa | 280 kPa
145287 | H764R/SVC24A-SR-TPC | H764R/SVC24A-SR-TPC | 26 | H764R | / | SVC24A-SR-TPC | Fast runner | 1 | Scenario 2 |  | PPK¦SelectPro¦VDI3805¦Internet_EU | PPK SelectPro VDI3805 Internet_EU | PPK SelectPro VDI3805 Internet_EU | H764R/SVC24A-SR-TPC |  | 280 kPa | 280 kPa
145288 | H779N+SV24A-SR-TPC | H779N+SV24A-SR-TPC | 26 | H779N | + | SV24A-SR-TPC | Standard actuator | 1 | Scenario 2 |  | PPK¦SelectPro¦VDI3805¦Internet_EU | PPK SelectPro VDI3805 Internet_EU | PPK SelectPro VDI3805 Internet_EU | H779N+SV24A-SR-TPC |  | 160 kPa | 160 kPa
145289 | H779N/SV24A-SR-TPC | H779N/SV24A-SR-TPC | 26 | H779N | / | SV24A-SR-TPC | Standard actuator | 1 | Scenario 2 |  | PPK¦SelectPro¦VDI3805¦Internet_EU | PPK SelectPro VDI3805 Internet_EU | PPK SelectPro VDI3805 Internet_EU | H779N/SV24A-SR-TPC |  | 160 kPa | 160 kPa
145290 | H779N+SVC24A-SR-TPC | H779N+SVC24A-SR-TPC | 26 | H779N | + | SVC24A-SR-TPC | Fast runner | 1 | Scenario 2 |  | PPK¦SelectPro¦VDI3805¦Internet_EU | PPK SelectPro VDI3805 Internet_EU | PPK SelectPro VDI3805 Internet_EU | H779N+SVC24A-SR-TPC |  | 160 kPa | 160 kPa
145291 | H779N/SVC24A-SR-TPC | H779N/SVC24A-SR-TPC | 26 | H779N | / | SVC24A-SR-TPC | Fast runner | 1 | Scenario 2 |  | PPK¦SelectPro¦VDI3805¦Internet_EU | PPK SelectPro VDI3805 Internet_EU | PPK SelectPro VDI3805 Internet_EU | H779N/SVC24A-SR-TPC |  | 160 kPa | 160 kPa
145292 | H779R+SV24A-SR-TPC | H779R+SV24A-SR-TPC | 26 | H779R | + | SV24A-SR-TPC | Standard actuator | 1 | Scenario 2 |  | PPK¦SelectPro¦VDI3805¦Internet_EU | PPK SelectPro VDI3805 Internet_EU | PPK SelectPro VDI3805 Internet_EU | H779R+SV24A-SR-TPC |  | 160 kPa | 160 kPa
145293 | H779R/SV24A-SR-TPC | H779R/SV24A-SR-TPC | 26 | H779R | / | SV24A-SR-TPC | Standard actuator | 1 | Scenario 2 |  | PPK¦SelectPro¦VDI3805¦Internet_EU | PPK SelectPro VDI3805 Internet_EU | PPK SelectPro VDI3805 Internet_EU | H779R/SV24A-SR-TPC |  | 160 kPa | 160 kPa
145294 | H779R+SVC24A-SR-TPC | H779R+SVC24A-SR-TPC | 26 | H779R | + | SVC24A-SR-TPC | Fast runner | 1 | Scenario 2 |  | PPK¦SelectPro¦VDI3805¦Internet_EU | PPK SelectPro VDI3805 Internet_EU | PPK SelectPro VDI3805 Internet_EU | H779R+SVC24A-SR-TPC |  | 160 kPa | 160 kPa
145295 | H779R/SVC24A-SR-TPC | H779R/SVC24A-SR-TPC | 26 | H779R | / | SVC24A-SR-TPC | Fast runner | 1 | Scenario 2 |  | PPK¦SelectPro¦VDI3805¦Internet_EU | PPK SelectPro VDI3805 Internet_EU | PPK SelectPro VDI3805 Internet_EU | H779R/SVC24A-SR-TPC |  | 160 kPa | 160 kPa
145296 | H620N+NVC24A-SR-TPC | H620N+NVC24A-SR-TPC | 26 | H620N | + | NVC24A-SR-TPC | Fast runner | 0 | Scenario 2 |  | PPK¦SelectPro¦VDI3805¦Internet_EU | PPK SelectPro VDI3805 Internet_EU | PPK SelectPro VDI3805 Internet_EU | H620N+NVC24A-SR-TPC |  | 1600 kPa | 400 kPa
145297 | H620N/NVC24A-SR-TPC | H620N/NVC24A-SR-TPC | 26 | H620N | / | NVC24A-SR-TPC | Fast runner | 0 | Scenario 2 |  | PPK¦SelectPro¦VDI3805¦Internet_EU | PPK SelectPro VDI3805 Internet_EU | PPK SelectPro VDI3805 Internet_EU | H620N/NVC24A-SR-TPC |  | 1600 kPa | 400 kPa
145298 | H620R+NVC24A-SR-TPC | H620R+NVC24A-SR-TPC | 26 | H620R | + | NVC24A-SR-TPC | Fast runner | 0 | Scenario 2 |  | PPK¦SelectPro¦VDI3805¦Internet_EU | PPK SelectPro VDI3805 Internet_EU | PPK SelectPro VDI3805 Internet_EU | H620R+NVC24A-SR-TPC |  | 600 kPa | 400 kPa
145299 | H620R/NVC24A-SR-TPC | H620R/NVC24A-SR-TPC | 26 | H620R | / | NVC24A-SR-TPC | Fast runner | 0 | Scenario 2 |  | PPK¦SelectPro¦VDI3805¦Internet_EU | PPK SelectPro VDI3805 Internet_EU | PPK SelectPro VDI3805 Internet_EU | H620R/NVC24A-SR-TPC |  | 600 kPa | 400 kPa
145300 | H620S+NVC24A-SR-TPC | H620S+NVC24A-SR-TPC | 26 | H620S | + | NVC24A-SR-TPC | Fast runner | 1 | Scenario 2 |  | PPK¦SelectPro¦VDI3805¦Internet_EU | PPK SelectPro VDI3805 Internet_EU | PPK SelectPro VDI3805 Internet_EU | H620S+NVC24A-SR-TPC |  | 1600 kPa | 1000 kPa
145301 | H620S/NVC24A-SR-TPC | H620S/NVC24A-SR-TPC | 26 | H620S | / | NVC24A-SR-TPC | Fast runner | 1 | Scenario 2 |  | PPK¦SelectPro¦VDI3805¦Internet_EU | PPK SelectPro VDI3805 Internet_EU | PPK SelectPro VDI3805 Internet_EU | H620S/NVC24A-SR-TPC |  | 1600 kPa | 1000 kPa
145302 | H624S+NVC24A-SR-TPC | H624S+NVC24A-SR-TPC | 26 | H624S | + | NVC24A-SR-TPC | Fast runner | 1 | Scenario 2 |  | PPK¦SelectPro¦VDI3805¦Internet_EU | PPK SelectPro VDI3805 Internet_EU | PPK SelectPro VDI3805 Internet_EU | H624S+NVC24A-SR-TPC |  | 1300 kPa | 1000 kPa
145303 | H624S/NVC24A-SR-TPC | H624S/NVC24A-SR-TPC | 26 | H624S | / | NVC24A-SR-TPC | Fast runner | 1 | Scenario 2 |  | PPK¦SelectPro¦VDI3805¦Internet_EU | PPK SelectPro VDI3805 Internet_EU | PPK SelectPro VDI3805 Internet_EU | H624S/NVC24A-SR-TPC |  | 1300 kPa | 1000 kPa
145304 | H625N+NVC24A-SR-TPC | H625N+NVC24A-SR-TPC | 26 | H625N | + | NVC24A-SR-TPC | Fast runner | 0 | Scenario 2 |  | PPK¦SelectPro¦VDI3805¦Internet_EU | PPK SelectPro VDI3805 Internet_EU | PPK SelectPro VDI3805 Internet_EU | H625N+NVC24A-SR-TPC |  | 1300 kPa | 400 kPa
145305 | H625N/NVC24A-SR-TPC | H625N/NVC24A-SR-TPC | 26 | H625N | / | NVC24A-SR-TPC | Fast runner | 0 | Scenario 2 |  | PPK¦SelectPro¦VDI3805¦Internet_EU | PPK SelectPro VDI3805 Internet_EU | PPK SelectPro VDI3805 Internet_EU | H625N/NVC24A-SR-TPC |  | 1300 kPa | 400 kPa
145306 | H625R+NVC24A-SR-TPC | H625R+NVC24A-SR-TPC | 26 | H625R | + | NVC24A-SR-TPC | Fast runner | 0 | Scenario 2 |  | PPK¦SelectPro¦VDI3805¦Internet_EU | PPK SelectPro VDI3805 Internet_EU | PPK SelectPro VDI3805 Internet_EU | H625R+NVC24A-SR-TPC |  | 600 kPa | 400 kPa
145307 | H625R/NVC24A-SR-TPC | H625R/NVC24A-SR-TPC | 26 | H625R | / | NVC24A-SR-TPC | Fast runner | 0 | Scenario 2 |  | PPK¦SelectPro¦VDI3805¦Internet_EU | PPK SelectPro VDI3805 Internet_EU | PPK SelectPro VDI3805 Internet_EU | H625R/NVC24A-SR-TPC |  | 600 kPa | 400 kPa
145308 | H625S+NVC24A-SR-TPC | H625S+NVC24A-SR-TPC | 26 | H625S | + | NVC24A-SR-TPC | Fast runner | 1 | Scenario 2 |  | PPK¦SelectPro¦VDI3805¦Internet_EU | PPK SelectPro VDI3805 Internet_EU | PPK SelectPro VDI3805 Internet_EU | H625S+NVC24A-SR-TPC |  | 1300 kPa | 1000 kPa
145309 | H625S/NVC24A-SR-TPC | H625S/NVC24A-SR-TPC | 26 | H625S | / | NVC24A-SR-TPC | Fast runner | 1 | Scenario 2 |  | PPK¦SelectPro¦VDI3805¦Internet_EU | PPK SelectPro VDI3805 Internet_EU | PPK SelectPro VDI3805 Internet_EU | H625S/NVC24A-SR-TPC |  | 1300 kPa | 1000 kPa
145310 | H632N+NVC24A-SR-TPC | H632N+NVC24A-SR-TPC | 26 | H632N | + | NVC24A-SR-TPC | Fast runner | 1 | Scenario 2 |  | PPK¦SelectPro¦VDI3805¦Internet_EU | PPK SelectPro VDI3805 Internet_EU | PPK SelectPro VDI3805 Internet_EU | H632N+NVC24A-SR-TPC |  | 1000 kPa | 400 kPa
145311 | H632N/NVC24A-SR-TPC | H632N/NVC24A-SR-TPC | 26 | H632N | / | NVC24A-SR-TPC | Fast runner | 1 | Scenario 2 |  | PPK¦SelectPro¦VDI3805¦Internet_EU | PPK SelectPro VDI3805 Internet_EU | PPK SelectPro VDI3805 Internet_EU | H632N/NVC24A-SR-TPC |  | 1000 kPa | 400 kPa
145312 | H632R+NVC24A-SR-TPC | H632R+NVC24A-SR-TPC | 26 | H632R | + | NVC24A-SR-TPC | Fast runner | 1 | Scenario 2 |  | PPK¦SelectPro¦VDI3805¦Internet_EU | PPK SelectPro VDI3805 Internet_EU | PPK SelectPro VDI3805 Internet_EU | H632R+NVC24A-SR-TPC |  | 600 kPa | 400 kPa
145313 | H632R/NVC24A-SR-TPC | H632R/NVC24A-SR-TPC | 26 | H632R | / | NVC24A-SR-TPC | Fast runner | 1 | Scenario 2 |  | PPK¦SelectPro¦VDI3805¦Internet_EU | PPK SelectPro VDI3805 Internet_EU | PPK SelectPro VDI3805 Internet_EU | H632R/NVC24A-SR-TPC |  | 600 kPa | 400 kPa
145314 | H632S+NVC24A-SR-TPC | H632S+NVC24A-SR-TPC | 26 | H632S | + | NVC24A-SR-TPC | Fast runner | 0 | Scenario 2 |  | PPK¦SelectPro¦VDI3805¦Internet_EU | PPK SelectPro VDI3805 Internet_EU | PPK SelectPro VDI3805 Internet_EU | H632S+NVC24A-SR-TPC |  | 950 kPa | 950 kPa
145315 | H632S/NVC24A-SR-TPC | H632S/NVC24A-SR-TPC | 26 | H632S | / | NVC24A-SR-TPC | Fast runner | 0 | Scenario 2 |  | PPK¦SelectPro¦VDI3805¦Internet_EU | PPK SelectPro VDI3805 Internet_EU | PPK SelectPro VDI3805 Internet_EU | H632S/NVC24A-SR-TPC |  | 950 kPa | 950 kPa
145316 | H640N+NVC24A-SR-TPC | H640N+NVC24A-SR-TPC | 26 | H640N | + | NVC24A-SR-TPC | Fast runner | 1 | Scenario 2 |  | PPK¦SelectPro¦VDI3805¦Internet_EU | PPK SelectPro VDI3805 Internet_EU | PPK SelectPro VDI3805 Internet_EU | H640N+NVC24A-SR-TPC |  | 500 kPa | 400 kPa
145317 | H640N/NVC24A-SR-TPC | H640N/NVC24A-SR-TPC | 26 | H640N | / | NVC24A-SR-TPC | Fast runner | 1 | Scenario 2 |  | PPK¦SelectPro¦VDI3805¦Internet_EU | PPK SelectPro VDI3805 Internet_EU | PPK SelectPro VDI3805 Internet_EU | H640N/NVC24A-SR-TPC |  | 500 kPa | 400 kPa
145318 | H640R+NVC24A-SR-TPC | H640R+NVC24A-SR-TPC | 26 | H640R | + | NVC24A-SR-TPC | Fast runner | 1 | Scenario 2 |  | PPK¦SelectPro¦VDI3805¦Internet_EU | PPK SelectPro VDI3805 Internet_EU | PPK SelectPro VDI3805 Internet_EU | H640R+NVC24A-SR-TPC |  | 500 kPa | 400 kPa
145319 | H640R/NVC24A-SR-TPC | H640R/NVC24A-SR-TPC | 26 | H640R | / | NVC24A-SR-TPC | Fast runner | 1 | Scenario 2 |  | PPK¦SelectPro¦VDI3805¦Internet_EU | PPK SelectPro VDI3805 Internet_EU | PPK SelectPro VDI3805 Internet_EU | H640R/NVC24A-SR-TPC |  | 500 kPa | 400 kPa
145320 | H640S+NVC24A-SR-TPC | H640S+NVC24A-SR-TPC | 26 | H640S | + | NVC24A-SR-TPC | Fast runner | 0 | Scenario 2 |  | PPK¦SelectPro¦VDI3805¦Internet_EU | PPK SelectPro VDI3805 Internet_EU | PPK SelectPro VDI3805 Internet_EU | H640S+NVC24A-SR-TPC |  | 500 kPa | 500 kPa
145321 | H640S/NVC24A-SR-TPC | H640S/NVC24A-SR-TPC | 26 | H640S | / | NVC24A-SR-TPC | Fast runner | 0 | Scenario 2 |  | PPK¦SelectPro¦VDI3805¦Internet_EU | PPK SelectPro VDI3805 Internet_EU | PPK SelectPro VDI3805 Internet_EU | H640S/NVC24A-SR-TPC |  | 500 kPa | 500 kPa
145322 | H640SP+NVC24A-SR-TPC | H640SP+NVC24A-SR-TPC | 26 | H640SP | + | NVC24A-SR-TPC | Fast runner | 1 | Scenario 2 |  | PPK¦SelectPro¦VDI3805¦Internet_EU | PPK SelectPro VDI3805 Internet_EU | PPK SelectPro VDI3805 Internet_EU | H640SP+NVC24A-SR-TPC |  | 1600 kPa | 1000 kPa
145323 | H640SP/NVC24A-SR-TPC | H640SP/NVC24A-SR-TPC | 26 | H640SP | / | NVC24A-SR-TPC | Fast runner | 1 | Scenario 2 |  | PPK¦SelectPro¦VDI3805¦Internet_EU | PPK SelectPro VDI3805 Internet_EU | PPK SelectPro VDI3805 Internet_EU | H640SP/NVC24A-SR-TPC |  | 1600 kPa | 1000 kPa
145324 | H650N+NVC24A-SR-TPC | H650N+NVC24A-SR-TPC | 26 | H650N | + | NVC24A-SR-TPC | Fast runner | 0 | Scenario 2 |  | PPK¦SelectPro¦VDI3805¦Internet_EU | PPK SelectPro VDI3805 Internet_EU | PPK SelectPro VDI3805 Internet_EU | H650N+NVC24A-SR-TPC |  | 300 kPa | 300 kPa
145325 | H650N/NVC24A-SR-TPC | H650N/NVC24A-SR-TPC | 26 | H650N | / | NVC24A-SR-TPC | Fast runner | 0 | Scenario 2 |  | PPK¦SelectPro¦VDI3805¦Internet_EU | PPK SelectPro VDI3805 Internet_EU | PPK SelectPro VDI3805 Internet_EU | H650N/NVC24A-SR-TPC |  | 300 kPa | 300 kPa
145326 | H650R+NVC24A-SR-TPC | H650R+NVC24A-SR-TPC | 26 | H650R | + | NVC24A-SR-TPC | Fast runner | 0 | Scenario 2 |  | PPK¦SelectPro¦VDI3805¦Internet_EU | PPK SelectPro VDI3805 Internet_EU | PPK SelectPro VDI3805 Internet_EU | H650R+NVC24A-SR-TPC |  | 300 kPa | 300 kPa
145327 | H650R/NVC24A-SR-TPC | H650R/NVC24A-SR-TPC | 26 | H650R | / | NVC24A-SR-TPC | Fast runner | 0 | Scenario 2 |  | PPK¦SelectPro¦VDI3805¦Internet_EU | PPK SelectPro VDI3805 Internet_EU | PPK SelectPro VDI3805 Internet_EU | H650R/NVC24A-SR-TPC |  | 300 kPa | 300 kPa
145328 | H650S+NVC24A-SR-TPC | H650S+NVC24A-SR-TPC | 26 | H650S | + | NVC24A-SR-TPC | Fast runner | 0 | Scenario 2 |  | PPK¦SelectPro¦VDI3805¦Internet_EU | PPK SelectPro VDI3805 Internet_EU | PPK SelectPro VDI3805 Internet_EU | H650S+NVC24A-SR-TPC |  | 300 kPa | 300 kPa
145329 | H650S/NVC24A-SR-TPC | H650S/NVC24A-SR-TPC | 26 | H650S | / | NVC24A-SR-TPC | Fast runner | 0 | Scenario 2 |  | PPK¦SelectPro¦VDI3805¦Internet_EU | PPK SelectPro VDI3805 Internet_EU | PPK SelectPro VDI3805 Internet_EU | H650S/NVC24A-SR-TPC |  | 300 kPa | 300 kPa
145330 | H650SP+NVC24A-SR-TPC | H650SP+NVC24A-SR-TPC | 26 | H650SP | + | NVC24A-SR-TPC | Fast runner | 1 | Scenario 2 |  | PPK¦SelectPro¦VDI3805¦Internet_EU | PPK SelectPro VDI3805 Internet_EU | PPK SelectPro VDI3805 Internet_EU | H650SP+NVC24A-SR-TPC |  | 1600 kPa | 1000 kPa
145331 | H650SP/NVC24A-SR-TPC | H650SP/NVC24A-SR-TPC | 26 | H650SP | / | NVC24A-SR-TPC | Fast runner | 1 | Scenario 2 |  | PPK¦SelectPro¦VDI3805¦Internet_EU | PPK SelectPro VDI3805 Internet_EU | PPK SelectPro VDI3805 Internet_EU | H650SP/NVC24A-SR-TPC |  | 1600 kPa | 1000 kPa
145332 | H664N+NVC24A-SR-TPC | H664N+NVC24A-SR-TPC | 26 | H664N | + | NVC24A-SR-TPC | Fast runner | 0 | Scenario 2 |  | PPK¦SelectPro¦VDI3805¦Internet_EU | PPK SelectPro VDI3805 Internet_EU | PPK SelectPro VDI3805 Internet_EU | H664N+NVC24A-SR-TPC |  | 140 kPa | 140 kPa
145333 | H664N/NVC24A-SR-TPC | H664N/NVC24A-SR-TPC | 26 | H664N | / | NVC24A-SR-TPC | Fast runner | 0 | Scenario 2 |  | PPK¦SelectPro¦VDI3805¦Internet_EU | PPK SelectPro VDI3805 Internet_EU | PPK SelectPro VDI3805 Internet_EU | H664N/NVC24A-SR-TPC |  | 140 kPa | 140 kPa
145334 | H664R+NVC24A-SR-TPC | H664R+NVC24A-SR-TPC | 26 | H664R | + | NVC24A-SR-TPC | Fast runner | 0 | Scenario 2 |  | PPK¦SelectPro¦VDI3805¦Internet_EU | PPK SelectPro VDI3805 Internet_EU | PPK SelectPro VDI3805 Internet_EU | H664R+NVC24A-SR-TPC |  | 140 kPa | 140 kPa
145335 | H664R/NVC24A-SR-TPC | H664R/NVC24A-SR-TPC | 26 | H664R | / | NVC24A-SR-TPC | Fast runner | 0 | Scenario 2 |  | PPK¦SelectPro¦VDI3805¦Internet_EU | PPK SelectPro VDI3805 Internet_EU | PPK SelectPro VDI3805 Internet_EU | H664R/NVC24A-SR-TPC |  | 140 kPa | 140 kPa
145336 | H664S+NVC24A-SR-TPC | H664S+NVC24A-SR-TPC | 26 | H664S | + | NVC24A-SR-TPC | Fast runner | 0 | Scenario 2 |  | PPK¦SelectPro¦VDI3805¦Internet_EU | PPK SelectPro VDI3805 Internet_EU | PPK SelectPro VDI3805 Internet_EU | H664S+NVC24A-SR-TPC |  | 130 kPa | 130 kPa
145337 | H664S/NVC24A-SR-TPC | H664S/NVC24A-SR-TPC | 26 | H664S | / | NVC24A-SR-TPC | Fast runner | 0 | Scenario 2 |  | PPK¦SelectPro¦VDI3805¦Internet_EU | PPK SelectPro VDI3805 Internet_EU | PPK SelectPro VDI3805 Internet_EU | H664S/NVC24A-SR-TPC |  | 130 kPa | 130 kPa
145338 | H664SP+NVC24A-SR-TPC | H664SP+NVC24A-SR-TPC | 26 | H664SP | + | NVC24A-SR-TPC | Fast runner | 1 | Scenario 2 |  | PPK¦SelectPro¦VDI3805¦Internet_EU | PPK SelectPro VDI3805 Internet_EU | PPK SelectPro VDI3805 Internet_EU | H664SP+NVC24A-SR-TPC |  | 1600 kPa | 1000 kPa
145339 | H664SP/NVC24A-SR-TPC | H664SP/NVC24A-SR-TPC | 26 | H664SP | / | NVC24A-SR-TPC | Fast runner | 1 | Scenario 2 |  | PPK¦SelectPro¦VDI3805¦Internet_EU | PPK SelectPro VDI3805 Internet_EU | PPK SelectPro VDI3805 Internet_EU | H664SP/NVC24A-SR-TPC |  | 1600 kPa | 1000 kPa
145340 | H679N+NVC24A-SR-TPC | H679N+NVC24A-SR-TPC | 26 | H679N | + | NVC24A-SR-TPC | Fast runner | 0 | Scenario 2 |  | PPK¦SelectPro¦VDI3805¦Internet_EU | PPK SelectPro VDI3805 Internet_EU | PPK SelectPro VDI3805 Internet_EU | H679N+NVC24A-SR-TPC |  | 80 kPa | 80 kPa
145341 | H679N/NVC24A-SR-TPC | H679N/NVC24A-SR-TPC | 26 | H679N | / | NVC24A-SR-TPC | Fast runner | 0 | Scenario 2 |  | PPK¦SelectPro¦VDI3805¦Internet_EU | PPK SelectPro VDI3805 Internet_EU | PPK SelectPro VDI3805 Internet_EU | H679N/NVC24A-SR-TPC |  | 80 kPa | 80 kPa
145342 | H411B+SV24A-SR-TPC | H411B+SV24A-SR-TPC | 26 | H411B | + | SV24A-SR-TPC | Standard actuator | 0 | Scenario 2 |  | PPK¦SelectPro¦VDI3805¦Internet_EU | PPK SelectPro VDI3805 Internet_EU | PPK SelectPro VDI3805 Internet_EU | H411B+SV24A-SR-TPC |  | 1600 kPa | 400 kPa
145343 | H411B/SV24A-SR-TPC | H411B/SV24A-SR-TPC | 26 | H411B | / | SV24A-SR-TPC | Standard actuator | 0 | Scenario 2 |  | PPK¦SelectPro¦VDI3805¦Internet_EU | PPK SelectPro VDI3805 Internet_EU | PPK SelectPro VDI3805 Internet_EU | H411B/SV24A-SR-TPC |  | 1600 kPa | 400 kPa
145344 | H411B+SVC24A-SR-TPC | H411B+SVC24A-SR-TPC | 26 | H411B | + | SVC24A-SR-TPC | Fast runner | 0 | Scenario 2 |  | PPK¦SelectPro¦VDI3805¦Internet_EU | PPK SelectPro VDI3805 Internet_EU | PPK SelectPro VDI3805 Internet_EU | H411B+SVC24A-SR-TPC |  | 1600 kPa | 400 kPa
145345 | H411B/SVC24A-SR-TPC | H411B/SVC24A-SR-TPC | 26 | H411B | / | SVC24A-SR-TPC | Fast runner | 0 | Scenario 2 |  | PPK¦SelectPro¦VDI3805¦Internet_EU | PPK SelectPro VDI3805 Internet_EU | PPK SelectPro VDI3805 Internet_EU | H411B/SVC24A-SR-TPC |  | 1600 kPa | 400 kPa
145346 | H412B+SV24A-SR-TPC | H412B+SV24A-SR-TPC | 26 | H412B | + | SV24A-SR-TPC | Standard actuator | 0 | Scenario 2 |  | PPK¦SelectPro¦VDI3805¦Internet_EU | PPK SelectPro VDI3805 Internet_EU | PPK SelectPro VDI3805 Internet_EU | H412B+SV24A-SR-TPC |  | 1600 kPa | 400 kPa
145347 | H412B/SV24A-SR-TPC | H412B/SV24A-SR-TPC | 26 | H412B | / | SV24A-SR-TPC | Standard actuator | 0 | Scenario 2 |  | PPK¦SelectPro¦VDI3805¦Internet_EU | PPK SelectPro VDI3805 Internet_EU | PPK SelectPro VDI3805 Internet_EU | H412B/SV24A-SR-TPC |  | 1600 kPa | 400 kPa
145348 | H412B+SVC24A-SR-TPC | H412B+SVC24A-SR-TPC | 26 | H412B | + | SVC24A-SR-TPC | Fast runner | 0 | Scenario 2 |  | PPK¦SelectPro¦VDI3805¦Internet_EU | PPK SelectPro VDI3805 Internet_EU | PPK SelectPro VDI3805 Internet_EU | H412B+SVC24A-SR-TPC |  | 1600 kPa | 400 kPa
145349 | H412B/SVC24A-SR-TPC | H412B/SVC24A-SR-TPC | 26 | H412B | / | SVC24A-SR-TPC | Fast runner | 0 | Scenario 2 |  | PPK¦SelectPro¦VDI3805¦Internet_EU | PPK SelectPro VDI3805 Internet_EU | PPK SelectPro VDI3805 Internet_EU | H412B/SVC24A-SR-TPC |  | 1600 kPa | 400 kPa
145350 | H413B+SV24A-SR-TPC | H413B+SV24A-SR-TPC | 26 | H413B | + | SV24A-SR-TPC | Standard actuator | 0 | Scenario 2 |  | PPK¦SelectPro¦VDI3805¦Internet_EU | PPK SelectPro VDI3805 Internet_EU | PPK SelectPro VDI3805 Internet_EU | H413B+SV24A-SR-TPC |  | 1600 kPa | 400 kPa
145351 | H413B/SV24A-SR-TPC | H413B/SV24A-SR-TPC | 26 | H413B | / | SV24A-SR-TPC | Standard actuator | 0 | Scenario 2 |  | PPK¦SelectPro¦VDI3805¦Internet_EU | PPK SelectPro VDI3805 Internet_EU | PPK SelectPro VDI3805 Internet_EU | H413B/SV24A-SR-TPC |  | 1600 kPa | 400 kPa
145352 | H413B+SVC24A-SR-TPC | H413B+SVC24A-SR-TPC | 26 | H413B | + | SVC24A-SR-TPC | Fast runner | 0 | Scenario 2 |  | PPK¦SelectPro¦VDI3805¦Internet_EU | PPK SelectPro VDI3805 Internet_EU | PPK SelectPro VDI3805 Internet_EU | H413B+SVC24A-SR-TPC |  | 1600 kPa | 400 kPa
145353 | H413B/SVC24A-SR-TPC | H413B/SVC24A-SR-TPC | 26 | H413B | / | SVC24A-SR-TPC | Fast runner | 0 | Scenario 2 |  | PPK¦SelectPro¦VDI3805¦Internet_EU | PPK SelectPro VDI3805 Internet_EU | PPK SelectPro VDI3805 Internet_EU | H413B/SVC24A-SR-TPC |  | 1600 kPa | 400 kPa
145354 | H414B+SV24A-SR-TPC | H414B+SV24A-SR-TPC | 26 | H414B | + | SV24A-SR-TPC | Standard actuator | 0 | Scenario 2 |  | PPK¦SelectPro¦VDI3805¦Internet_EU | PPK SelectPro VDI3805 Internet_EU | PPK SelectPro VDI3805 Internet_EU | H414B+SV24A-SR-TPC |  | 1600 kPa | 400 kPa
145355 | H414B/SV24A-SR-TPC | H414B/SV24A-SR-TPC | 26 | H414B | / | SV24A-SR-TPC | Standard actuator | 0 | Scenario 2 |  | PPK¦SelectPro¦VDI3805¦Internet_EU | PPK SelectPro VDI3805 Internet_EU | PPK SelectPro VDI3805 Internet_EU | H414B/SV24A-SR-TPC |  | 1600 kPa | 400 kPa
145356 | H414B+SVC24A-SR-TPC | H414B+SVC24A-SR-TPC | 26 | H414B | + | SVC24A-SR-TPC | Fast runner | 0 | Scenario 2 |  | PPK¦SelectPro¦VDI3805¦Internet_EU | PPK SelectPro VDI3805 Internet_EU | PPK SelectPro VDI3805 Internet_EU | H414B+SVC24A-SR-TPC |  | 1600 kPa | 400 kPa
145357 | H414B/SVC24A-SR-TPC | H414B/SVC24A-SR-TPC | 26 | H414B | / | SVC24A-SR-TPC | Fast runner | 0 | Scenario 2 |  | PPK¦SelectPro¦VDI3805¦Internet_EU | PPK SelectPro VDI3805 Internet_EU | PPK SelectPro VDI3805 Internet_EU | H414B/SVC24A-SR-TPC |  | 1600 kPa | 400 kPa
145358 | H415B+SV24A-SR-TPC | H415B+SV24A-SR-TPC | 26 | H415B | + | SV24A-SR-TPC | Standard actuator | 0 | Scenario 2 |  | PPK¦SelectPro¦VDI3805¦Internet_EU | PPK SelectPro VDI3805 Internet_EU | PPK SelectPro VDI3805 Internet_EU | H415B+SV24A-SR-TPC |  | 1600 kPa | 400 kPa
145359 | H415B/SV24A-SR-TPC | H415B/SV24A-SR-TPC | 26 | H415B | / | SV24A-SR-TPC | Standard actuator | 0 | Scenario 2 |  | PPK¦SelectPro¦VDI3805¦Internet_EU | PPK SelectPro VDI3805 Internet_EU | PPK SelectPro VDI3805 Internet_EU | H415B/SV24A-SR-TPC |  | 1600 kPa | 400 kPa
145360 | H415B+SVC24A-SR-TPC | H415B+SVC24A-SR-TPC | 26 | H415B | + | SVC24A-SR-TPC | Fast runner | 0 | Scenario 2 |  | PPK¦SelectPro¦VDI3805¦Internet_EU | PPK SelectPro VDI3805 Internet_EU | PPK SelectPro VDI3805 Internet_EU | H415B+SVC24A-SR-TPC |  | 1600 kPa | 400 kPa
145361 | H415B/SVC24A-SR-TPC | H415B/SVC24A-SR-TPC | 26 | H415B | / | SVC24A-SR-TPC | Fast runner | 0 | Scenario 2 |  | PPK¦SelectPro¦VDI3805¦Internet_EU | PPK SelectPro VDI3805 Internet_EU | PPK SelectPro VDI3805 Internet_EU | H415B/SVC24A-SR-TPC |  | 1600 kPa | 400 kPa
145362 | H420B+SV24A-SR-TPC | H420B+SV24A-SR-TPC | 26 | H420B | + | SV24A-SR-TPC | Standard actuator | 0 | Scenario 2 |  | PPK¦SelectPro¦VDI3805¦Internet_EU | PPK SelectPro VDI3805 Internet_EU | PPK SelectPro VDI3805 Internet_EU | H420B+SV24A-SR-TPC |  | 1600 kPa | 400 kPa
145363 | H420B/SV24A-SR-TPC | H420B/SV24A-SR-TPC | 26 | H420B | / | SV24A-SR-TPC | Standard actuator | 0 | Scenario 2 |  | PPK¦SelectPro¦VDI3805¦Internet_EU | PPK SelectPro VDI3805 Internet_EU | PPK SelectPro VDI3805 Internet_EU | H420B/SV24A-SR-TPC |  | 1600 kPa | 400 kPa
145364 | H420B+SVC24A-SR-TPC | H420B+SVC24A-SR-TPC | 26 | H420B | + | SVC24A-SR-TPC | Fast runner | 0 | Scenario 2 |  | PPK¦SelectPro¦VDI3805¦Internet_EU | PPK SelectPro VDI3805 Internet_EU | PPK SelectPro VDI3805 Internet_EU | H420B+SVC24A-SR-TPC |  | 1600 kPa | 400 kPa
145365 | H420B/SVC24A-SR-TPC | H420B/SVC24A-SR-TPC | 26 | H420B | / | SVC24A-SR-TPC | Fast runner | 0 | Scenario 2 |  | PPK¦SelectPro¦VDI3805¦Internet_EU | PPK SelectPro VDI3805 Internet_EU | PPK SelectPro VDI3805 Internet_EU | H420B/SVC24A-SR-TPC |  | 1600 kPa | 400 kPa
145366 | H425B+SV24A-SR-TPC | H425B+SV24A-SR-TPC | 26 | H425B | + | SV24A-SR-TPC | Standard actuator | 0 | Scenario 2 |  | PPK¦SelectPro¦VDI3805¦Internet_EU | PPK SelectPro VDI3805 Internet_EU | PPK SelectPro VDI3805 Internet_EU | H425B+SV24A-SR-TPC |  | 1600 kPa | 400 kPa
145367 | H425B/SV24A-SR-TPC | H425B/SV24A-SR-TPC | 26 | H425B | / | SV24A-SR-TPC | Standard actuator | 0 | Scenario 2 |  | PPK¦SelectPro¦VDI3805¦Internet_EU | PPK SelectPro VDI3805 Internet_EU | PPK SelectPro VDI3805 Internet_EU | H425B/SV24A-SR-TPC |  | 1600 kPa | 400 kPa
145368 | H425B+SVC24A-SR-TPC | H425B+SVC24A-SR-TPC | 26 | H425B | + | SVC24A-SR-TPC | Fast runner | 0 | Scenario 2 |  | PPK¦SelectPro¦VDI3805¦Internet_EU | PPK SelectPro VDI3805 Internet_EU | PPK SelectPro VDI3805 Internet_EU | H425B+SVC24A-SR-TPC |  | 1600 kPa | 400 kPa
145369 | H425B/SVC24A-SR-TPC | H425B/SVC24A-SR-TPC | 26 | H425B | / | SVC24A-SR-TPC | Fast runner | 0 | Scenario 2 |  | PPK¦SelectPro¦VDI3805¦Internet_EU | PPK SelectPro VDI3805 Internet_EU | PPK SelectPro VDI3805 Internet_EU | H425B/SVC24A-SR-TPC |  | 1600 kPa | 400 kPa
145370 | H432B+SV24A-SR-TPC | H432B+SV24A-SR-TPC | 26 | H432B | + | SV24A-SR-TPC | Standard actuator | 0 | Scenario 2 |  | PPK¦SelectPro¦VDI3805¦Internet_EU | PPK SelectPro VDI3805 Internet_EU | PPK SelectPro VDI3805 Internet_EU | H432B+SV24A-SR-TPC |  | 1600 kPa | 400 kPa
145371 | H432B/SV24A-SR-TPC | H432B/SV24A-SR-TPC | 26 | H432B | / | SV24A-SR-TPC | Standard actuator | 0 | Scenario 2 |  | PPK¦SelectPro¦VDI3805¦Internet_EU | PPK SelectPro VDI3805 Internet_EU | PPK SelectPro VDI3805 Internet_EU | H432B/SV24A-SR-TPC |  | 1600 kPa | 400 kPa
145372 | H432B+SVC24A-SR-TPC | H432B+SVC24A-SR-TPC | 26 | H432B | + | SVC24A-SR-TPC | Fast runner | 0 | Scenario 2 |  | PPK¦SelectPro¦VDI3805¦Internet_EU | PPK SelectPro VDI3805 Internet_EU | PPK SelectPro VDI3805 Internet_EU | H432B+SVC24A-SR-TPC |  | 1600 kPa | 400 kPa
145373 | H432B/SVC24A-SR-TPC | H432B/SVC24A-SR-TPC | 26 | H432B | / | SVC24A-SR-TPC | Fast runner | 0 | Scenario 2 |  | PPK¦SelectPro¦VDI3805¦Internet_EU | PPK SelectPro VDI3805 Internet_EU | PPK SelectPro VDI3805 Internet_EU | H432B/SVC24A-SR-TPC |  | 1600 kPa | 400 kPa
145374 | H440B+SV24A-SR-TPC | H440B+SV24A-SR-TPC | 26 | H440B | + | SV24A-SR-TPC | Standard actuator | 0 | Scenario 2 |  | PPK¦SelectPro¦VDI3805¦Internet_EU | PPK SelectPro VDI3805 Internet_EU | PPK SelectPro VDI3805 Internet_EU | H440B+SV24A-SR-TPC |  | 900 kPa | 400 kPa
145375 | H440B/SV24A-SR-TPC | H440B/SV24A-SR-TPC | 26 | H440B | / | SV24A-SR-TPC | Standard actuator | 0 | Scenario 2 |  | PPK¦SelectPro¦VDI3805¦Internet_EU | PPK SelectPro VDI3805 Internet_EU | PPK SelectPro VDI3805 Internet_EU | H440B/SV24A-SR-TPC |  | 900 kPa | 400 kPa
145376 | H440B+SVC24A-SR-TPC | H440B+SVC24A-SR-TPC | 26 | H440B | + | SVC24A-SR-TPC | Fast runner | 0 | Scenario 2 |  | PPK¦SelectPro¦VDI3805¦Internet_EU | PPK SelectPro VDI3805 Internet_EU | PPK SelectPro VDI3805 Internet_EU | H440B+SVC24A-SR-TPC |  | 900 kPa | 400 kPa
145377 | H440B/SVC24A-SR-TPC | H440B/SVC24A-SR-TPC | 26 | H440B | / | SVC24A-SR-TPC | Fast runner | 0 | Scenario 2 |  | PPK¦SelectPro¦VDI3805¦Internet_EU | PPK SelectPro VDI3805 Internet_EU | PPK SelectPro VDI3805 Internet_EU | H440B/SVC24A-SR-TPC |  | 900 kPa | 400 kPa
145378 | H450B+SV24A-SR-TPC | H450B+SV24A-SR-TPC | 26 | H450B | + | SV24A-SR-TPC | Standard actuator | 1 | Scenario 2 |  | PPK¦SelectPro¦VDI3805¦Internet_EU | PPK SelectPro VDI3805 Internet_EU | PPK SelectPro VDI3805 Internet_EU | H450B+SV24A-SR-TPC |  | 550 kPa | 400 kPa
145379 | H450B/SV24A-SR-TPC | H450B/SV24A-SR-TPC | 26 | H450B | / | SV24A-SR-TPC | Standard actuator | 1 | Scenario 2 |  | PPK¦SelectPro¦VDI3805¦Internet_EU | PPK SelectPro VDI3805 Internet_EU | PPK SelectPro VDI3805 Internet_EU | H450B/SV24A-SR-TPC |  | 550 kPa | 400 kPa
145380 | H450B+SVC24A-SR-TPC | H450B+SVC24A-SR-TPC | 26 | H450B | + | SVC24A-SR-TPC | Fast runner | 1 | Scenario 2 |  | PPK¦SelectPro¦VDI3805¦Internet_EU | PPK SelectPro VDI3805 Internet_EU | PPK SelectPro VDI3805 Internet_EU | H450B+SVC24A-SR-TPC |  | 550 kPa | 400 kPa
145381 | H450B/SVC24A-SR-TPC | H450B/SVC24A-SR-TPC | 26 | H450B | / | SVC24A-SR-TPC | Fast runner | 1 | Scenario 2 |  | PPK¦SelectPro¦VDI3805¦Internet_EU | PPK SelectPro VDI3805 Internet_EU | PPK SelectPro VDI3805 Internet_EU | H450B/SVC24A-SR-TPC |  | 550 kPa | 400 kPa
145382 | H511B+SV24A-SR-TPC | H511B+SV24A-SR-TPC | 26 | H511B | + | SV24A-SR-TPC | Standard actuator | 0 | Scenario 2 |  | PPK¦SelectPro¦VDI3805¦Internet_EU | PPK SelectPro VDI3805 Internet_EU | PPK SelectPro VDI3805 Internet_EU | H511B+SV24A-SR-TPC |  | 1600 kPa | 400 kPa
145383 | H511B/SV24A-SR-TPC | H511B/SV24A-SR-TPC | 26 | H511B | / | SV24A-SR-TPC | Standard actuator | 0 | Scenario 2 |  | PPK¦SelectPro¦VDI3805¦Internet_EU | PPK SelectPro VDI3805 Internet_EU | PPK SelectPro VDI3805 Internet_EU | H511B/SV24A-SR-TPC |  | 1600 kPa | 400 kPa
145384 | H511B+SVC24A-SR-TPC | H511B+SVC24A-SR-TPC | 26 | H511B | + | SVC24A-SR-TPC | Fast runner | 0 | Scenario 2 |  | PPK¦SelectPro¦VDI3805¦Internet_EU | PPK SelectPro VDI3805 Internet_EU | PPK SelectPro VDI3805 Internet_EU | H511B+SVC24A-SR-TPC |  | 1600 kPa | 400 kPa
145385 | H511B/SVC24A-SR-TPC | H511B/SVC24A-SR-TPC | 26 | H511B | / | SVC24A-SR-TPC | Fast runner | 0 | Scenario 2 |  | PPK¦SelectPro¦VDI3805¦Internet_EU | PPK SelectPro VDI3805 Internet_EU | PPK SelectPro VDI3805 Internet_EU | H511B/SVC24A-SR-TPC |  | 1600 kPa | 400 kPa
145386 | H512B+SV24A-SR-TPC | H512B+SV24A-SR-TPC | 26 | H512B | + | SV24A-SR-TPC | Standard actuator | 0 | Scenario 2 |  | PPK¦SelectPro¦VDI3805¦Internet_EU | PPK SelectPro VDI3805 Internet_EU | PPK SelectPro VDI3805 Internet_EU | H512B+SV24A-SR-TPC |  | 1600 kPa | 400 kPa
145387 | H512B/SV24A-SR-TPC | H512B/SV24A-SR-TPC | 26 | H512B | / | SV24A-SR-TPC | Standard actuator | 0 | Scenario 2 |  | PPK¦SelectPro¦VDI3805¦Internet_EU | PPK SelectPro VDI3805 Internet_EU | PPK SelectPro VDI3805 Internet_EU | H512B/SV24A-SR-TPC |  | 1600 kPa | 400 kPa
145388 | H512B+SVC24A-SR-TPC | H512B+SVC24A-SR-TPC | 26 | H512B | + | SVC24A-SR-TPC | Fast runner | 0 | Scenario 2 |  | PPK¦SelectPro¦VDI3805¦Internet_EU | PPK SelectPro VDI3805 Internet_EU | PPK SelectPro VDI3805 Internet_EU | H512B+SVC24A-SR-TPC |  | 1600 kPa | 400 kPa
145389 | H512B/SVC24A-SR-TPC | H512B/SVC24A-SR-TPC | 26 | H512B | / | SVC24A-SR-TPC | Fast runner | 0 | Scenario 2 |  | PPK¦SelectPro¦VDI3805¦Internet_EU | PPK SelectPro VDI3805 Internet_EU | PPK SelectPro VDI3805 Internet_EU | H512B/SVC24A-SR-TPC |  | 1600 kPa | 400 kPa
145390 | H513B+SV24A-SR-TPC | H513B+SV24A-SR-TPC | 26 | H513B | + | SV24A-SR-TPC | Standard actuator | 0 | Scenario 2 |  | PPK¦SelectPro¦VDI3805¦Internet_EU | PPK SelectPro VDI3805 Internet_EU | PPK SelectPro VDI3805 Internet_EU | H513B+SV24A-SR-TPC |  | 1600 kPa | 400 kPa
145391 | H513B/SV24A-SR-TPC | H513B/SV24A-SR-TPC | 26 | H513B | / | SV24A-SR-TPC | Standard actuator | 0 | Scenario 2 |  | PPK¦SelectPro¦VDI3805¦Internet_EU | PPK SelectPro VDI3805 Internet_EU | PPK SelectPro VDI3805 Internet_EU | H513B/SV24A-SR-TPC |  | 1600 kPa | 400 kPa
145392 | H513B+SVC24A-SR-TPC | H513B+SVC24A-SR-TPC | 26 | H513B | + | SVC24A-SR-TPC | Fast runner | 0 | Scenario 2 |  | PPK¦SelectPro¦VDI3805¦Internet_EU | PPK SelectPro VDI3805 Internet_EU | PPK SelectPro VDI3805 Internet_EU | H513B+SVC24A-SR-TPC |  | 1600 kPa | 400 kPa
145393 | H513B/SVC24A-SR-TPC | H513B/SVC24A-SR-TPC | 26 | H513B | / | SVC24A-SR-TPC | Fast runner | 0 | Scenario 2 |  | PPK¦SelectPro¦VDI3805¦Internet_EU | PPK SelectPro VDI3805 Internet_EU | PPK SelectPro VDI3805 Internet_EU | H513B/SVC24A-SR-TPC |  | 1600 kPa | 400 kPa
145394 | H514B+SV24A-SR-TPC | H514B+SV24A-SR-TPC | 26 | H514B | + | SV24A-SR-TPC | Standard actuator | 0 | Scenario 2 |  | PPK¦SelectPro¦VDI3805¦Internet_EU | PPK SelectPro VDI3805 Internet_EU | PPK SelectPro VDI3805 Internet_EU | H514B+SV24A-SR-TPC |  | 1600 kPa | 400 kPa
145395 | H514B/SV24A-SR-TPC | H514B/SV24A-SR-TPC | 26 | H514B | / | SV24A-SR-TPC | Standard actuator | 0 | Scenario 2 |  | PPK¦SelectPro¦VDI3805¦Internet_EU | PPK SelectPro VDI3805 Internet_EU | PPK SelectPro VDI3805 Internet_EU | H514B/SV24A-SR-TPC |  | 1600 kPa | 400 kPa
145396 | H514B+SVC24A-SR-TPC | H514B+SVC24A-SR-TPC | 26 | H514B | + | SVC24A-SR-TPC | Fast runner | 0 | Scenario 2 |  | PPK¦SelectPro¦VDI3805¦Internet_EU | PPK SelectPro VDI3805 Internet_EU | PPK SelectPro VDI3805 Internet_EU | H514B+SVC24A-SR-TPC |  | 1600 kPa | 400 kPa
145397 | H514B/SVC24A-SR-TPC | H514B/SVC24A-SR-TPC | 26 | H514B | / | SVC24A-SR-TPC | Fast runner | 0 | Scenario 2 |  | PPK¦SelectPro¦VDI3805¦Internet_EU | PPK SelectPro VDI3805 Internet_EU | PPK SelectPro VDI3805 Internet_EU | H514B/SVC24A-SR-TPC |  | 1600 kPa | 400 kPa
145398 | H515B+SV24A-SR-TPC | H515B+SV24A-SR-TPC | 26 | H515B | + | SV24A-SR-TPC | Standard actuator | 0 | Scenario 2 |  | PPK¦SelectPro¦VDI3805¦Internet_EU | PPK SelectPro VDI3805 Internet_EU | PPK SelectPro VDI3805 Internet_EU | H515B+SV24A-SR-TPC |  | 1600 kPa | 400 kPa
145399 | H515B/SV24A-SR-TPC | H515B/SV24A-SR-TPC | 26 | H515B | / | SV24A-SR-TPC | Standard actuator | 0 | Scenario 2 |  | PPK¦SelectPro¦VDI3805¦Internet_EU | PPK SelectPro VDI3805 Internet_EU | PPK SelectPro VDI3805 Internet_EU | H515B/SV24A-SR-TPC |  | 1600 kPa | 400 kPa
145400 | H515B+SVC24A-SR-TPC | H515B+SVC24A-SR-TPC | 26 | H515B | + | SVC24A-SR-TPC | Fast runner | 0 | Scenario 2 |  | PPK¦SelectPro¦VDI3805¦Internet_EU | PPK SelectPro VDI3805 Internet_EU | PPK SelectPro VDI3805 Internet_EU | H515B+SVC24A-SR-TPC |  | 1600 kPa | 400 kPa
145401 | H515B/SVC24A-SR-TPC | H515B/SVC24A-SR-TPC | 26 | H515B | / | SVC24A-SR-TPC | Fast runner | 0 | Scenario 2 |  | PPK¦SelectPro¦VDI3805¦Internet_EU | PPK SelectPro VDI3805 Internet_EU | PPK SelectPro VDI3805 Internet_EU | H515B/SVC24A-SR-TPC |  | 1600 kPa | 400 kPa
145402 | H520B+SV24A-SR-TPC | H520B+SV24A-SR-TPC | 26 | H520B | + | SV24A-SR-TPC | Standard actuator | 0 | Scenario 2 |  | PPK¦SelectPro¦VDI3805¦Internet_EU | PPK SelectPro VDI3805 Internet_EU | PPK SelectPro VDI3805 Internet_EU | H520B+SV24A-SR-TPC |  | 1600 kPa | 400 kPa
145403 | H520B/SV24A-SR-TPC | H520B/SV24A-SR-TPC | 26 | H520B | / | SV24A-SR-TPC | Standard actuator | 0 | Scenario 2 |  | PPK¦SelectPro¦VDI3805¦Internet_EU | PPK SelectPro VDI3805 Internet_EU | PPK SelectPro VDI3805 Internet_EU | H520B/SV24A-SR-TPC |  | 1600 kPa | 400 kPa
145404 | H520B+SVC24A-SR-TPC | H520B+SVC24A-SR-TPC | 26 | H520B | + | SVC24A-SR-TPC | Fast runner | 0 | Scenario 2 |  | PPK¦SelectPro¦VDI3805¦Internet_EU | PPK SelectPro VDI3805 Internet_EU | PPK SelectPro VDI3805 Internet_EU | H520B+SVC24A-SR-TPC |  | 1600 kPa | 400 kPa
145405 | H520B/SVC24A-SR-TPC | H520B/SVC24A-SR-TPC | 26 | H520B | / | SVC24A-SR-TPC | Fast runner | 0 | Scenario 2 |  | PPK¦SelectPro¦VDI3805¦Internet_EU | PPK SelectPro VDI3805 Internet_EU | PPK SelectPro VDI3805 Internet_EU | H520B/SVC24A-SR-TPC |  | 1600 kPa | 400 kPa
145406 | H525B+SV24A-SR-TPC | H525B+SV24A-SR-TPC | 26 | H525B | + | SV24A-SR-TPC | Standard actuator | 0 | Scenario 2 |  | PPK¦SelectPro¦VDI3805¦Internet_EU | PPK SelectPro VDI3805 Internet_EU | PPK SelectPro VDI3805 Internet_EU | H525B+SV24A-SR-TPC |  | 1600 kPa | 400 kPa
145407 | H525B/SV24A-SR-TPC | H525B/SV24A-SR-TPC | 26 | H525B | / | SV24A-SR-TPC | Standard actuator | 0 | Scenario 2 |  | PPK¦SelectPro¦VDI3805¦Internet_EU | PPK SelectPro VDI3805 Internet_EU | PPK SelectPro VDI3805 Internet_EU | H525B/SV24A-SR-TPC |  | 1600 kPa | 400 kPa
145408 | H525B+SVC24A-SR-TPC | H525B+SVC24A-SR-TPC | 26 | H525B | + | SVC24A-SR-TPC | Fast runner | 0 | Scenario 2 |  | PPK¦SelectPro¦VDI3805¦Internet_EU | PPK SelectPro VDI3805 Internet_EU | PPK SelectPro VDI3805 Internet_EU | H525B+SVC24A-SR-TPC |  | 1600 kPa | 400 kPa
145409 | H525B/SVC24A-SR-TPC | H525B/SVC24A-SR-TPC | 26 | H525B | / | SVC24A-SR-TPC | Fast runner | 0 | Scenario 2 |  | PPK¦SelectPro¦VDI3805¦Internet_EU | PPK SelectPro VDI3805 Internet_EU | PPK SelectPro VDI3805 Internet_EU | H525B/SVC24A-SR-TPC |  | 1600 kPa | 400 kPa
145410 | H532B+SV24A-SR-TPC | H532B+SV24A-SR-TPC | 26 | H532B | + | SV24A-SR-TPC | Standard actuator | 0 | Scenario 2 |  | PPK¦SelectPro¦VDI3805¦Internet_EU | PPK SelectPro VDI3805 Internet_EU | PPK SelectPro VDI3805 Internet_EU | H532B+SV24A-SR-TPC |  | 1600 kPa | 400 kPa
145411 | H532B/SV24A-SR-TPC | H532B/SV24A-SR-TPC | 26 | H532B | / | SV24A-SR-TPC | Standard actuator | 0 | Scenario 2 |  | PPK¦SelectPro¦VDI3805¦Internet_EU | PPK SelectPro VDI3805 Internet_EU | PPK SelectPro VDI3805 Internet_EU | H532B/SV24A-SR-TPC |  | 1600 kPa | 400 kPa
145412 | H532B+SVC24A-SR-TPC | H532B+SVC24A-SR-TPC | 26 | H532B | + | SVC24A-SR-TPC | Fast runner | 0 | Scenario 2 |  | PPK¦SelectPro¦VDI3805¦Internet_EU | PPK SelectPro VDI3805 Internet_EU | PPK SelectPro VDI3805 Internet_EU | H532B+SVC24A-SR-TPC |  | 1600 kPa | 400 kPa
145413 | H532B/SVC24A-SR-TPC | H532B/SVC24A-SR-TPC | 26 | H532B | / | SVC24A-SR-TPC | Fast runner | 0 | Scenario 2 |  | PPK¦SelectPro¦VDI3805¦Internet_EU | PPK SelectPro VDI3805 Internet_EU | PPK SelectPro VDI3805 Internet_EU | H532B/SVC24A-SR-TPC |  | 1600 kPa | 400 kPa
145414 | H540B+SV24A-SR-TPC | H540B+SV24A-SR-TPC | 26 | H540B | + | SV24A-SR-TPC | Standard actuator | 0 | Scenario 2 |  | PPK¦SelectPro¦VDI3805¦Internet_EU | PPK SelectPro VDI3805 Internet_EU | PPK SelectPro VDI3805 Internet_EU | H540B+SV24A-SR-TPC |  | 900 kPa | 400 kPa
145415 | H540B/SV24A-SR-TPC | H540B/SV24A-SR-TPC | 26 | H540B | / | SV24A-SR-TPC | Standard actuator | 0 | Scenario 2 |  | PPK¦SelectPro¦VDI3805¦Internet_EU | PPK SelectPro VDI3805 Internet_EU | PPK SelectPro VDI3805 Internet_EU | H540B/SV24A-SR-TPC |  | 900 kPa | 400 kPa
145416 | H540B+SVC24A-SR-TPC | H540B+SVC24A-SR-TPC | 26 | H540B | + | SVC24A-SR-TPC | Fast runner | 0 | Scenario 2 |  | PPK¦SelectPro¦VDI3805¦Internet_EU | PPK SelectPro VDI3805 Internet_EU | PPK SelectPro VDI3805 Internet_EU | H540B+SVC24A-SR-TPC |  | 900 kPa | 400 kPa
145417 | H540B/SVC24A-SR-TPC | H540B/SVC24A-SR-TPC | 26 | H540B | / | SVC24A-SR-TPC | Fast runner | 0 | Scenario 2 |  | PPK¦SelectPro¦VDI3805¦Internet_EU | PPK SelectPro VDI3805 Internet_EU | PPK SelectPro VDI3805 Internet_EU | H540B/SVC24A-SR-TPC |  | 900 kPa | 400 kPa
145418 | H550B+SV24A-SR-TPC | H550B+SV24A-SR-TPC | 26 | H550B | + | SV24A-SR-TPC | Standard actuator | 1 | Scenario 2 |  | PPK¦SelectPro¦VDI3805¦Internet_EU | PPK SelectPro VDI3805 Internet_EU | PPK SelectPro VDI3805 Internet_EU | H550B+SV24A-SR-TPC |  | 550 kPa | 400 kPa
145419 | H550B/SV24A-SR-TPC | H550B/SV24A-SR-TPC | 26 | H550B | / | SV24A-SR-TPC | Standard actuator | 1 | Scenario 2 |  | PPK¦SelectPro¦VDI3805¦Internet_EU | PPK SelectPro VDI3805 Internet_EU | PPK SelectPro VDI3805 Internet_EU | H550B/SV24A-SR-TPC |  | 550 kPa | 400 kPa
145420 | H550B+SVC24A-SR-TPC | H550B+SVC24A-SR-TPC | 26 | H550B | + | SVC24A-SR-TPC | Fast runner | 1 | Scenario 2 |  | PPK¦SelectPro¦VDI3805¦Internet_EU | PPK SelectPro VDI3805 Internet_EU | PPK SelectPro VDI3805 Internet_EU | H550B+SVC24A-SR-TPC |  | 550 kPa | 400 kPa
145421 | H550B/SVC24A-SR-TPC | H550B/SVC24A-SR-TPC | 26 | H550B | / | SVC24A-SR-TPC | Fast runner | 1 | Scenario 2 |  | PPK¦SelectPro¦VDI3805¦Internet_EU | PPK SelectPro VDI3805 Internet_EU | PPK SelectPro VDI3805 Internet_EU | H550B/SVC24A-SR-TPC |  | 550 kPa | 400 kPa
145422 | H6015X1-S2+SV24A-SR-TPC | H6015X1-S2+SV24A-SR-TPC | 26 | H6015X1-S2 | + | SV24A-SR-TPC | Standard actuator | 0 | Scenario 2 |  | PPK¦SelectPro¦VDI3805¦Internet_EU | PPK SelectPro VDI3805 Internet_EU | PPK SelectPro VDI3805 Internet_EU | H6015X1-S2+SV24A-SR-TPC |  | 2500 kPa | 1000 kPa
145423 | H6015X1-S2/SV24A-SR-TPC | H6015X1-S2/SV24A-SR-TPC | 26 | H6015X1-S2 | / | SV24A-SR-TPC | Standard actuator | 0 | Scenario 2 |  | PPK¦SelectPro¦VDI3805¦Internet_EU | PPK SelectPro VDI3805 Internet_EU | PPK SelectPro VDI3805 Internet_EU | H6015X1-S2/SV24A-SR-TPC |  | 2500 kPa | 1000 kPa
145424 | H6015X1-S2+SVC24A-SR-TPC | H6015X1-S2+SVC24A-SR-TPC | 26 | H6015X1-S2 | + | SVC24A-SR-TPC | Fast runner | 0 | Scenario 2 |  | PPK¦SelectPro¦VDI3805¦Internet_EU | PPK SelectPro VDI3805 Internet_EU | PPK SelectPro VDI3805 Internet_EU | H6015X1-S2+SVC24A-SR-TPC |  | 2500 kPa | 1000 kPa
145425 | H6015X1-S2/SVC24A-SR-TPC | H6015X1-S2/SVC24A-SR-TPC | 26 | H6015X1-S2 | / | SVC24A-SR-TPC | Fast runner | 0 | Scenario 2 |  | PPK¦SelectPro¦VDI3805¦Internet_EU | PPK SelectPro VDI3805 Internet_EU | PPK SelectPro VDI3805 Internet_EU | H6015X1-S2/SVC24A-SR-TPC |  | 2500 kPa | 1000 kPa
145426 | H6015X1P6-S2+SV24A-SR-TPC | H6015X1P6-S2+SV24A-SR-TPC | 26 | H6015X1P6-S2 | + | SV24A-SR-TPC | Standard actuator | 0 | Scenario 2 |  | PPK¦SelectPro¦VDI3805¦Internet_EU | PPK SelectPro VDI3805 Internet_EU | PPK SelectPro VDI3805 Internet_EU | H6015X1P6-S2+SV24A-SR-TPC |  | 2500 kPa | 1000 kPa
145427 | H6015X1P6-S2/SV24A-SR-TPC | H6015X1P6-S2/SV24A-SR-TPC | 26 | H6015X1P6-S2 | / | SV24A-SR-TPC | Standard actuator | 0 | Scenario 2 |  | PPK¦SelectPro¦VDI3805¦Internet_EU | PPK SelectPro VDI3805 Internet_EU | PPK SelectPro VDI3805 Internet_EU | H6015X1P6-S2/SV24A-SR-TPC |  | 2500 kPa | 1000 kPa
145428 | H6015X1P6-S2+SVC24A-SR-TPC | H6015X1P6-S2+SVC24A-SR-TPC | 26 | H6015X1P6-S2 | + | SVC24A-SR-TPC | Fast runner | 0 | Scenario 2 |  | PPK¦SelectPro¦VDI3805¦Internet_EU | PPK SelectPro VDI3805 Internet_EU | PPK SelectPro VDI3805 Internet_EU | H6015X1P6-S2+SVC24A-SR-TPC |  | 2500 kPa | 1000 kPa
145429 | H6015X1P6-S2/SVC24A-SR-TPC | H6015X1P6-S2/SVC24A-SR-TPC | 26 | H6015X1P6-S2 | / | SVC24A-SR-TPC | Fast runner | 0 | Scenario 2 |  | PPK¦SelectPro¦VDI3805¦Internet_EU | PPK SelectPro VDI3805 Internet_EU | PPK SelectPro VDI3805 Internet_EU | H6015X1P6-S2/SVC24A-SR-TPC |  | 2500 kPa | 1000 kPa
145430 | H6015X2P5-S2+SV24A-SR-TPC | H6015X2P5-S2+SV24A-SR-TPC | 26 | H6015X2P5-S2 | + | SV24A-SR-TPC | Standard actuator | 0 | Scenario 2 |  | PPK¦SelectPro¦VDI3805¦Internet_EU | PPK SelectPro VDI3805 Internet_EU | PPK SelectPro VDI3805 Internet_EU | H6015X2P5-S2+SV24A-SR-TPC |  | 2500 kPa | 1000 kPa
145431 | H6015X2P5-S2/SV24A-SR-TPC | H6015X2P5-S2/SV24A-SR-TPC | 26 | H6015X2P5-S2 | / | SV24A-SR-TPC | Standard actuator | 0 | Scenario 2 |  | PPK¦SelectPro¦VDI3805¦Internet_EU | PPK SelectPro VDI3805 Internet_EU | PPK SelectPro VDI3805 Internet_EU | H6015X2P5-S2/SV24A-SR-TPC |  | 2500 kPa | 1000 kPa
145432 | H6015X2P5-S2+SVC24A-SR-TPC | H6015X2P5-S2+SVC24A-SR-TPC | 26 | H6015X2P5-S2 | + | SVC24A-SR-TPC | Fast runner | 0 | Scenario 2 |  | PPK¦SelectPro¦VDI3805¦Internet_EU | PPK SelectPro VDI3805 Internet_EU | PPK SelectPro VDI3805 Internet_EU | H6015X2P5-S2+SVC24A-SR-TPC |  | 2500 kPa | 1000 kPa
145433 | H6015X2P5-S2/SVC24A-SR-TPC | H6015X2P5-S2/SVC24A-SR-TPC | 26 | H6015X2P5-S2 | / | SVC24A-SR-TPC | Fast runner | 0 | Scenario 2 |  | PPK¦SelectPro¦VDI3805¦Internet_EU | PPK SelectPro VDI3805 Internet_EU | PPK SelectPro VDI3805 Internet_EU | H6015X2P5-S2/SVC24A-SR-TPC |  | 2500 kPa | 1000 kPa
145434 | H6015X4-S2+SV24A-SR-TPC | H6015X4-S2+SV24A-SR-TPC | 26 | H6015X4-S2 | + | SV24A-SR-TPC | Standard actuator | 0 | Scenario 2 |  | PPK¦SelectPro¦VDI3805¦Internet_EU | PPK SelectPro VDI3805 Internet_EU | PPK SelectPro VDI3805 Internet_EU | H6015X4-S2+SV24A-SR-TPC |  | 2500 kPa | 1000 kPa
145435 | H6015X4-S2/SV24A-SR-TPC | H6015X4-S2/SV24A-SR-TPC | 26 | H6015X4-S2 | / | SV24A-SR-TPC | Standard actuator | 0 | Scenario 2 |  | PPK¦SelectPro¦VDI3805¦Internet_EU | PPK SelectPro VDI3805 Internet_EU | PPK SelectPro VDI3805 Internet_EU | H6015X4-S2/SV24A-SR-TPC |  | 2500 kPa | 1000 kPa
145436 | H6015X4-S2+SVC24A-SR-TPC | H6015X4-S2+SVC24A-SR-TPC | 26 | H6015X4-S2 | + | SVC24A-SR-TPC | Fast runner | 0 | Scenario 2 |  | PPK¦SelectPro¦VDI3805¦Internet_EU | PPK SelectPro VDI3805 Internet_EU | PPK SelectPro VDI3805 Internet_EU | H6015X4-S2+SVC24A-SR-TPC |  | 2500 kPa | 1000 kPa
145437 | H6015X4-S2/SVC24A-SR-TPC | H6015X4-S2/SVC24A-SR-TPC | 26 | H6015X4-S2 | / | SVC24A-SR-TPC | Fast runner | 0 | Scenario 2 |  | PPK¦SelectPro¦VDI3805¦Internet_EU | PPK SelectPro VDI3805 Internet_EU | PPK SelectPro VDI3805 Internet_EU | H6015X4-S2/SVC24A-SR-TPC |  | 2500 kPa | 1000 kPa
145438 | H6015XP4-S2+SV24A-SR-TPC | H6015XP4-S2+SV24A-SR-TPC | 26 | H6015XP4-S2 | + | SV24A-SR-TPC | Standard actuator | 0 | Scenario 2 |  | PPK¦SelectPro¦VDI3805¦Internet_EU | PPK SelectPro VDI3805 Internet_EU | PPK SelectPro VDI3805 Internet_EU | H6015XP4-S2+SV24A-SR-TPC |  | 2500 kPa | 1000 kPa
145439 | H6015XP4-S2/SV24A-SR-TPC | H6015XP4-S2/SV24A-SR-TPC | 26 | H6015XP4-S2 | / | SV24A-SR-TPC | Standard actuator | 0 | Scenario 2 |  | PPK¦SelectPro¦VDI3805¦Internet_EU | PPK SelectPro VDI3805 Internet_EU | PPK SelectPro VDI3805 Internet_EU | H6015XP4-S2/SV24A-SR-TPC |  | 2500 kPa | 1000 kPa
145440 | H6015XP4-S2+SVC24A-SR-TPC | H6015XP4-S2+SVC24A-SR-TPC | 26 | H6015XP4-S2 | + | SVC24A-SR-TPC | Fast runner | 0 | Scenario 2 |  | PPK¦SelectPro¦VDI3805¦Internet_EU | PPK SelectPro VDI3805 Internet_EU | PPK SelectPro VDI3805 Internet_EU | H6015XP4-S2+SVC24A-SR-TPC |  | 2500 kPa | 1000 kPa
145441 | H6015XP4-S2/SVC24A-SR-TPC | H6015XP4-S2/SVC24A-SR-TPC | 26 | H6015XP4-S2 | / | SVC24A-SR-TPC | Fast runner | 0 | Scenario 2 |  | PPK¦SelectPro¦VDI3805¦Internet_EU | PPK SelectPro VDI3805 Internet_EU | PPK SelectPro VDI3805 Internet_EU | H6015XP4-S2/SVC24A-SR-TPC |  | 2500 kPa | 1000 kPa
145442 | H6015XP63-S2+SV24A-SR-TPC | H6015XP63-S2+SV24A-SR-TPC | 26 | H6015XP63-S2 | + | SV24A-SR-TPC | Standard actuator | 0 | Scenario 2 |  | PPK¦SelectPro¦VDI3805¦Internet_EU | PPK SelectPro VDI3805 Internet_EU | PPK SelectPro VDI3805 Internet_EU | H6015XP63-S2+SV24A-SR-TPC |  | 2500 kPa | 1000 kPa
145443 | H6015XP63-S2/SV24A-SR-TPC | H6015XP63-S2/SV24A-SR-TPC | 26 | H6015XP63-S2 | / | SV24A-SR-TPC | Standard actuator | 0 | Scenario 2 |  | PPK¦SelectPro¦VDI3805¦Internet_EU | PPK SelectPro VDI3805 Internet_EU | PPK SelectPro VDI3805 Internet_EU | H6015XP63-S2/SV24A-SR-TPC |  | 2500 kPa | 1000 kPa
145444 | H6015XP63-S2+SVC24A-SR-TPC | H6015XP63-S2+SVC24A-SR-TPC | 26 | H6015XP63-S2 | + | SVC24A-SR-TPC | Fast runner | 0 | Scenario 2 |  | PPK¦SelectPro¦VDI3805¦Internet_EU | PPK SelectPro VDI3805 Internet_EU | PPK SelectPro VDI3805 Internet_EU | H6015XP63-S2+SVC24A-SR-TPC |  | 2500 kPa | 1000 kPa
145445 | H6015XP63-S2/SVC24A-SR-TPC | H6015XP63-S2/SVC24A-SR-TPC | 26 | H6015XP63-S2 | / | SVC24A-SR-TPC | Fast runner | 0 | Scenario 2 |  | PPK¦SelectPro¦VDI3805¦Internet_EU | PPK SelectPro VDI3805 Internet_EU | PPK SelectPro VDI3805 Internet_EU | H6015XP63-S2/SVC24A-SR-TPC |  | 2500 kPa | 1000 kPa
145446 | H6020X4-S2+SV24A-SR-TPC | H6020X4-S2+SV24A-SR-TPC | 26 | H6020X4-S2 | + | SV24A-SR-TPC | Standard actuator | 0 | Scenario 2 |  | PPK¦SelectPro¦VDI3805¦Internet_EU | PPK SelectPro VDI3805 Internet_EU | PPK SelectPro VDI3805 Internet_EU | H6020X4-S2+SV24A-SR-TPC |  | 2500 kPa | 1000 kPa
145447 | H6020X4-S2/SV24A-SR-TPC | H6020X4-S2/SV24A-SR-TPC | 26 | H6020X4-S2 | / | SV24A-SR-TPC | Standard actuator | 0 | Scenario 2 |  | PPK¦SelectPro¦VDI3805¦Internet_EU | PPK SelectPro VDI3805 Internet_EU | PPK SelectPro VDI3805 Internet_EU | H6020X4-S2/SV24A-SR-TPC |  | 2500 kPa | 1000 kPa
145448 | H6020X4-S2+SVC24A-SR-TPC | H6020X4-S2+SVC24A-SR-TPC | 26 | H6020X4-S2 | + | SVC24A-SR-TPC | Fast runner | 0 | Scenario 2 |  | PPK¦SelectPro¦VDI3805¦Internet_EU | PPK SelectPro VDI3805 Internet_EU | PPK SelectPro VDI3805 Internet_EU | H6020X4-S2+SVC24A-SR-TPC |  | 2500 kPa | 1000 kPa
145449 | H6020X4-S2/SVC24A-SR-TPC | H6020X4-S2/SVC24A-SR-TPC | 26 | H6020X4-S2 | / | SVC24A-SR-TPC | Fast runner | 0 | Scenario 2 |  | PPK¦SelectPro¦VDI3805¦Internet_EU | PPK SelectPro VDI3805 Internet_EU | PPK SelectPro VDI3805 Internet_EU | H6020X4-S2/SVC24A-SR-TPC |  | 2500 kPa | 1000 kPa
145450 | H6020X6P3-S2+SV24A-SR-TPC | H6020X6P3-S2+SV24A-SR-TPC | 26 | H6020X6P3-S2 | + | SV24A-SR-TPC | Standard actuator | 0 | Scenario 2 |  | PPK¦SelectPro¦VDI3805¦Internet_EU | PPK SelectPro VDI3805 Internet_EU | PPK SelectPro VDI3805 Internet_EU | H6020X6P3-S2+SV24A-SR-TPC |  | 2500 kPa | 1000 kPa
145451 | H6020X6P3-S2/SV24A-SR-TPC | H6020X6P3-S2/SV24A-SR-TPC | 26 | H6020X6P3-S2 | / | SV24A-SR-TPC | Standard actuator | 0 | Scenario 2 |  | PPK¦SelectPro¦VDI3805¦Internet_EU | PPK SelectPro VDI3805 Internet_EU | PPK SelectPro VDI3805 Internet_EU | H6020X6P3-S2/SV24A-SR-TPC |  | 2500 kPa | 1000 kPa
145452 | H6020X6P3-S2+SVC24A-SR-TPC | H6020X6P3-S2+SVC24A-SR-TPC | 26 | H6020X6P3-S2 | + | SVC24A-SR-TPC | Fast runner | 0 | Scenario 2 |  | PPK¦SelectPro¦VDI3805¦Internet_EU | PPK SelectPro VDI3805 Internet_EU | PPK SelectPro VDI3805 Internet_EU | H6020X6P3-S2+SVC24A-SR-TPC |  | 2500 kPa | 1000 kPa
145453 | H6020X6P3-S2/SVC24A-SR-TPC | H6020X6P3-S2/SVC24A-SR-TPC | 26 | H6020X6P3-S2 | / | SVC24A-SR-TPC | Fast runner | 0 | Scenario 2 |  | PPK¦SelectPro¦VDI3805¦Internet_EU | PPK SelectPro VDI3805 Internet_EU | PPK SelectPro VDI3805 Internet_EU | H6020X6P3-S2/SVC24A-SR-TPC |  | 2500 kPa | 1000 kPa
145454 | H6025X10-S2+SV24A-SR-TPC | H6025X10-S2+SV24A-SR-TPC | 26 | H6025X10-S2 | + | SV24A-SR-TPC | Standard actuator | 0 | Scenario 2 |  | PPK¦SelectPro¦VDI3805¦Internet_EU | PPK SelectPro VDI3805 Internet_EU | PPK SelectPro VDI3805 Internet_EU | H6025X10-S2+SV24A-SR-TPC |  | 2100 kPa | 1000 kPa
145455 | H6025X10-S2/SV24A-SR-TPC | H6025X10-S2/SV24A-SR-TPC | 26 | H6025X10-S2 | / | SV24A-SR-TPC | Standard actuator | 0 | Scenario 2 |  | PPK¦SelectPro¦VDI3805¦Internet_EU | PPK SelectPro VDI3805 Internet_EU | PPK SelectPro VDI3805 Internet_EU | H6025X10-S2/SV24A-SR-TPC |  | 2100 kPa | 1000 kPa
145456 | H6025X10-S2+SVC24A-SR-TPC | H6025X10-S2+SVC24A-SR-TPC | 26 | H6025X10-S2 | + | SVC24A-SR-TPC | Fast runner | 0 | Scenario 2 |  | PPK¦SelectPro¦VDI3805¦Internet_EU | PPK SelectPro VDI3805 Internet_EU | PPK SelectPro VDI3805 Internet_EU | H6025X10-S2+SVC24A-SR-TPC |  | 2100 kPa | 1000 kPa
145457 | H6025X10-S2/SVC24A-SR-TPC | H6025X10-S2/SVC24A-SR-TPC | 26 | H6025X10-S2 | / | SVC24A-SR-TPC | Fast runner | 0 | Scenario 2 |  | PPK¦SelectPro¦VDI3805¦Internet_EU | PPK SelectPro VDI3805 Internet_EU | PPK SelectPro VDI3805 Internet_EU | H6025X10-S2/SVC24A-SR-TPC |  | 2100 kPa | 1000 kPa
145458 | H6025X6P3-S2+SV24A-SR-TPC | H6025X6P3-S2+SV24A-SR-TPC | 26 | H6025X6P3-S2 | + | SV24A-SR-TPC | Standard actuator | 0 | Scenario 2 |  | PPK¦SelectPro¦VDI3805¦Internet_EU | PPK SelectPro VDI3805 Internet_EU | PPK SelectPro VDI3805 Internet_EU | H6025X6P3-S2+SV24A-SR-TPC |  | 2100 kPa | 1000 kPa
145459 | H6025X6P3-S2/SV24A-SR-TPC | H6025X6P3-S2/SV24A-SR-TPC | 26 | H6025X6P3-S2 | / | SV24A-SR-TPC | Standard actuator | 0 | Scenario 2 |  | PPK¦SelectPro¦VDI3805¦Internet_EU | PPK SelectPro VDI3805 Internet_EU | PPK SelectPro VDI3805 Internet_EU | H6025X6P3-S2/SV24A-SR-TPC |  | 2100 kPa | 1000 kPa
145460 | H6025X6P3-S2+SVC24A-SR-TPC | H6025X6P3-S2+SVC24A-SR-TPC | 26 | H6025X6P3-S2 | + | SVC24A-SR-TPC | Fast runner | 0 | Scenario 2 |  | PPK¦SelectPro¦VDI3805¦Internet_EU | PPK SelectPro VDI3805 Internet_EU | PPK SelectPro VDI3805 Internet_EU | H6025X6P3-S2+SVC24A-SR-TPC |  | 2100 kPa | 1000 kPa
145461 | H6025X6P3-S2/SVC24A-SR-TPC | H6025X6P3-S2/SVC24A-SR-TPC | 26 | H6025X6P3-S2 | / | SVC24A-SR-TPC | Fast runner | 0 | Scenario 2 |  | PPK¦SelectPro¦VDI3805¦Internet_EU | PPK SelectPro VDI3805 Internet_EU | PPK SelectPro VDI3805 Internet_EU | H6025X6P3-S2/SVC24A-SR-TPC |  | 2100 kPa | 1000 kPa
145462 | H6032X10-S2+SV24A-SR-TPC | H6032X10-S2+SV24A-SR-TPC | 26 | H6032X10-S2 | + | SV24A-SR-TPC | Standard actuator | 1 | Scenario 2 |  | PPK¦SelectPro¦VDI3805¦Internet_EU | PPK SelectPro VDI3805 Internet_EU | PPK SelectPro VDI3805 Internet_EU | H6032X10-S2+SV24A-SR-TPC |  | 1500 kPa | 1000 kPa
145463 | H6032X10-S2/SV24A-SR-TPC | H6032X10-S2/SV24A-SR-TPC | 26 | H6032X10-S2 | / | SV24A-SR-TPC | Standard actuator | 1 | Scenario 2 |  | PPK¦SelectPro¦VDI3805¦Internet_EU | PPK SelectPro VDI3805 Internet_EU | PPK SelectPro VDI3805 Internet_EU | H6032X10-S2/SV24A-SR-TPC |  | 1500 kPa | 1000 kPa
145464 | H6032X10-S2+SVC24A-SR-TPC | H6032X10-S2+SVC24A-SR-TPC | 26 | H6032X10-S2 | + | SVC24A-SR-TPC | Fast runner | 1 | Scenario 2 |  | PPK¦SelectPro¦VDI3805¦Internet_EU | PPK SelectPro VDI3805 Internet_EU | PPK SelectPro VDI3805 Internet_EU | H6032X10-S2+SVC24A-SR-TPC |  | 1500 kPa | 1000 kPa
145465 | H6032X10-S2/SVC24A-SR-TPC | H6032X10-S2/SVC24A-SR-TPC | 26 | H6032X10-S2 | / | SVC24A-SR-TPC | Fast runner | 1 | Scenario 2 |  | PPK¦SelectPro¦VDI3805¦Internet_EU | PPK SelectPro VDI3805 Internet_EU | PPK SelectPro VDI3805 Internet_EU | H6032X10-S2/SVC24A-SR-TPC |  | 1500 kPa | 1000 kPa
145466 | H6032X16-S2+SV24A-SR-TPC | H6032X16-S2+SV24A-SR-TPC | 26 | H6032X16-S2 | + | SV24A-SR-TPC | Standard actuator | 1 | Scenario 2 |  | PPK¦SelectPro¦VDI3805¦Internet_EU | PPK SelectPro VDI3805 Internet_EU | PPK SelectPro VDI3805 Internet_EU | H6032X16-S2+SV24A-SR-TPC |  | 1500 kPa | 1000 kPa
145467 | H6032X16-S2/SV24A-SR-TPC | H6032X16-S2/SV24A-SR-TPC | 26 | H6032X16-S2 | / | SV24A-SR-TPC | Standard actuator | 1 | Scenario 2 |  | PPK¦SelectPro¦VDI3805¦Internet_EU | PPK SelectPro VDI3805 Internet_EU | PPK SelectPro VDI3805 Internet_EU | H6032X16-S2/SV24A-SR-TPC |  | 1500 kPa | 1000 kPa
145468 | H6032X16-S2+SVC24A-SR-TPC | H6032X16-S2+SVC24A-SR-TPC | 26 | H6032X16-S2 | + | SVC24A-SR-TPC | Fast runner | 1 | Scenario 2 |  | PPK¦SelectPro¦VDI3805¦Internet_EU | PPK SelectPro VDI3805 Internet_EU | PPK SelectPro VDI3805 Internet_EU | H6032X16-S2+SVC24A-SR-TPC |  | 1500 kPa | 1000 kPa
145469 | H6032X16-S2/SVC24A-SR-TPC | H6032X16-S2/SVC24A-SR-TPC | 26 | H6032X16-S2 | / | SVC24A-SR-TPC | Fast runner | 1 | Scenario 2 |  | PPK¦SelectPro¦VDI3805¦Internet_EU | PPK SelectPro VDI3805 Internet_EU | PPK SelectPro VDI3805 Internet_EU | H6032X16-S2/SVC24A-SR-TPC |  | 1500 kPa | 1000 kPa
145470 | H6040X16-S2+SV24A-SR-TPC | H6040X16-S2+SV24A-SR-TPC | 26 | H6040X16-S2 | + | SV24A-SR-TPC | Standard actuator | 1 | Scenario 2 |  | PPK¦SelectPro¦VDI3805¦Internet_EU | PPK SelectPro VDI3805 Internet_EU | PPK SelectPro VDI3805 Internet_EU | H6040X16-S2+SV24A-SR-TPC |  | 850 kPa | 850 kPa
145471 | H6040X16-S2/SV24A-SR-TPC | H6040X16-S2/SV24A-SR-TPC | 26 | H6040X16-S2 | / | SV24A-SR-TPC | Standard actuator | 1 | Scenario 2 |  | PPK¦SelectPro¦VDI3805¦Internet_EU | PPK SelectPro VDI3805 Internet_EU | PPK SelectPro VDI3805 Internet_EU | H6040X16-S2/SV24A-SR-TPC |  | 850 kPa | 850 kPa
145472 | H6040X16-S2+SVC24A-SR-TPC | H6040X16-S2+SVC24A-SR-TPC | 26 | H6040X16-S2 | + | SVC24A-SR-TPC | Fast runner | 1 | Scenario 2 |  | PPK¦SelectPro¦VDI3805¦Internet_EU | PPK SelectPro VDI3805 Internet_EU | PPK SelectPro VDI3805 Internet_EU | H6040X16-S2+SVC24A-SR-TPC |  | 850 kPa | 850 kPa
145473 | H6040X16-S2/SVC24A-SR-TPC | H6040X16-S2/SVC24A-SR-TPC | 26 | H6040X16-S2 | / | SVC24A-SR-TPC | Fast runner | 1 | Scenario 2 |  | PPK¦SelectPro¦VDI3805¦Internet_EU | PPK SelectPro VDI3805 Internet_EU | PPK SelectPro VDI3805 Internet_EU | H6040X16-S2/SVC24A-SR-TPC |  | 850 kPa | 850 kPa
145475 | H665S+AVK24A-SR-TPC | H665S+AVK24A-SR-TPC | 26 | H665S | + | AVK24A-SR-TPC | Actuator with emergency control function | 1 | Scenario 2 |  | PPK¦SelectPro¦VDI3805¦Internet_EU | PPK SelectPro VDI3805 Internet_EU | PPK SelectPro VDI3805 Internet_EU | H665S+AVK24A-SR-TPC |  | 400 kPa | 400 kPa
145477 | H680S+AVK24A-SR-TPC | H680S+AVK24A-SR-TPC | 26 | H680S | + | AVK24A-SR-TPC | Actuator with emergency control function | 1 | Scenario 2 |  | PPK¦SelectPro¦VDI3805¦Internet_EU | PPK SelectPro VDI3805 Internet_EU | PPK SelectPro VDI3805 Internet_EU | H680S+AVK24A-SR-TPC |  | 250 kPa | 250 kPa
145486 | H665S+EV24A-SR-TPC | H665S+EV24A-SR-TPC | 26 | H665S | + | EV24A-SR-TPC | Standard actuator | 0 | Scenario 2 |  | PPK¦SelectPro¦VDI3805¦Internet_EU | PPK SelectPro VDI3805 Internet_EU | PPK SelectPro VDI3805 Internet_EU | H665S+EV24A-SR-TPC |  | 550 kPa | 550 kPa
145487 | H665S+EVC24A-SR | H665S+EVC24A-SR | 26 | H665S | + | EVC24A-SR | Fast runner | 1 | Scenario 2 |  | PPK¦SelectPro¦VDI3805¦Internet_EU | PPK SelectPro VDI3805 Internet_EU | PPK SelectPro VDI3805 Internet_EU | H665S+EVC24A-SR |  | 550 kPa | 550 kPa
145490 | H680S+EV24A-SR-TPC | H680S+EV24A-SR-TPC | 26 | H680S | + | EV24A-SR-TPC | Standard actuator | 0 | Scenario 2 |  | PPK¦SelectPro¦VDI3805¦Internet_EU | PPK SelectPro VDI3805 Internet_EU | PPK SelectPro VDI3805 Internet_EU | H680S+EV24A-SR-TPC |  | 350 kPa | 350 kPa
145491 | H680S+EVC24A-SR | H680S+EVC24A-SR | 26 | H680S | + | EVC24A-SR | Fast runner | 1 | Scenario 2 |  | PPK¦SelectPro¦VDI3805¦Internet_EU | PPK SelectPro VDI3805 Internet_EU | PPK SelectPro VDI3805 Internet_EU | H680S+EVC24A-SR |  | 350 kPa | 350 kPa
145505 | H665S+RV24A-SR | H665S+RV24A-SR | 26 | H665S | + | RV24A-SR | Standard actuator | 1 | Scenario 2 |  | PPK¦SelectPro¦VDI3805¦Internet_EU | PPK SelectPro VDI3805 Internet_EU | PPK SelectPro VDI3805 Internet_EU | H665S+RV24A-SR |  | 1100 kPa | 1000 kPa
145507 | H680S+RV24A-SR | H680S+RV24A-SR | 26 | H680S | + | RV24A-SR | Standard actuator | 1 | Scenario 2 |  | PPK¦SelectPro¦VDI3805¦Internet_EU | PPK SelectPro VDI3805 Internet_EU | PPK SelectPro VDI3805 Internet_EU | H680S+RV24A-SR |  | 700 kPa | 700 kPa
145519 | H6200W630-S7+GV12-24-SR-T | H6200+GV12-24-SR-T | 30 | H6200W630-S7 | + | GV12-24-SR-T | Standard actuator |  | Scenario 2 | 1 | SelectPro | PPK SelectPro VDI3805 Internet_EU | PPK SelectPro VDI3805 Internet_EU | H6200W630-S7+GV12-24-SR-T |  | 310 kPa | 60 kPa
145520 | H6250W1000-S7+GV12-24-SR-T | H6250+GV12-24-SR-T | 30 | H6250W1000-S7 | + | GV12-24-SR-T | Standard actuator | 0 | Scenario 2 | 1 | SelectPro | PPK SelectPro VDI3805 Internet_EU | PPK SelectPro VDI3805 Internet_EU | H6250W1000-S7+GV12-24-SR-T |  | 190 kPa | 60 kPa
145521 | H7200W630-S7+GV12-24-SR-T | H7200+GV12-24-SR-T | 30 | H7200W630-S7 | + | GV12-24-SR-T | Standard actuator | 0 | Scenario 2 | 1 | SelectPro | PPK SelectPro VDI3805 Internet_EU | PPK SelectPro VDI3805 Internet_EU | H7200W630-S7+GV12-24-SR-T |  | 310 kPa | 60 kPa
145522 | H7250W1000-S7+GV12-24-SR-T | H7250+GV12-24-SR-T | 30 | H7250W1000-S7 | + | GV12-24-SR-T | Standard actuator | 0 | Scenario 2 | 1 | SelectPro | PPK SelectPro VDI3805 Internet_EU | PPK SelectPro VDI3805 Internet_EU | H7250W1000-S7+GV12-24-SR-T |  | 190 kPa | 60 kPa
145523 | H6200W630-S7+GV12-230-3-T | H6200+GV12-230-3-T | 30 | H6200W630-S7 | + | GV12-230-3-T | Standard actuator | 0 | Scenario 2 | 1 | SelectPro | PPK SelectPro VDI3805 Internet_EU | PPK SelectPro VDI3805 Internet_EU | H6200W630-S7+GV12-230-3-T |  | 310 kPa | 60 kPa
145524 | H6250W1000-S7+GV12-230-3-T | H6250+GV12-230-3-T | 30 | H6250W1000-S7 | + | GV12-230-3-T | Standard actuator | 0 | Scenario 2 | 1 | SelectPro | PPK SelectPro VDI3805 Internet_EU | PPK SelectPro VDI3805 Internet_EU | H6250W1000-S7+GV12-230-3-T |  | 190 kPa | 60 kPa
145525 | H7200W630-S7+GV12-230-3-T | H7200+GV12-230-3-T | 30 | H7200W630-S7 | + | GV12-230-3-T | Standard actuator | 0 | Scenario 2 | 1 | SelectPro | PPK SelectPro VDI3805 Internet_EU | PPK SelectPro VDI3805 Internet_EU | H7200W630-S7+GV12-230-3-T |  | 310 kPa | 60 kPa
145526 | H7250W1000-S7+GV12-230-3-T | H7250+GV12-230-3-T | 30 | H7250W1000-S7 | + | GV12-230-3-T | Standard actuator | 0 | Scenario 2 | 1 | SelectPro | PPK SelectPro VDI3805 Internet_EU | PPK SelectPro VDI3805 Internet_EU | H7250W1000-S7+GV12-230-3-T |  | 190 kPa | 60 kPa
153459 | D680N+GR230A-5 | D680N+GR230A-5 | 26 | D680N | + | GR230A-5 | Standard actuator | 0 | Scenario 1 |  | PPK¦SelectPro¦VDI3805¦Internet_EU | PPK SelectPro VDI3805 Internet_EU | PPK SelectPro VDI3805 Internet_EU | D680N+GR230A-5 |  | 1200 kPa | 2.4 kPa
153460 | D680N/GR230A-5 | D680N/GR230A-5 | 26 | D680N | / | GR230A-5 | Standard actuator | 0 | Scenario 1 |  | PPK¦SelectPro¦VDI3805¦Internet_EU | PPK SelectPro VDI3805 Internet_EU | PPK SelectPro VDI3805 Internet_EU | D680N/GR230A-5 |  | 1200 kPa | 2.4 kPa
153461 | D680N+GR24A-5 | D680N+GR24A-5 | 26 | D680N | + | GR24A-5 | Standard actuator | 0 | Scenario 1 |  | PPK¦SelectPro¦VDI3805¦Internet_EU | PPK SelectPro VDI3805 Internet_EU | PPK SelectPro VDI3805 Internet_EU | D680N+GR24A-5 |  | 1200 kPa | 2.4 kPa
153462 | D680N/GR24A-5 | D680N/GR24A-5 | 26 | D680N | / | GR24A-5 | Standard actuator | 0 | Scenario 1 |  | PPK¦SelectPro¦VDI3805¦Internet_EU | PPK SelectPro VDI3805 Internet_EU | PPK SelectPro VDI3805 Internet_EU | D680N/GR24A-5 |  | 1200 kPa | 2.4 kPa
153465 | D680N+GR24A-MP-5 | D680N+GR24A-MP-5 | 26 | D680N | + | GR24A-MP-5 | Communicative actuator | 0 | Scenario 1¦Scenario 2 |  | PPK¦SelectPro¦VDI3805¦Internet_EU | PPK SelectPro VDI3805 Internet_EU | PPK SelectPro VDI3805 Internet_EU | D680N+GR24A-MP-5 |  | 1200 kPa | 2.4 kPa
153466 | D680N/GR24A-MP-5 | D680N/GR24A-MP-5 | 26 | D680N | / | GR24A-MP-5 | Communicative actuator | 0 | Scenario 1¦Scenario 2 |  | PPK¦SelectPro¦VDI3805¦Internet_EU | PPK SelectPro VDI3805 Internet_EU | PPK SelectPro VDI3805 Internet_EU | D680N/GR24A-MP-5 |  | 1200 kPa | 2.4 kPa
166766 | R513+LR24A-MP | R513+LR24A-MP | 26 | R513 | + | LR24A-MP | Communicative actuator | 0 | Scenario 2 |  | PPK¦SelectPro¦VDI3805¦Internet_EU | PPK SelectPro VDI3805 Internet_EU | PPK SelectPro VDI3805 Internet_EU | R513+LR24A-MP |  | 1400 kPa | 200 kPa
166767 | R513/LR24A-MP | R513/LR24A-MP | 26 | R513 | / | LR24A-MP | Communicative actuator | 0 | Scenario 2 |  | PPK¦SelectPro¦VDI3805¦Internet_EU | PPK SelectPro VDI3805 Internet_EU | PPK SelectPro VDI3805 Internet_EU | R513/LR24A-MP |  | 1400 kPa | 200 kPa
173158 | D6350N+SY6-230-3-T | D6350N+SY6-230-3-T | 26 | D6350N | + | SY6-230-3-T | Fast runner | 0 | Scenario 1 |  | PPK¦SelectPro¦VDI3805¦Internet_EU | PPK SelectPro VDI3805 Internet_EU | PPK SelectPro VDI3805 Internet_EU | D6350N+SY6-230-3-T
173159 | D6350N/SY6-230-3-T | D6350N/SY6-230-3-T | 26 | D6350N | / | SY6-230-3-T | Fast runner | 0 | Scenario 1 |  | PPK¦SelectPro¦VDI3805¦Internet_EU | PPK SelectPro VDI3805 Internet_EU | PPK SelectPro VDI3805 Internet_EU | D6350N/SY6-230-3-T
191609 | D680NL+GR230A-5 | D680NL+GR230A-5 | 26 | D680NL | + | GR230A-5 | Standard actuator | 0 | Scenario 1 |  | PPK¦SelectPro¦VDI3805¦Internet_EU | PPK SelectPro VDI3805 Internet_EU | PPK SelectPro VDI3805 Internet_EU | D680NL+GR230A-5 |  | 1200 kPa | 2.4 kPa
191610 | D680NL/GR230A-5 | D680NL/GR230A-5 | 26 | D680NL | / | GR230A-5 | Standard actuator | 0 | Scenario 1 |  | PPK¦SelectPro¦VDI3805¦Internet_EU | PPK SelectPro VDI3805 Internet_EU | PPK SelectPro VDI3805 Internet_EU | D680NL/GR230A-5 |  | 1200 kPa | 2.4 kPa
191611 | D680NL+GR24A-5 | D680NL+GR24A-5 | 26 | D680NL | + | GR24A-5 | Standard actuator | 0 | Scenario 1 |  | PPK¦SelectPro¦VDI3805¦Internet_EU | PPK SelectPro VDI3805 Internet_EU | PPK SelectPro VDI3805 Internet_EU | D680NL+GR24A-5 |  | 1200 kPa | 2.4 kPa
191612 | D680NL/GR24A-5 | D680NL/GR24A-5 | 26 | D680NL | / | GR24A-5 | Standard actuator | 0 | Scenario 1 |  | PPK¦SelectPro¦VDI3805¦Internet_EU | PPK SelectPro VDI3805 Internet_EU | PPK SelectPro VDI3805 Internet_EU | D680NL/GR24A-5 |  | 1200 kPa | 2.4 kPa
191615 | D680NL+GR24A-MP-5 | D680NL+GR24A-MP-5 | 26 | D680NL | + | GR24A-MP-5 | Communicative actuator | 0 | Scenario 1¦Scenario 2 |  | PPK¦SelectPro¦VDI3805¦Internet_EU | PPK SelectPro VDI3805 Internet_EU | PPK SelectPro VDI3805 Internet_EU | D680NL+GR24A-MP-5 |  | 1200 kPa | 2.4 kPa
191616 | D680NL/GR24A-MP-5 | D680NL/GR24A-MP-5 | 26 | D680NL | / | GR24A-MP-5 | Communicative actuator | 0 | Scenario 1¦Scenario 2 |  | PPK¦SelectPro¦VDI3805¦Internet_EU | PPK SelectPro VDI3805 Internet_EU | PPK SelectPro VDI3805 Internet_EU | D680NL/GR24A-MP-5 |  | 1200 kPa | 2.4 kPa
223075 | R2025-S2+LR24A-MP | R2025-S2+LR24A-MP | 26 | R2025-S2 | + | LR24A-MP | Communicative actuator | 0 | Scenario 1 |  | PPK¦SelectPro¦VDI3805¦Internet_EU | PPK SelectPro VDI3805 Internet_EU | PPK SelectPro VDI3805 Internet_EU | R2025-S2+LR24A-MP |  | 1400 kPa | 1000 kPa
223076 | R2025-S2/LR24A-MP | R2025-S2/LR24A-MP | 26 | R2025-S2 | / | LR24A-MP | Communicative actuator | 0 | Scenario 1 |  | PPK¦SelectPro¦VDI3805¦Internet_EU | PPK SelectPro VDI3805 Internet_EU | PPK SelectPro VDI3805 Internet_EU | R2025-S2/LR24A-MP |  | 1400 kPa | 1000 kPa
223132 | R3015-BL1+LR24A-MP | R3015-BL1+LR24A-MP | 26 | R3015-BL1 | + | LR24A-MP | Communicative actuator | 0 | Scenario 1 |  | PPK¦SelectPro¦VDI3805¦Internet_EU | PPK SelectPro VDI3805 Internet_EU | PPK SelectPro VDI3805 Internet_EU | R3015-BL1+LR24A-MP |  | 500 kPa | 350 kPa
223133 | R3015-BL1/LR24A-MP | R3015-BL1/LR24A-MP | 26 | R3015-BL1 | / | LR24A-MP | Communicative actuator | 0 | Scenario 1 |  | PPK¦SelectPro¦VDI3805¦Internet_EU | PPK SelectPro VDI3805 Internet_EU | PPK SelectPro VDI3805 Internet_EU | R3015-BL1/LR24A-MP |  | 500 kPa | 350 kPa
223150 | R3015-S1+LR24A-MP | R3015-S1+LR24A-MP | 26 | R3015-S1 | + | LR24A-MP | Communicative actuator | 0 | Scenario 1 |  | PPK¦SelectPro¦VDI3805¦Internet_EU | PPK SelectPro VDI3805 Internet_EU | PPK SelectPro VDI3805 Internet_EU | R3015-S1+LR24A-MP |  | 1400 kPa | 1000 kPa
223151 | R3015-S1/LR24A-MP | R3015-S1/LR24A-MP | 26 | R3015-S1 | / | LR24A-MP | Communicative actuator | 0 | Scenario 1 |  | PPK¦SelectPro¦VDI3805¦Internet_EU | PPK SelectPro VDI3805 Internet_EU | PPK SelectPro VDI3805 Internet_EU | R3015-S1/LR24A-MP |  | 1400 kPa | 1000 kPa
223178 | R3020-BL2+LR24A-MP | R3020-BL2+LR24A-MP | 26 | R3020-BL2 | + | LR24A-MP | Communicative actuator | 0 | Scenario 1 |  | PPK¦SelectPro¦VDI3805¦Internet_EU | PPK SelectPro VDI3805 Internet_EU | PPK SelectPro VDI3805 Internet_EU | R3020-BL2+LR24A-MP |  | 500 kPa | 350 kPa
223179 | R3020-BL2/LR24A-MP | R3020-BL2/LR24A-MP | 26 | R3020-BL2 | / | LR24A-MP | Communicative actuator | 0 | Scenario 1 |  | PPK¦SelectPro¦VDI3805¦Internet_EU | PPK SelectPro VDI3805 Internet_EU | PPK SelectPro VDI3805 Internet_EU | R3020-BL2/LR24A-MP |  | 500 kPa | 350 kPa
223184 | R3020-S2+LR24A-MP | R3020-S2+LR24A-MP | 26 | R3020-S2 | + | LR24A-MP | Communicative actuator | 0 | Scenario 1 |  | PPK¦SelectPro¦VDI3805¦Internet_EU | PPK SelectPro VDI3805 Internet_EU | PPK SelectPro VDI3805 Internet_EU | R3020-S2+LR24A-MP |  | 1400 kPa | 1000 kPa
223185 | R3020-S2/LR24A-MP | R3020-S2/LR24A-MP | 26 | R3020-S2 | / | LR24A-MP | Communicative actuator | 0 | Scenario 1 |  | PPK¦SelectPro¦VDI3805¦Internet_EU | PPK SelectPro VDI3805 Internet_EU | PPK SelectPro VDI3805 Internet_EU | R3020-S2/LR24A-MP |  | 1400 kPa | 1000 kPa
223212 | R3025-BL2+LR24A-MP | R3025-BL2+LR24A-MP | 26 | R3025-BL2 | + | LR24A-MP | Communicative actuator | 0 | Scenario 1 |  | PPK¦SelectPro¦VDI3805¦Internet_EU | PPK SelectPro VDI3805 Internet_EU | PPK SelectPro VDI3805 Internet_EU | R3025-BL2+LR24A-MP |  | 500 kPa | 350 kPa
223213 | R3025-BL2/LR24A-MP | R3025-BL2/LR24A-MP | 26 | R3025-BL2 | / | LR24A-MP | Communicative actuator | 0 | Scenario 1 |  | PPK¦SelectPro¦VDI3805¦Internet_EU | PPK SelectPro VDI3805 Internet_EU | PPK SelectPro VDI3805 Internet_EU | R3025-BL2/LR24A-MP |  | 500 kPa | 350 kPa
223218 | R3025-S2+LR24A-MP | R3025-S2+LR24A-MP | 26 | R3025-S2 | + | LR24A-MP | Communicative actuator | 0 | Scenario 1 |  | PPK¦SelectPro¦VDI3805¦Internet_EU | PPK SelectPro VDI3805 Internet_EU | PPK SelectPro VDI3805 Internet_EU | R3025-S2+LR24A-MP |  | 1400 kPa | 1000 kPa
223219 | R3025-S2/LR24A-MP | R3025-S2/LR24A-MP | 26 | R3025-S2 | / | LR24A-MP | Communicative actuator | 0 | Scenario 1 |  | PPK¦SelectPro¦VDI3805¦Internet_EU | PPK SelectPro VDI3805 Internet_EU | PPK SelectPro VDI3805 Internet_EU | R3025-S2/LR24A-MP |  | 1400 kPa | 1000 kPa
223240 | R6015R-B1+LR24A-MP | R6015R-B1+LR24A-MP | 26 | R6015R-B1 | + | LR24A-MP | Communicative actuator | 0 | Scenario 1 |  | PPK¦SelectPro¦VDI3805¦Internet_EU | PPK SelectPro VDI3805 Internet_EU | PPK SelectPro VDI3805 Internet_EU | R6015R-B1+LR24A-MP |  | 600 kPa | 100 kPa
223241 | R6015R-B1/LR24A-MP | R6015R-B1/LR24A-MP | 26 | R6015R-B1 | / | LR24A-MP | Communicative actuator | 0 | Scenario 1 |  | PPK¦SelectPro¦VDI3805¦Internet_EU | PPK SelectPro VDI3805 Internet_EU | PPK SelectPro VDI3805 Internet_EU | R6015R-B1/LR24A-MP |  | 600 kPa | 100 kPa
223366 | R3050-BL4+SR24A-MP | R3050-BL4+SR24A-MP | 26 | R3050-BL4 | + | SR24A-MP | Communicative actuator | 0 | Scenario 1 |  | PPK¦SelectPro¦VDI3805¦Internet_EU | PPK SelectPro VDI3805 Internet_EU | PPK SelectPro VDI3805 Internet_EU | R3050-BL4+SR24A-MP |  | 500 kPa | 350 kPa
223367 | R3050-BL4/SR24A-MP | R3050-BL4/SR24A-MP | 26 | R3050-BL4 | / | SR24A-MP | Communicative actuator | 0 | Scenario 1 |  | PPK¦SelectPro¦VDI3805¦Internet_EU | PPK SelectPro VDI3805 Internet_EU | PPK SelectPro VDI3805 Internet_EU | R3050-BL4/SR24A-MP |  | 500 kPa | 350 kPa
223378 | R3050-S4+SR24A-MP | R3050-S4+SR24A-MP | 26 | R3050-S4 | + | SR24A-MP | Communicative actuator | 0 | Scenario 1 |  | PPK¦SelectPro¦VDI3805¦Internet_EU | PPK SelectPro VDI3805 Internet_EU | PPK SelectPro VDI3805 Internet_EU | R3050-S4+SR24A-MP |  | 1400 kPa | 1000 kPa
223379 | R3050-S4/SR24A-MP | R3050-S4/SR24A-MP | 26 | R3050-S4 | / | SR24A-MP | Communicative actuator | 0 | Scenario 1 |  | PPK¦SelectPro¦VDI3805¦Internet_EU | PPK SelectPro VDI3805 Internet_EU | PPK SelectPro VDI3805 Internet_EU | R3050-S4/SR24A-MP |  | 1400 kPa | 1000 kPa
223796 | R6020R-B1+LR24A-MP | R6020R-B1+LR24A-MP | 26 | R6020R-B1 | + | LR24A-MP | Communicative actuator | 0 | Scenario 1 |  | PPK¦SelectPro¦VDI3805¦Internet_EU | PPK SelectPro VDI3805 Internet_EU | PPK SelectPro VDI3805 Internet_EU | R6020R-B1+LR24A-MP |  | 600 kPa | 100 kPa
223797 | R6020R-B1/LR24A-MP | R6020R-B1/LR24A-MP | 26 | R6020R-B1 | / | LR24A-MP | Communicative actuator | 0 | Scenario 1 |  | PPK¦SelectPro¦VDI3805¦Internet_EU | PPK SelectPro VDI3805 Internet_EU | PPK SelectPro VDI3805 Internet_EU | R6020R-B1/LR24A-MP |  | 600 kPa | 100 kPa
223804 | R6025R-B2+LR24A-MP | R6025R-B2+LR24A-MP | 26 | R6025R-B2 | + | LR24A-MP | Communicative actuator | 0 | Scenario 1 |  | PPK¦SelectPro¦VDI3805¦Internet_EU | PPK SelectPro VDI3805 Internet_EU | PPK SelectPro VDI3805 Internet_EU | R6025R-B2+LR24A-MP |  | 600 kPa | 100 kPa
223805 | R6025R-B2/LR24A-MP | R6025R-B2/LR24A-MP | 26 | R6025R-B2 | / | LR24A-MP | Communicative actuator | 0 | Scenario 1 |  | PPK¦SelectPro¦VDI3805¦Internet_EU | PPK SelectPro VDI3805 Internet_EU | PPK SelectPro VDI3805 Internet_EU | R6025R-B2/LR24A-MP |  | 600 kPa | 100 kPa
223812 | R7015R-B1+LR24A-MP | R7015R-B1+LR24A-MP | 26 | R7015R-B1 | + | LR24A-MP | Communicative actuator | 0 | Scenario 1 |  | PPK¦SelectPro¦VDI3805¦Internet_EU | PPK SelectPro VDI3805 Internet_EU | PPK SelectPro VDI3805 Internet_EU | R7015R-B1+LR24A-MP |  | 600 kPa | 100 kPa
223813 | R7015R-B1/LR24A-MP | R7015R-B1/LR24A-MP | 26 | R7015R-B1 | / | LR24A-MP | Communicative actuator | 0 | Scenario 1 |  | PPK¦SelectPro¦VDI3805¦Internet_EU | PPK SelectPro VDI3805 Internet_EU | PPK SelectPro VDI3805 Internet_EU | R7015R-B1/LR24A-MP |  | 600 kPa | 100 kPa
223824 | R7020R-B1+LR24A-MP | R7020R-B1+LR24A-MP | 26 | R7020R-B1 | + | LR24A-MP | Communicative actuator | 0 | Scenario 1 |  | PPK¦SelectPro¦VDI3805¦Internet_EU | PPK SelectPro VDI3805 Internet_EU | PPK SelectPro VDI3805 Internet_EU | R7020R-B1+LR24A-MP |  | 600 kPa | 100 kPa
223825 | R7020R-B1/LR24A-MP | R7020R-B1/LR24A-MP | 26 | R7020R-B1 | / | LR24A-MP | Communicative actuator | 0 | Scenario 1 |  | PPK¦SelectPro¦VDI3805¦Internet_EU | PPK SelectPro VDI3805 Internet_EU | PPK SelectPro VDI3805 Internet_EU | R7020R-B1/LR24A-MP |  | 600 kPa | 100 kPa
223832 | R7025R-B2+LR24A-MP | R7025R-B2+LR24A-MP | 26 | R7025R-B2 | + | LR24A-MP | Communicative actuator | 0 | Scenario 1 |  | PPK¦SelectPro¦VDI3805¦Internet_EU | PPK SelectPro VDI3805 Internet_EU | PPK SelectPro VDI3805 Internet_EU | R7025R-B2+LR24A-MP |  | 600 kPa | 100 kPa
223833 | R7025R-B2/LR24A-MP | R7025R-B2/LR24A-MP | 26 | R7025R-B2 | / | LR24A-MP | Communicative actuator | 0 | Scenario 1 |  | PPK¦SelectPro¦VDI3805¦Internet_EU | PPK SelectPro VDI3805 Internet_EU | PPK SelectPro VDI3805 Internet_EU | R7025R-B2/LR24A-MP |  | 600 kPa | 100 kPa
224768 | R3032-BL3+NR24A-MP | R3032-BL3+NR24A-MP | 26 | R3032-BL3 | + | NR24A-MP | Communicative actuator | 0 | Scenario 1 |  | PPK¦SelectPro¦VDI3805¦Internet_EU | PPK SelectPro VDI3805 Internet_EU | PPK SelectPro VDI3805 Internet_EU | R3032-BL3+NR24A-MP |  | 500 kPa | 350 kPa
224769 | R3032-BL3/NR24A-MP | R3032-BL3/NR24A-MP | 26 | R3032-BL3 | / | NR24A-MP | Communicative actuator | 0 | Scenario 1 |  | PPK¦SelectPro¦VDI3805¦Internet_EU | PPK SelectPro VDI3805 Internet_EU | PPK SelectPro VDI3805 Internet_EU | R3032-BL3/NR24A-MP |  | 500 kPa | 350 kPa
224778 | R3032-S3+NR24A-MP | R3032-S3+NR24A-MP | 26 | R3032-S3 | + | NR24A-MP | Communicative actuator | 0 | Scenario 1 |  | PPK¦SelectPro¦VDI3805¦Internet_EU | PPK SelectPro VDI3805 Internet_EU | PPK SelectPro VDI3805 Internet_EU | R3032-S3+NR24A-MP |  | 1400 kPa | 1000 kPa
224779 | R3032-S3/NR24A-MP | R3032-S3/NR24A-MP | 26 | R3032-S3 | / | NR24A-MP | Communicative actuator | 0 | Scenario 1 |  | PPK¦SelectPro¦VDI3805¦Internet_EU | PPK SelectPro VDI3805 Internet_EU | PPK SelectPro VDI3805 Internet_EU | R3032-S3/NR24A-MP |  | 1400 kPa | 1000 kPa
224824 | R3040-BL3+NR24A-MP | R3040-BL3+NR24A-MP | 26 | R3040-BL3 | + | NR24A-MP | Communicative actuator | 0 | Scenario 1 |  | PPK¦SelectPro¦VDI3805¦Internet_EU | PPK SelectPro VDI3805 Internet_EU | PPK SelectPro VDI3805 Internet_EU | R3040-BL3+NR24A-MP |  | 500 kPa | 350 kPa
224825 | R3040-BL3/NR24A-MP | R3040-BL3/NR24A-MP | 26 | R3040-BL3 | / | NR24A-MP | Communicative actuator | 0 | Scenario 1 |  | PPK¦SelectPro¦VDI3805¦Internet_EU | PPK SelectPro VDI3805 Internet_EU | PPK SelectPro VDI3805 Internet_EU | R3040-BL3/NR24A-MP |  | 500 kPa | 350 kPa
224834 | R3040-S3+NR24A-MP | R3040-S3+NR24A-MP | 26 | R3040-S3 | + | NR24A-MP | Communicative actuator | 0 | Scenario 1 |  | PPK¦SelectPro¦VDI3805¦Internet_EU | PPK SelectPro VDI3805 Internet_EU | PPK SelectPro VDI3805 Internet_EU | R3040-S3+NR24A-MP |  | 1400 kPa | 1000 kPa
224835 | R3040-S3/NR24A-MP | R3040-S3/NR24A-MP | 26 | R3040-S3 | / | NR24A-MP | Communicative actuator | 0 | Scenario 1 |  | PPK¦SelectPro¦VDI3805¦Internet_EU | PPK SelectPro VDI3805 Internet_EU | PPK SelectPro VDI3805 Internet_EU | R3040-S3/NR24A-MP |  | 1400 kPa | 1000 kPa
224880 | R3050-BL3+NR24A-MP | R3050-BL3+NR24A-MP | 26 | R3050-BL3 | + | NR24A-MP | Communicative actuator | 0 | Scenario 1 |  | PPK¦SelectPro¦VDI3805¦Internet_EU | PPK SelectPro VDI3805 Internet_EU | PPK SelectPro VDI3805 Internet_EU | R3050-BL3+NR24A-MP |  | 500 kPa | 350 kPa
224881 | R3050-BL3/NR24A-MP | R3050-BL3/NR24A-MP | 26 | R3050-BL3 | / | NR24A-MP | Communicative actuator | 0 | Scenario 1 |  | PPK¦SelectPro¦VDI3805¦Internet_EU | PPK SelectPro VDI3805 Internet_EU | PPK SelectPro VDI3805 Internet_EU | R3050-BL3/NR24A-MP |  | 500 kPa | 350 kPa
225480 | R6032R-B3+NR24A-MP | R6032R-B3+NR24A-MP | 26 | R6032R-B3 | + | NR24A-MP | Communicative actuator | 0 | Scenario 1 |  | PPK¦SelectPro¦VDI3805¦Internet_EU | PPK SelectPro VDI3805 Internet_EU | PPK SelectPro VDI3805 Internet_EU | R6032R-B3+NR24A-MP |  | 600 kPa | 100 kPa
225481 | R6032R-B3/NR24A-MP | R6032R-B3/NR24A-MP | 26 | R6032R-B3 | / | NR24A-MP | Communicative actuator | 0 | Scenario 1 |  | PPK¦SelectPro¦VDI3805¦Internet_EU | PPK SelectPro VDI3805 Internet_EU | PPK SelectPro VDI3805 Internet_EU | R6032R-B3/NR24A-MP |  | 600 kPa | 100 kPa
225490 | R6040R-B3+NR24A-MP | R6040R-B3+NR24A-MP | 26 | R6040R-B3 | + | NR24A-MP | Communicative actuator | 0 | Scenario 1 |  | PPK¦SelectPro¦VDI3805¦Internet_EU | PPK SelectPro VDI3805 Internet_EU | PPK SelectPro VDI3805 Internet_EU | R6040R-B3+NR24A-MP |  | 600 kPa | 100 kPa
225491 | R6040R-B3/NR24A-MP | R6040R-B3/NR24A-MP | 26 | R6040R-B3 | / | NR24A-MP | Communicative actuator | 0 | Scenario 1 |  | PPK¦SelectPro¦VDI3805¦Internet_EU | PPK SelectPro VDI3805 Internet_EU | PPK SelectPro VDI3805 Internet_EU | R6040R-B3/NR24A-MP |  | 600 kPa | 100 kPa
225500 | R6050R-B3+NR24A-MP | R6050R-B3+NR24A-MP | 26 | R6050R-B3 | + | NR24A-MP | Communicative actuator | 0 | Scenario 1 |  | PPK¦SelectPro¦VDI3805¦Internet_EU | PPK SelectPro VDI3805 Internet_EU | PPK SelectPro VDI3805 Internet_EU | R6050R-B3+NR24A-MP |  | 600 kPa | 100 kPa
225501 | R6050R-B3/NR24A-MP | R6050R-B3/NR24A-MP | 26 | R6050R-B3 | / | NR24A-MP | Communicative actuator | 0 | Scenario 1 |  | PPK¦SelectPro¦VDI3805¦Internet_EU | PPK SelectPro VDI3805 Internet_EU | PPK SelectPro VDI3805 Internet_EU | R6050R-B3/NR24A-MP |  | 600 kPa | 100 kPa
226074 | R7032R-B3+NR24A-MP | R7032R-B3+NR24A-MP | 26 | R7032R-B3 | + | NR24A-MP | Communicative actuator | 0 | Scenario 1 |  | PPK¦SelectPro¦VDI3805¦Internet_EU | PPK SelectPro VDI3805 Internet_EU | PPK SelectPro VDI3805 Internet_EU | R7032R-B3+NR24A-MP |  | 600 kPa | 100 kPa
226075 | R7032R-B3/NR24A-MP | R7032R-B3/NR24A-MP | 26 | R7032R-B3 | / | NR24A-MP | Communicative actuator | 0 | Scenario 1 |  | PPK¦SelectPro¦VDI3805¦Internet_EU | PPK SelectPro VDI3805 Internet_EU | PPK SelectPro VDI3805 Internet_EU | R7032R-B3/NR24A-MP |  | 600 kPa | 100 kPa
226084 | R7040R-B3+NR24A-MP | R7040R-B3+NR24A-MP | 26 | R7040R-B3 | + | NR24A-MP | Communicative actuator | 0 | Scenario 1 |  | PPK¦SelectPro¦VDI3805¦Internet_EU | PPK SelectPro VDI3805 Internet_EU | PPK SelectPro VDI3805 Internet_EU | R7040R-B3+NR24A-MP |  | 600 kPa | 100 kPa
226085 | R7040R-B3/NR24A-MP | R7040R-B3/NR24A-MP | 26 | R7040R-B3 | / | NR24A-MP | Communicative actuator | 0 | Scenario 1 |  | PPK¦SelectPro¦VDI3805¦Internet_EU | PPK SelectPro VDI3805 Internet_EU | PPK SelectPro VDI3805 Internet_EU | R7040R-B3/NR24A-MP |  | 600 kPa | 100 kPa
226694 | R7050R-B3+NR24A-MP | R7050R-B3+NR24A-MP | 26 | R7050R-B3 | + | NR24A-MP | Communicative actuator | 0 | Scenario 1 |  | PPK¦SelectPro¦VDI3805¦Internet_EU | PPK SelectPro VDI3805 Internet_EU | PPK SelectPro VDI3805 Internet_EU | R7050R-B3+NR24A-MP |  | 600 kPa | 100 kPa
226695 | R7050R-B3/NR24A-MP | R7050R-B3/NR24A-MP | 26 | R7050R-B3 | / | NR24A-MP | Communicative actuator | 0 | Scenario 1 |  | PPK¦SelectPro¦VDI3805¦Internet_EU | PPK SelectPro VDI3805 Internet_EU | PPK SelectPro VDI3805 Internet_EU | R7050R-B3/NR24A-MP |  | 600 kPa | 100 kPa
230144 | R2050-S4+SR24A-MP | R2050-S4+SR24A-MP | 26 | R2050-S4 | + | SR24A-MP | Communicative actuator | 0 | Scenario 1 |  | PPK¦SelectPro¦VDI3805¦Internet_EU | PPK SelectPro VDI3805 Internet_EU | PPK SelectPro VDI3805 Internet_EU | R2050-S4+SR24A-MP |  | 1400 kPa | 1000 kPa
230145 | R2050-S4/SR24A-MP | R2050-S4/SR24A-MP | 26 | R2050-S4 | / | SR24A-MP | Communicative actuator | 0 | Scenario 1 |  | PPK¦SelectPro¦VDI3805¦Internet_EU | PPK SelectPro VDI3805 Internet_EU | PPK SelectPro VDI3805 Internet_EU | R2050-S4/SR24A-MP |  | 1400 kPa | 1000 kPa
230212 | R2032-S3+NR24A-MP | R2032-S3+NR24A-MP | 26 | R2032-S3 | + | NR24A-MP | Communicative actuator | 0 | Scenario 1 |  | PPK¦SelectPro¦VDI3805¦Internet_EU | PPK SelectPro VDI3805 Internet_EU | PPK SelectPro VDI3805 Internet_EU | R2032-S3+NR24A-MP |  | 1400 kPa | 1000 kPa
230213 | R2032-S3/NR24A-MP | R2032-S3/NR24A-MP | 26 | R2032-S3 | / | NR24A-MP | Communicative actuator | 0 | Scenario 1 |  | PPK¦SelectPro¦VDI3805¦Internet_EU | PPK SelectPro VDI3805 Internet_EU | PPK SelectPro VDI3805 Internet_EU | R2032-S3/NR24A-MP |  | 1400 kPa | 1000 kPa
230272 | R2040-S3+NR24A-MP | R2040-S3+NR24A-MP | 26 | R2040-S3 | + | NR24A-MP | Communicative actuator | 0 | Scenario 1 |  | PPK¦SelectPro¦VDI3805¦Internet_EU | PPK SelectPro VDI3805 Internet_EU | PPK SelectPro VDI3805 Internet_EU | R2040-S3+NR24A-MP |  | 1400 kPa | 1000 kPa
230273 | R2040-S3/NR24A-MP | R2040-S3/NR24A-MP | 26 | R2040-S3 | / | NR24A-MP | Communicative actuator | 0 | Scenario 1 |  | PPK¦SelectPro¦VDI3805¦Internet_EU | PPK SelectPro VDI3805 Internet_EU | PPK SelectPro VDI3805 Internet_EU | R2040-S3/NR24A-MP |  | 1400 kPa | 1000 kPa
231800 | R505K+LR230A | R505K+LR230A | 26 | R505K | + | LR230A | Standard actuator | 1 | Scenario 2 |  | PPK¦SelectPro¦VDI3805¦Internet_EU | PPK SelectPro VDI3805 Internet_EU | PPK SelectPro VDI3805 Internet_EU | R505K+LR230A |  | 1400 kPa | 200 kPa
231801 | R505K/LR230A | R505K/LR230A | 26 | R505K | / | LR230A | Standard actuator | 1 | Scenario 2 |  | PPK¦SelectPro¦VDI3805¦Internet_EU | PPK SelectPro VDI3805 Internet_EU | PPK SelectPro VDI3805 Internet_EU | R505K/LR230A |  | 1400 kPa | 200 kPa
231802 | R505K+LR230A-S | R505K+LR230A-S | 26 | R505K | + | LR230A-S | Standard actuator | 0 | Scenario 2 |  | PPK¦SelectPro¦VDI3805¦Internet_EU | PPK SelectPro VDI3805 Internet_EU | PPK SelectPro VDI3805 Internet_EU | R505K+LR230A-S |  | 1400 kPa | 200 kPa
231803 | R505K/LR230A-S | R505K/LR230A-S | 26 | R505K | / | LR230A-S | Standard actuator | 0 | Scenario 2 |  | PPK¦SelectPro¦VDI3805¦Internet_EU | PPK SelectPro VDI3805 Internet_EU | PPK SelectPro VDI3805 Internet_EU | R505K/LR230A-S |  | 1400 kPa | 200 kPa
231804 | R505K+LR24A | R505K+LR24A | 26 | R505K | + | LR24A | Standard actuator | 1 | Scenario 2 |  | PPK¦SelectPro¦VDI3805¦Internet_EU | PPK SelectPro VDI3805 Internet_EU | PPK SelectPro OEM VDI3805 Internet_EU | R505K+LR24A |  | 1400 kPa | 200 kPa
231805 | R505K/LR24A | R505K/LR24A | 26 | R505K | / | LR24A | Standard actuator | 1 | Scenario 2 |  | PPK¦SelectPro¦VDI3805¦Internet_EU | PPK SelectPro VDI3805 Internet_EU | PPK SelectPro OEM VDI3805 Internet_EU | R505K/LR24A |  | 1400 kPa | 200 kPa
231808 | R505K+LR24A-MP | R505K+LR24A-MP | 26 | R505K | + | LR24A-MP | Communicative actuator | 0 | Scenario 2 |  | PPK¦SelectPro¦VDI3805¦Internet_EU | PPK SelectPro VDI3805 Internet_EU | PPK SelectPro VDI3805 Internet_EU | R505K+LR24A-MP |  | 1400 kPa | 200 kPa
231809 | R505K/LR24A-MP | R505K/LR24A-MP | 26 | R505K | / | LR24A-MP | Communicative actuator | 0 | Scenario 2 |  | PPK¦SelectPro¦VDI3805¦Internet_EU | PPK SelectPro VDI3805 Internet_EU | PPK SelectPro VDI3805 Internet_EU | R505K/LR24A-MP |  | 1400 kPa | 200 kPa
231812 | R505K+LR24A-S | R505K+LR24A-S | 26 | R505K | + | LR24A-S | Standard actuator | 0 | Scenario 2 |  | PPK¦SelectPro¦VDI3805¦Internet_EU | PPK SelectPro VDI3805 Internet_EU | PPK SelectPro VDI3805 Internet_EU | R505K+LR24A-S |  | 1400 kPa | 200 kPa
231813 | R505K/LR24A-S | R505K/LR24A-S | 26 | R505K | / | LR24A-S | Standard actuator | 0 | Scenario 2 |  | PPK¦SelectPro¦VDI3805¦Internet_EU | PPK SelectPro VDI3805 Internet_EU | PPK SelectPro VDI3805 Internet_EU | R505K/LR24A-S |  | 1400 kPa | 200 kPa
231814 | R505K+LR24A-SR | R505K+LR24A-SR | 26 | R505K | + | LR24A-SR | Standard actuator | 1 | Scenario 2 |  | PPK¦SelectPro¦VDI3805¦Internet_EU | PPK SelectPro VDI3805 Internet_EU | PPK SelectPro VDI3805 Internet_EU | R505K+LR24A-SR |  | 1400 kPa | 200 kPa
231815 | R505K/LR24A-SR | R505K/LR24A-SR | 26 | R505K | / | LR24A-SR | Standard actuator | 1 | Scenario 2 |  | PPK¦SelectPro¦VDI3805¦Internet_EU | PPK SelectPro VDI3805 Internet_EU | PPK SelectPro VDI3805 Internet_EU | R505K/LR24A-SR |  | 1400 kPa | 200 kPa
231820 | R505K+LRC24A-SR | R505K+LRC24A-SR | 26 | R505K | + | LRC24A-SR | Fast runner | 1 | Scenario 2 |  | PPK¦SelectPro¦VDI3805¦Internet_EU | PPK SelectPro VDI3805 Internet_EU | PPK SelectPro VDI3805 Internet_EU | R505K+LRC24A-SR |  | 1400 kPa | 200 kPa
231821 | R505K/LRC24A-SR | R505K/LRC24A-SR | 26 | R505K | / | LRC24A-SR | Fast runner | 1 | Scenario 2 |  | PPK¦SelectPro¦VDI3805¦Internet_EU | PPK SelectPro VDI3805 Internet_EU | PPK SelectPro VDI3805 Internet_EU | R505K/LRC24A-SR |  | 1400 kPa | 200 kPa
231824 | R506K+LR230A | R506K+LR230A | 26 | R506K | + | LR230A | Standard actuator | 1 | Scenario 2 |  | PPK¦SelectPro¦VDI3805¦Internet_EU | PPK SelectPro VDI3805 Internet_EU | PPK SelectPro VDI3805 Internet_EU | R506K+LR230A |  | 1400 kPa | 200 kPa
231825 | R506K/LR230A | R506K/LR230A | 26 | R506K | / | LR230A | Standard actuator | 1 | Scenario 2 |  | PPK¦SelectPro¦VDI3805¦Internet_EU | PPK SelectPro VDI3805 Internet_EU | PPK SelectPro VDI3805 Internet_EU | R506K/LR230A |  | 1400 kPa | 200 kPa
231826 | R506K+LR230A-S | R506K+LR230A-S | 26 | R506K | + | LR230A-S | Standard actuator | 0 | Scenario 2 |  | PPK¦SelectPro¦VDI3805¦Internet_EU | PPK SelectPro VDI3805 Internet_EU | PPK SelectPro VDI3805 Internet_EU | R506K+LR230A-S |  | 1400 kPa | 200 kPa
231827 | R506K/LR230A-S | R506K/LR230A-S | 26 | R506K | / | LR230A-S | Standard actuator | 0 | Scenario 2 |  | PPK¦SelectPro¦VDI3805¦Internet_EU | PPK SelectPro VDI3805 Internet_EU | PPK SelectPro VDI3805 Internet_EU | R506K/LR230A-S |  | 1400 kPa | 200 kPa
231828 | R506K+LR24A | R506K+LR24A | 26 | R506K | + | LR24A | Standard actuator | 1 | Scenario 2 |  | PPK¦SelectPro¦VDI3805¦Internet_EU | PPK SelectPro VDI3805 Internet_EU | PPK SelectPro OEM VDI3805 Internet_EU | R506K+LR24A |  | 1400 kPa | 200 kPa
231829 | R506K/LR24A | R506K/LR24A | 26 | R506K | / | LR24A | Standard actuator | 1 | Scenario 2 |  | PPK¦SelectPro¦VDI3805¦Internet_EU | PPK SelectPro VDI3805 Internet_EU | PPK SelectPro OEM VDI3805 Internet_EU | R506K/LR24A |  | 1400 kPa | 200 kPa
231832 | R506K+LR24A-MP | R506K+LR24A-MP | 26 | R506K | + | LR24A-MP | Communicative actuator | 0 | Scenario 2 |  | PPK¦SelectPro¦VDI3805¦Internet_EU | PPK SelectPro VDI3805 Internet_EU | PPK SelectPro VDI3805 Internet_EU | R506K+LR24A-MP |  | 1400 kPa | 200 kPa
231833 | R506K/LR24A-MP | R506K/LR24A-MP | 26 | R506K | / | LR24A-MP | Communicative actuator | 0 | Scenario 2 |  | PPK¦SelectPro¦VDI3805¦Internet_EU | PPK SelectPro VDI3805 Internet_EU | PPK SelectPro VDI3805 Internet_EU | R506K/LR24A-MP |  | 1400 kPa | 200 kPa
231836 | R506K+LR24A-S | R506K+LR24A-S | 26 | R506K | + | LR24A-S | Standard actuator | 0 | Scenario 2 |  | PPK¦SelectPro¦VDI3805¦Internet_EU | PPK SelectPro VDI3805 Internet_EU | PPK SelectPro VDI3805 Internet_EU | R506K+LR24A-S |  | 1400 kPa | 200 kPa
231837 | R506K/LR24A-S | R506K/LR24A-S | 26 | R506K | / | LR24A-S | Standard actuator | 0 | Scenario 2 |  | PPK¦SelectPro¦VDI3805¦Internet_EU | PPK SelectPro VDI3805 Internet_EU | PPK SelectPro VDI3805 Internet_EU | R506K/LR24A-S |  | 1400 kPa | 200 kPa
231838 | R506K+LR24A-SR | R506K+LR24A-SR | 26 | R506K | + | LR24A-SR | Standard actuator | 1 | Scenario 2 |  | PPK¦SelectPro¦VDI3805¦Internet_EU | PPK SelectPro VDI3805 Internet_EU | PPK SelectPro VDI3805 Internet_EU | R506K+LR24A-SR |  | 1400 kPa | 200 kPa
231839 | R506K/LR24A-SR | R506K/LR24A-SR | 26 | R506K | / | LR24A-SR | Standard actuator | 1 | Scenario 2 |  | PPK¦SelectPro¦VDI3805¦Internet_EU | PPK SelectPro VDI3805 Internet_EU | PPK SelectPro VDI3805 Internet_EU | R506K/LR24A-SR |  | 1400 kPa | 200 kPa
231844 | R506K+LRC24A-SR | R506K+LRC24A-SR | 26 | R506K | + | LRC24A-SR | Fast runner | 1 | Scenario 2 |  | PPK¦SelectPro¦VDI3805¦Internet_EU | PPK SelectPro VDI3805 Internet_EU | PPK SelectPro VDI3805 Internet_EU | R506K+LRC24A-SR |  | 1400 kPa | 200 kPa
231845 | R506K/LRC24A-SR | R506K/LRC24A-SR | 26 | R506K | / | LRC24A-SR | Fast runner | 1 | Scenario 2 |  | PPK¦SelectPro¦VDI3805¦Internet_EU | PPK SelectPro VDI3805 Internet_EU | PPK SelectPro VDI3805 Internet_EU | R506K/LRC24A-SR |  | 1400 kPa | 200 kPa
231848 | R507K+LR230A | R507K+LR230A | 26 | R507K | + | LR230A | Standard actuator | 1 | Scenario 2 |  | PPK¦SelectPro¦VDI3805¦Internet_EU | PPK SelectPro VDI3805 Internet_EU | PPK SelectPro VDI3805 Internet_EU | R507K+LR230A |  | 1400 kPa | 200 kPa
231849 | R507K/LR230A | R507K/LR230A | 26 | R507K | / | LR230A | Standard actuator | 1 | Scenario 2 |  | PPK¦SelectPro¦VDI3805¦Internet_EU | PPK SelectPro VDI3805 Internet_EU | PPK SelectPro VDI3805 Internet_EU | R507K/LR230A |  | 1400 kPa | 200 kPa
231850 | R507K+LR230A-S | R507K+LR230A-S | 26 | R507K | + | LR230A-S | Standard actuator | 0 | Scenario 2 |  | PPK¦SelectPro¦VDI3805¦Internet_EU | PPK SelectPro VDI3805 Internet_EU | PPK SelectPro VDI3805 Internet_EU | R507K+LR230A-S |  | 1400 kPa | 200 kPa
231851 | R507K/LR230A-S | R507K/LR230A-S | 26 | R507K | / | LR230A-S | Standard actuator | 0 | Scenario 2 |  | PPK¦SelectPro¦VDI3805¦Internet_EU | PPK SelectPro VDI3805 Internet_EU | PPK SelectPro VDI3805 Internet_EU | R507K/LR230A-S |  | 1400 kPa | 200 kPa
231852 | R507K+LR24A | R507K+LR24A | 26 | R507K | + | LR24A | Standard actuator | 1 | Scenario 2 |  | PPK¦SelectPro¦VDI3805¦Internet_EU | PPK SelectPro VDI3805 Internet_EU | PPK SelectPro OEM VDI3805 Internet_EU | R507K+LR24A |  | 1400 kPa | 200 kPa
231853 | R507K/LR24A | R507K/LR24A | 26 | R507K | / | LR24A | Standard actuator | 1 | Scenario 2 |  | PPK¦SelectPro¦VDI3805¦Internet_EU | PPK SelectPro VDI3805 Internet_EU | PPK SelectPro OEM VDI3805 Internet_EU | R507K/LR24A |  | 1400 kPa | 200 kPa
231856 | R507K+LR24A-MP | R507K+LR24A-MP | 26 | R507K | + | LR24A-MP | Communicative actuator | 0 | Scenario 2 |  | PPK¦SelectPro¦VDI3805¦Internet_EU | PPK SelectPro VDI3805 Internet_EU | PPK SelectPro VDI3805 Internet_EU | R507K+LR24A-MP |  | 1400 kPa | 200 kPa
231857 | R507K/LR24A-MP | R507K/LR24A-MP | 26 | R507K | / | LR24A-MP | Communicative actuator | 0 | Scenario 2 |  | PPK¦SelectPro¦VDI3805¦Internet_EU | PPK SelectPro VDI3805 Internet_EU | PPK SelectPro VDI3805 Internet_EU | R507K/LR24A-MP |  | 1400 kPa | 200 kPa
231860 | R507K+LR24A-S | R507K+LR24A-S | 26 | R507K | + | LR24A-S | Standard actuator | 0 | Scenario 2 |  | PPK¦SelectPro¦VDI3805¦Internet_EU | PPK SelectPro VDI3805 Internet_EU | PPK SelectPro VDI3805 Internet_EU | R507K+LR24A-S |  | 1400 kPa | 200 kPa
231861 | R507K/LR24A-S | R507K/LR24A-S | 26 | R507K | / | LR24A-S | Standard actuator | 0 | Scenario 2 |  | PPK¦SelectPro¦VDI3805¦Internet_EU | PPK SelectPro VDI3805 Internet_EU | PPK SelectPro VDI3805 Internet_EU | R507K/LR24A-S |  | 1400 kPa | 200 kPa
231862 | R507K+LR24A-SR | R507K+LR24A-SR | 26 | R507K | + | LR24A-SR | Standard actuator | 1 | Scenario 2 |  | PPK¦SelectPro¦VDI3805¦Internet_EU | PPK SelectPro VDI3805 Internet_EU | PPK SelectPro VDI3805 Internet_EU | R507K+LR24A-SR |  | 1400 kPa | 200 kPa
231863 | R507K/LR24A-SR | R507K/LR24A-SR | 26 | R507K | / | LR24A-SR | Standard actuator | 1 | Scenario 2 |  | PPK¦SelectPro¦VDI3805¦Internet_EU | PPK SelectPro VDI3805 Internet_EU | PPK SelectPro VDI3805 Internet_EU | R507K/LR24A-SR |  | 1400 kPa | 200 kPa
231868 | R507K+LRC24A-SR | R507K+LRC24A-SR | 26 | R507K | + | LRC24A-SR | Fast runner | 1 | Scenario 2 |  | PPK¦SelectPro¦VDI3805¦Internet_EU | PPK SelectPro VDI3805 Internet_EU | PPK SelectPro VDI3805 Internet_EU | R507K+LRC24A-SR |  | 1400 kPa | 200 kPa
231869 | R507K/LRC24A-SR | R507K/LRC24A-SR | 26 | R507K | / | LRC24A-SR | Fast runner | 1 | Scenario 2 |  | PPK¦SelectPro¦VDI3805¦Internet_EU | PPK SelectPro VDI3805 Internet_EU | PPK SelectPro VDI3805 Internet_EU | R507K/LRC24A-SR |  | 1400 kPa | 200 kPa
231872 | R508K+LR230A | R508K+LR230A | 26 | R508K | + | LR230A | Standard actuator | 1 | Scenario 2 |  | PPK¦SelectPro¦VDI3805¦Internet_EU | PPK SelectPro VDI3805 Internet_EU | PPK SelectPro VDI3805 Internet_EU | R508K+LR230A |  | 1400 kPa | 200 kPa
231873 | R508K/LR230A | R508K/LR230A | 26 | R508K | / | LR230A | Standard actuator | 1 | Scenario 2 |  | PPK¦SelectPro¦VDI3805¦Internet_EU | PPK SelectPro VDI3805 Internet_EU | PPK SelectPro VDI3805 Internet_EU | R508K/LR230A |  | 1400 kPa | 200 kPa
231874 | R508K+LR230A-S | R508K+LR230A-S | 26 | R508K | + | LR230A-S | Standard actuator | 0 | Scenario 2 |  | PPK¦SelectPro¦VDI3805¦Internet_EU | PPK SelectPro VDI3805 Internet_EU | PPK SelectPro VDI3805 Internet_EU | R508K+LR230A-S |  | 1400 kPa | 200 kPa
231875 | R508K/LR230A-S | R508K/LR230A-S | 26 | R508K | / | LR230A-S | Standard actuator | 0 | Scenario 2 |  | PPK¦SelectPro¦VDI3805¦Internet_EU | PPK SelectPro VDI3805 Internet_EU | PPK SelectPro VDI3805 Internet_EU | R508K/LR230A-S |  | 1400 kPa | 200 kPa
231876 | R508K+LR24A | R508K+LR24A | 26 | R508K | + | LR24A | Standard actuator | 1 | Scenario 2 |  | PPK¦SelectPro¦VDI3805¦Internet_EU | PPK SelectPro VDI3805 Internet_EU | PPK SelectPro OEM VDI3805 Internet_EU | R508K+LR24A |  | 1400 kPa | 200 kPa
231877 | R508K/LR24A | R508K/LR24A | 26 | R508K | / | LR24A | Standard actuator | 1 | Scenario 2 |  | PPK¦SelectPro¦VDI3805¦Internet_EU | PPK SelectPro VDI3805 Internet_EU | PPK SelectPro OEM VDI3805 Internet_EU | R508K/LR24A |  | 1400 kPa | 200 kPa
231880 | R508K+LR24A-MP | R508K+LR24A-MP | 26 | R508K | + | LR24A-MP | Communicative actuator | 0 | Scenario 2 |  | PPK¦SelectPro¦VDI3805¦Internet_EU | PPK SelectPro VDI3805 Internet_EU | PPK SelectPro VDI3805 Internet_EU | R508K+LR24A-MP |  | 1400 kPa | 200 kPa
231881 | R508K/LR24A-MP | R508K/LR24A-MP | 26 | R508K | / | LR24A-MP | Communicative actuator | 0 | Scenario 2 |  | PPK¦SelectPro¦VDI3805¦Internet_EU | PPK SelectPro VDI3805 Internet_EU | PPK SelectPro VDI3805 Internet_EU | R508K/LR24A-MP |  | 1400 kPa | 200 kPa
231884 | R508K+LR24A-S | R508K+LR24A-S | 26 | R508K | + | LR24A-S | Standard actuator | 0 | Scenario 2 |  | PPK¦SelectPro¦VDI3805¦Internet_EU | PPK SelectPro VDI3805 Internet_EU | PPK SelectPro VDI3805 Internet_EU | R508K+LR24A-S |  | 1400 kPa | 200 kPa
231885 | R508K/LR24A-S | R508K/LR24A-S | 26 | R508K | / | LR24A-S | Standard actuator | 0 | Scenario 2 |  | PPK¦SelectPro¦VDI3805¦Internet_EU | PPK SelectPro VDI3805 Internet_EU | PPK SelectPro VDI3805 Internet_EU | R508K/LR24A-S |  | 1400 kPa | 200 kPa
231886 | R508K+LR24A-SR | R508K+LR24A-SR | 26 | R508K | + | LR24A-SR | Standard actuator | 1 | Scenario 2 |  | PPK¦SelectPro¦VDI3805¦Internet_EU | PPK SelectPro VDI3805 Internet_EU | PPK SelectPro VDI3805 Internet_EU | R508K+LR24A-SR |  | 1400 kPa | 200 kPa
231887 | R508K/LR24A-SR | R508K/LR24A-SR | 26 | R508K | / | LR24A-SR | Standard actuator | 1 | Scenario 2 |  | PPK¦SelectPro¦VDI3805¦Internet_EU | PPK SelectPro VDI3805 Internet_EU | PPK SelectPro VDI3805 Internet_EU | R508K/LR24A-SR |  | 1400 kPa | 200 kPa
231892 | R508K+LRC24A-SR | R508K+LRC24A-SR | 26 | R508K | + | LRC24A-SR | Fast runner | 1 | Scenario 2 |  | PPK¦SelectPro¦VDI3805¦Internet_EU | PPK SelectPro VDI3805 Internet_EU | PPK SelectPro VDI3805 Internet_EU | R508K+LRC24A-SR |  | 1400 kPa | 200 kPa
231893 | R508K/LRC24A-SR | R508K/LRC24A-SR | 26 | R508K | / | LRC24A-SR | Fast runner | 1 | Scenario 2 |  | PPK¦SelectPro¦VDI3805¦Internet_EU | PPK SelectPro VDI3805 Internet_EU | PPK SelectPro VDI3805 Internet_EU | R508K/LRC24A-SR |  | 1400 kPa | 200 kPa
232744 | R2015-S1+LR24A-MP | R2015-S1+LR24A-MP | 26 | R2015-S1 | + | LR24A-MP | Communicative actuator | 0 | Scenario 1 |  | PPK¦SelectPro¦VDI3805¦Internet_EU | PPK SelectPro VDI3805 Internet_EU | PPK SelectPro VDI3805 Internet_EU | R2015-S1+LR24A-MP |  | 1400 kPa | 1000 kPa
232745 | R2015-S1/LR24A-MP | R2015-S1/LR24A-MP | 26 | R2015-S1 | / | LR24A-MP | Communicative actuator | 0 | Scenario 1 |  | PPK¦SelectPro¦VDI3805¦Internet_EU | PPK SelectPro VDI3805 Internet_EU | PPK SelectPro VDI3805 Internet_EU | R2015-S1/LR24A-MP |  | 1400 kPa | 1000 kPa
232780 | R2020-S2+LR24A-MP | R2020-S2+LR24A-MP | 26 | R2020-S2 | + | LR24A-MP | Communicative actuator | 0 | Scenario 1 |  | PPK¦SelectPro¦VDI3805¦Internet_EU | PPK SelectPro VDI3805 Internet_EU | PPK SelectPro VDI3805 Internet_EU | R2020-S2+LR24A-MP |  | 1400 kPa | 1000 kPa
232781 | R2020-S2/LR24A-MP | R2020-S2/LR24A-MP | 26 | R2020-S2 | / | LR24A-MP | Communicative actuator | 0 | Scenario 1 |  | PPK¦SelectPro¦VDI3805¦Internet_EU | PPK SelectPro VDI3805 Internet_EU | PPK SelectPro VDI3805 Internet_EU | R2020-S2/LR24A-MP |  | 1400 kPa | 1000 kPa
232898 | R3040-BL4+SR24A-MP | R3040-BL4+SR24A-MP | 26 | R3040-BL4 | + | SR24A-MP | Communicative actuator | 0 | Scenario 1 |  | PPK¦SelectPro¦VDI3805¦Internet_EU | PPK SelectPro VDI3805 Internet_EU | PPK SelectPro VDI3805 Internet_EU | R3040-BL4+SR24A-MP |  | 500 kPa | 350 kPa
232899 | R3040-BL4/SR24A-MP | R3040-BL4/SR24A-MP | 26 | R3040-BL4 | / | SR24A-MP | Communicative actuator | 0 | Scenario 1 |  | PPK¦SelectPro¦VDI3805¦Internet_EU | PPK SelectPro VDI3805 Internet_EU | PPK SelectPro VDI3805 Internet_EU | R3040-BL4/SR24A-MP |  | 500 kPa | 350 kPa
233118 | R7032R-B3+NRFA | R7032R-B3+NRFA | 26 | R7032R-B3 | + | NRFA | Actuator with emergency control function | 1 | Scenario 1 |  | PPK¦SelectPro¦VDI3805¦Internet_EU | PPK SelectPro VDI3805 Internet_EU | PPK SelectPro VDI3805 Internet_EU | R7032R-B3+NRFA |  | 600 kPa | 100 kPa
233119 | R7032R-B3/NRFA | R7032R-B3/NRFA | 26 | R7032R-B3 | / | NRFA | Actuator with emergency control function | 1 | Scenario 1 |  | PPK¦SelectPro¦VDI3805¦Internet_EU | PPK SelectPro VDI3805 Internet_EU | PPK SelectPro VDI3805 Internet_EU | R7032R-B3/NRFA |  | 600 kPa | 100 kPa
233144 | R405K+LR230A | R405K+LR230A | 26 | R405K | + | LR230A | Standard actuator | 1 | Scenario 2 |  | PPK¦SelectPro¦VDI3805¦Internet_EU | PPK SelectPro VDI3805 Internet_EU | PPK SelectPro VDI3805 Internet_EU | R405K+LR230A |  | 1400 kPa | 200 kPa
233145 | R405K/LR230A | R405K/LR230A | 26 | R405K | / | LR230A | Standard actuator | 1 | Scenario 2 |  | PPK¦SelectPro¦VDI3805¦Internet_EU | PPK SelectPro VDI3805 Internet_EU | PPK SelectPro VDI3805 Internet_EU | R405K/LR230A |  | 1400 kPa | 200 kPa
233146 | R405K+LR230A-S | R405K+LR230A-S | 26 | R405K | + | LR230A-S | Standard actuator | 0 | Scenario 2 |  | PPK¦SelectPro¦VDI3805¦Internet_EU | PPK SelectPro VDI3805 Internet_EU | PPK SelectPro VDI3805 Internet_EU | R405K+LR230A-S |  | 1400 kPa | 200 kPa
233147 | R405K/LR230A-S | R405K/LR230A-S | 26 | R405K | / | LR230A-S | Standard actuator | 0 | Scenario 2 |  | PPK¦SelectPro¦VDI3805¦Internet_EU | PPK SelectPro VDI3805 Internet_EU | PPK SelectPro VDI3805 Internet_EU | R405K/LR230A-S |  | 1400 kPa | 200 kPa
233148 | R405K+LR24A | R405K+LR24A | 26 | R405K | + | LR24A | Standard actuator | 1 | Scenario 2 |  | PPK¦SelectPro¦VDI3805¦Internet_EU | PPK SelectPro VDI3805 Internet_EU | PPK SelectPro OEM VDI3805 Internet_EU | R405K+LR24A |  | 1400 kPa | 200 kPa
233149 | R405K/LR24A | R405K/LR24A | 26 | R405K | / | LR24A | Standard actuator | 1 | Scenario 2 |  | PPK¦SelectPro¦VDI3805¦Internet_EU | PPK SelectPro VDI3805 Internet_EU | PPK SelectPro OEM VDI3805 Internet_EU | R405K/LR24A |  | 1400 kPa | 200 kPa
233152 | R405K+LR24A-MP | R405K+LR24A-MP | 26 | R405K | + | LR24A-MP | Communicative actuator | 0 | Scenario 2 |  | PPK¦SelectPro¦VDI3805¦Internet_EU | PPK SelectPro VDI3805 Internet_EU | PPK SelectPro VDI3805 Internet_EU | R405K+LR24A-MP |  | 1400 kPa | 200 kPa
233153 | R405K/LR24A-MP | R405K/LR24A-MP | 26 | R405K | / | LR24A-MP | Communicative actuator | 0 | Scenario 2 |  | PPK¦SelectPro¦VDI3805¦Internet_EU | PPK SelectPro VDI3805 Internet_EU | PPK SelectPro VDI3805 Internet_EU | R405K/LR24A-MP |  | 1400 kPa | 200 kPa
233156 | R405K+LR24A-S | R405K+LR24A-S | 26 | R405K | + | LR24A-S | Standard actuator | 0 | Scenario 2 |  | PPK¦SelectPro¦VDI3805¦Internet_EU | PPK SelectPro VDI3805 Internet_EU | PPK SelectPro VDI3805 Internet_EU | R405K+LR24A-S |  | 1400 kPa | 200 kPa
233157 | R405K/LR24A-S | R405K/LR24A-S | 26 | R405K | / | LR24A-S | Standard actuator | 0 | Scenario 2 |  | PPK¦SelectPro¦VDI3805¦Internet_EU | PPK SelectPro VDI3805 Internet_EU | PPK SelectPro VDI3805 Internet_EU | R405K/LR24A-S |  | 1400 kPa | 200 kPa
233158 | R405K+LR24A-SR | R405K+LR24A-SR | 26 | R405K | + | LR24A-SR | Standard actuator | 1 | Scenario 2 |  | PPK¦SelectPro¦VDI3805¦Internet_EU | PPK SelectPro VDI3805 Internet_EU | PPK SelectPro VDI3805 Internet_EU | R405K+LR24A-SR |  | 1400 kPa | 200 kPa
233159 | R405K/LR24A-SR | R405K/LR24A-SR | 26 | R405K | / | LR24A-SR | Standard actuator | 1 | Scenario 2 |  | PPK¦SelectPro¦VDI3805¦Internet_EU | PPK SelectPro VDI3805 Internet_EU | PPK SelectPro VDI3805 Internet_EU | R405K/LR24A-SR |  | 1400 kPa | 200 kPa
233164 | R405K+LRC24A-SR | R405K+LRC24A-SR | 26 | R405K | + | LRC24A-SR | Fast runner | 1 | Scenario 2 |  | PPK¦SelectPro¦VDI3805¦Internet_EU | PPK SelectPro VDI3805 Internet_EU | PPK SelectPro VDI3805 Internet_EU | R405K+LRC24A-SR |  | 1400 kPa | 200 kPa
233165 | R405K/LRC24A-SR | R405K/LRC24A-SR | 26 | R405K | / | LRC24A-SR | Fast runner | 1 | Scenario 2 |  | PPK¦SelectPro¦VDI3805¦Internet_EU | PPK SelectPro VDI3805 Internet_EU | PPK SelectPro VDI3805 Internet_EU | R405K/LRC24A-SR |  | 1400 kPa | 200 kPa
233328 | R406K+LR230A | R406K+LR230A | 26 | R406K | + | LR230A | Standard actuator | 1 | Scenario 2 |  | PPK¦SelectPro¦VDI3805¦Internet_EU | PPK SelectPro VDI3805 Internet_EU | PPK SelectPro VDI3805 Internet_EU | R406K+LR230A |  | 1400 kPa | 200 kPa
233329 | R406K/LR230A | R406K/LR230A | 26 | R406K | / | LR230A | Standard actuator | 1 | Scenario 2 |  | PPK¦SelectPro¦VDI3805¦Internet_EU | PPK SelectPro VDI3805 Internet_EU | PPK SelectPro VDI3805 Internet_EU | R406K/LR230A |  | 1400 kPa | 200 kPa
233330 | R406K+LR230A-S | R406K+LR230A-S | 26 | R406K | + | LR230A-S | Standard actuator | 0 | Scenario 2 |  | PPK¦SelectPro¦VDI3805¦Internet_EU | PPK SelectPro VDI3805 Internet_EU | PPK SelectPro VDI3805 Internet_EU | R406K+LR230A-S |  | 1400 kPa | 200 kPa
233331 | R406K/LR230A-S | R406K/LR230A-S | 26 | R406K | / | LR230A-S | Standard actuator | 0 | Scenario 2 |  | PPK¦SelectPro¦VDI3805¦Internet_EU | PPK SelectPro VDI3805 Internet_EU | PPK SelectPro VDI3805 Internet_EU | R406K/LR230A-S |  | 1400 kPa | 200 kPa
233332 | R406K+LR24A | R406K+LR24A | 26 | R406K | + | LR24A | Standard actuator | 1 | Scenario 2 |  | PPK¦SelectPro¦VDI3805¦Internet_EU | PPK SelectPro VDI3805 Internet_EU | PPK SelectPro OEM VDI3805 Internet_EU | R406K+LR24A |  | 1400 kPa | 200 kPa
233333 | R406K/LR24A | R406K/LR24A | 26 | R406K | / | LR24A | Standard actuator | 1 | Scenario 2 |  | PPK¦SelectPro¦VDI3805¦Internet_EU | PPK SelectPro VDI3805 Internet_EU | PPK SelectPro OEM VDI3805 Internet_EU | R406K/LR24A |  | 1400 kPa | 200 kPa
233336 | R406K+LR24A-MP | R406K+LR24A-MP | 26 | R406K | + | LR24A-MP | Communicative actuator | 0 | Scenario 2 |  | PPK¦SelectPro¦VDI3805¦Internet_EU | PPK SelectPro VDI3805 Internet_EU | PPK SelectPro VDI3805 Internet_EU | R406K+LR24A-MP |  | 1400 kPa | 200 kPa
233337 | R406K/LR24A-MP | R406K/LR24A-MP | 26 | R406K | / | LR24A-MP | Communicative actuator | 0 | Scenario 2 |  | PPK¦SelectPro¦VDI3805¦Internet_EU | PPK SelectPro VDI3805 Internet_EU | PPK SelectPro VDI3805 Internet_EU | R406K/LR24A-MP |  | 1400 kPa | 200 kPa
233340 | R406K+LR24A-S | R406K+LR24A-S | 26 | R406K | + | LR24A-S | Standard actuator | 0 | Scenario 2 |  | PPK¦SelectPro¦VDI3805¦Internet_EU | PPK SelectPro VDI3805 Internet_EU | PPK SelectPro VDI3805 Internet_EU | R406K+LR24A-S |  | 1400 kPa | 200 kPa
233341 | R406K/LR24A-S | R406K/LR24A-S | 26 | R406K | / | LR24A-S | Standard actuator | 0 | Scenario 2 |  | PPK¦SelectPro¦VDI3805¦Internet_EU | PPK SelectPro VDI3805 Internet_EU | PPK SelectPro VDI3805 Internet_EU | R406K/LR24A-S |  | 1400 kPa | 200 kPa
233342 | R406K+LR24A-SR | R406K+LR24A-SR | 26 | R406K | + | LR24A-SR | Standard actuator | 1 | Scenario 2 |  | PPK¦SelectPro¦VDI3805¦Internet_EU | PPK SelectPro VDI3805 Internet_EU | PPK SelectPro VDI3805 Internet_EU | R406K+LR24A-SR |  | 1400 kPa | 200 kPa
233343 | R406K/LR24A-SR | R406K/LR24A-SR | 26 | R406K | / | LR24A-SR | Standard actuator | 1 | Scenario 2 |  | PPK¦SelectPro¦VDI3805¦Internet_EU | PPK SelectPro VDI3805 Internet_EU | PPK SelectPro VDI3805 Internet_EU | R406K/LR24A-SR |  | 1400 kPa | 200 kPa
233352 | R406K+LRC24A-SR | R406K+LRC24A-SR | 26 | R406K | + | LRC24A-SR | Fast runner | 1 | Scenario 2 |  | PPK¦SelectPro¦VDI3805¦Internet_EU | PPK SelectPro VDI3805 Internet_EU | PPK SelectPro VDI3805 Internet_EU | R406K+LRC24A-SR |  | 1400 kPa | 200 kPa
233353 | R406K/LRC24A-SR | R406K/LRC24A-SR | 26 | R406K | / | LRC24A-SR | Fast runner | 1 | Scenario 2 |  | PPK¦SelectPro¦VDI3805¦Internet_EU | PPK SelectPro VDI3805 Internet_EU | PPK SelectPro VDI3805 Internet_EU | R406K/LRC24A-SR |  | 1400 kPa | 200 kPa
233356 | R407K+LR230A | R407K+LR230A | 26 | R407K | + | LR230A | Standard actuator | 1 | Scenario 2 |  | PPK¦SelectPro¦VDI3805¦Internet_EU | PPK SelectPro VDI3805 Internet_EU | PPK SelectPro VDI3805 Internet_EU | R407K+LR230A |  | 1400 kPa | 200 kPa
233357 | R407K/LR230A | R407K/LR230A | 26 | R407K | / | LR230A | Standard actuator | 1 | Scenario 2 |  | PPK¦SelectPro¦VDI3805¦Internet_EU | PPK SelectPro VDI3805 Internet_EU | PPK SelectPro VDI3805 Internet_EU | R407K/LR230A |  | 1400 kPa | 200 kPa
233390 | R407K+LR230A-S | R407K+LR230A-S | 26 | R407K | + | LR230A-S | Standard actuator | 0 | Scenario 2 |  | PPK¦SelectPro¦VDI3805¦Internet_EU | PPK SelectPro VDI3805 Internet_EU | PPK SelectPro VDI3805 Internet_EU | R407K+LR230A-S |  | 1400 kPa | 200 kPa
233391 | R407K/LR230A-S | R407K/LR230A-S | 26 | R407K | / | LR230A-S | Standard actuator | 0 | Scenario 2 |  | PPK¦SelectPro¦VDI3805¦Internet_EU | PPK SelectPro VDI3805 Internet_EU | PPK SelectPro VDI3805 Internet_EU | R407K/LR230A-S |  | 1400 kPa | 200 kPa
233392 | R407K+LR24A | R407K+LR24A | 26 | R407K | + | LR24A | Standard actuator | 1 | Scenario 2 |  | PPK¦SelectPro¦VDI3805¦Internet_EU | PPK SelectPro VDI3805 Internet_EU | PPK SelectPro OEM VDI3805 Internet_EU | R407K+LR24A |  | 1400 kPa | 200 kPa
233393 | R407K/LR24A | R407K/LR24A | 26 | R407K | / | LR24A | Standard actuator | 1 | Scenario 2 |  | PPK¦SelectPro¦VDI3805¦Internet_EU | PPK SelectPro VDI3805 Internet_EU | PPK SelectPro OEM VDI3805 Internet_EU | R407K/LR24A |  | 1400 kPa | 200 kPa
233428 | R407K+LR24A-MP | R407K+LR24A-MP | 26 | R407K | + | LR24A-MP | Communicative actuator | 0 | Scenario 2 |  | PPK¦SelectPro¦VDI3805¦Internet_EU | PPK SelectPro VDI3805 Internet_EU | PPK SelectPro VDI3805 Internet_EU | R407K+LR24A-MP |  | 1400 kPa | 200 kPa
233429 | R407K/LR24A-MP | R407K/LR24A-MP | 26 | R407K | / | LR24A-MP | Communicative actuator | 0 | Scenario 2 |  | PPK¦SelectPro¦VDI3805¦Internet_EU | PPK SelectPro VDI3805 Internet_EU | PPK SelectPro VDI3805 Internet_EU | R407K/LR24A-MP |  | 1400 kPa | 200 kPa
233432 | R407K+LR24A-S | R407K+LR24A-S | 26 | R407K | + | LR24A-S | Standard actuator | 0 | Scenario 2 |  | PPK¦SelectPro¦VDI3805¦Internet_EU | PPK SelectPro VDI3805 Internet_EU | PPK SelectPro VDI3805 Internet_EU | R407K+LR24A-S |  | 1400 kPa | 200 kPa
233433 | R407K/LR24A-S | R407K/LR24A-S | 26 | R407K | / | LR24A-S | Standard actuator | 0 | Scenario 2 |  | PPK¦SelectPro¦VDI3805¦Internet_EU | PPK SelectPro VDI3805 Internet_EU | PPK SelectPro VDI3805 Internet_EU | R407K/LR24A-S |  | 1400 kPa | 200 kPa
233466 | R407K+LR24A-SR | R407K+LR24A-SR | 26 | R407K | + | LR24A-SR | Standard actuator | 1 | Scenario 2 |  | PPK¦SelectPro¦VDI3805¦Internet_EU | PPK SelectPro VDI3805 Internet_EU | PPK SelectPro VDI3805 Internet_EU | R407K+LR24A-SR |  | 1400 kPa | 200 kPa
233467 | R407K/LR24A-SR | R407K/LR24A-SR | 26 | R407K | / | LR24A-SR | Standard actuator | 1 | Scenario 2 |  | PPK¦SelectPro¦VDI3805¦Internet_EU | PPK SelectPro VDI3805 Internet_EU | PPK SelectPro VDI3805 Internet_EU | R407K/LR24A-SR |  | 1400 kPa | 200 kPa
233504 | R407K+LRC24A-SR | R407K+LRC24A-SR | 26 | R407K | + | LRC24A-SR | Fast runner | 1 | Scenario 2 |  | PPK¦SelectPro¦VDI3805¦Internet_EU | PPK SelectPro VDI3805 Internet_EU | PPK SelectPro VDI3805 Internet_EU | R407K+LRC24A-SR |  | 1400 kPa | 200 kPa
233505 | R407K/LRC24A-SR | R407K/LRC24A-SR | 26 | R407K | / | LRC24A-SR | Fast runner | 1 | Scenario 2 |  | PPK¦SelectPro¦VDI3805¦Internet_EU | PPK SelectPro VDI3805 Internet_EU | PPK SelectPro VDI3805 Internet_EU | R407K/LRC24A-SR |  | 1400 kPa | 200 kPa
233508 | R408K+LR230A | R408K+LR230A | 26 | R408K | + | LR230A | Standard actuator | 1 | Scenario 2 |  | PPK¦SelectPro¦VDI3805¦Internet_EU | PPK SelectPro VDI3805 Internet_EU | PPK SelectPro VDI3805 Internet_EU | R408K+LR230A |  | 1400 kPa | 200 kPa
233509 | R408K/LR230A | R408K/LR230A | 26 | R408K | / | LR230A | Standard actuator | 1 | Scenario 2 |  | PPK¦SelectPro¦VDI3805¦Internet_EU | PPK SelectPro VDI3805 Internet_EU | PPK SelectPro VDI3805 Internet_EU | R408K/LR230A |  | 1400 kPa | 200 kPa
233542 | R408K+LR230A-S | R408K+LR230A-S | 26 | R408K | + | LR230A-S | Standard actuator | 0 | Scenario 2 |  | PPK¦SelectPro¦VDI3805¦Internet_EU | PPK SelectPro VDI3805 Internet_EU | PPK SelectPro VDI3805 Internet_EU | R408K+LR230A-S |  | 1400 kPa | 200 kPa
233543 | R408K/LR230A-S | R408K/LR230A-S | 26 | R408K | / | LR230A-S | Standard actuator | 0 | Scenario 2 |  | PPK¦SelectPro¦VDI3805¦Internet_EU | PPK SelectPro VDI3805 Internet_EU | PPK SelectPro VDI3805 Internet_EU | R408K/LR230A-S |  | 1400 kPa | 200 kPa
233544 | R408K+LR24A | R408K+LR24A | 26 | R408K | + | LR24A | Standard actuator | 1 | Scenario 2 |  | PPK¦SelectPro¦VDI3805¦Internet_EU | PPK SelectPro VDI3805 Internet_EU | PPK SelectPro OEM VDI3805 Internet_EU | R408K+LR24A |  | 1400 kPa | 200 kPa
233545 | R408K/LR24A | R408K/LR24A | 26 | R408K | / | LR24A | Standard actuator | 1 | Scenario 2 |  | PPK¦SelectPro¦VDI3805¦Internet_EU | PPK SelectPro VDI3805 Internet_EU | PPK SelectPro OEM VDI3805 Internet_EU | R408K/LR24A |  | 1400 kPa | 200 kPa
233580 | R408K+LR24A-MP | R408K+LR24A-MP | 26 | R408K | + | LR24A-MP | Communicative actuator | 0 | Scenario 2 |  | PPK¦SelectPro¦VDI3805¦Internet_EU | PPK SelectPro VDI3805 Internet_EU | PPK SelectPro VDI3805 Internet_EU | R408K+LR24A-MP |  | 1400 kPa | 200 kPa
233581 | R408K/LR24A-MP | R408K/LR24A-MP | 26 | R408K | / | LR24A-MP | Communicative actuator | 0 | Scenario 2 |  | PPK¦SelectPro¦VDI3805¦Internet_EU | PPK SelectPro VDI3805 Internet_EU | PPK SelectPro VDI3805 Internet_EU | R408K/LR24A-MP |  | 1400 kPa | 200 kPa
233584 | R408K+LR24A-S | R408K+LR24A-S | 26 | R408K | + | LR24A-S | Standard actuator | 0 | Scenario 2 |  | PPK¦SelectPro¦VDI3805¦Internet_EU | PPK SelectPro VDI3805 Internet_EU | PPK SelectPro VDI3805 Internet_EU | R408K+LR24A-S |  | 1400 kPa | 200 kPa
233585 | R408K/LR24A-S | R408K/LR24A-S | 26 | R408K | / | LR24A-S | Standard actuator | 0 | Scenario 2 |  | PPK¦SelectPro¦VDI3805¦Internet_EU | PPK SelectPro VDI3805 Internet_EU | PPK SelectPro VDI3805 Internet_EU | R408K/LR24A-S |  | 1400 kPa | 200 kPa
233616 | R408K+LR24A-SR | R408K+LR24A-SR | 26 | R408K | + | LR24A-SR | Standard actuator | 1 | Scenario 2 |  | PPK¦SelectPro¦VDI3805¦Internet_EU | PPK SelectPro VDI3805 Internet_EU | PPK SelectPro VDI3805 Internet_EU | R408K+LR24A-SR |  | 1400 kPa | 200 kPa
233617 | R408K/LR24A-SR | R408K/LR24A-SR | 26 | R408K | / | LR24A-SR | Standard actuator | 1 | Scenario 2 |  | PPK¦SelectPro¦VDI3805¦Internet_EU | PPK SelectPro VDI3805 Internet_EU | PPK SelectPro VDI3805 Internet_EU | R408K/LR24A-SR |  | 1400 kPa | 200 kPa
233804 | R531+NRF24A-SR | R531+NRF24A-SR | 26 | R531 | + | NRF24A-SR | Actuator with emergency control function | 1 | Scenario 2 |  | PPK¦SelectPro¦VDI3805¦Internet_EU | PPK SelectPro VDI3805 Internet_EU | PPK SelectPro VDI3805 Internet_EU | R531+NRF24A-SR |  | 1400 kPa | 200 kPa
233805 | R531/NRF24A-SR | R531/NRF24A-SR | 26 | R531 | / | NRF24A-SR | Actuator with emergency control function | 1 | Scenario 2 |  | PPK¦SelectPro¦VDI3805¦Internet_EU | PPK SelectPro VDI3805 Internet_EU | PPK SelectPro VDI3805 Internet_EU | R531/NRF24A-SR |  | 1400 kPa | 200 kPa
233828 | R532+NRFA | R532+NRFA | 26 | R532 | + | NRFA | Actuator with emergency control function | 1 | Scenario 1 |  | PPK¦SelectPro¦VDI3805¦Internet_EU | PPK SelectPro VDI3805 Internet_EU | PPK SelectPro VDI3805 Internet_EU | R532+NRFA |  | 1400 kPa | 400 kPa
233829 | R532/NRFA | R532/NRFA | 26 | R532 | / | NRFA | Actuator with emergency control function | 1 | Scenario 1 |  | PPK¦SelectPro¦VDI3805¦Internet_EU | PPK SelectPro VDI3805 Internet_EU | PPK SelectPro VDI3805 Internet_EU | R532/NRFA |  | 1400 kPa | 400 kPa
234160 | R408K+LRC24A-SR | R408K+LRC24A-SR | 26 | R408K | + | LRC24A-SR | Fast runner | 1 | Scenario 2 |  | PPK¦SelectPro¦VDI3805¦Internet_EU | PPK SelectPro VDI3805 Internet_EU | PPK SelectPro VDI3805 Internet_EU | R408K+LRC24A-SR |  | 1400 kPa | 200 kPa
234161 | R408K/LRC24A-SR | R408K/LRC24A-SR | 26 | R408K | / | LRC24A-SR | Fast runner | 1 | Scenario 2 |  | PPK¦SelectPro¦VDI3805¦Internet_EU | PPK SelectPro VDI3805 Internet_EU | PPK SelectPro VDI3805 Internet_EU | R408K/LRC24A-SR |  | 1400 kPa | 200 kPa
234196 | R409K+LR230A | R409K+LR230A | 26 | R409K | + | LR230A | Standard actuator | 1 | Scenario 2 |  | PPK¦SelectPro¦VDI3805¦Internet_EU | PPK SelectPro VDI3805 Internet_EU | PPK SelectPro VDI3805 Internet_EU | R409K+LR230A |  | 1400 kPa | 200 kPa
234197 | R409K/LR230A | R409K/LR230A | 26 | R409K | / | LR230A | Standard actuator | 1 | Scenario 2 |  | PPK¦SelectPro¦VDI3805¦Internet_EU | PPK SelectPro VDI3805 Internet_EU | PPK SelectPro VDI3805 Internet_EU | R409K/LR230A |  | 1400 kPa | 200 kPa
234230 | R409K+LR230A-S | R409K+LR230A-S | 26 | R409K | + | LR230A-S | Standard actuator | 0 | Scenario 2 |  | PPK¦SelectPro¦VDI3805¦Internet_EU | PPK SelectPro VDI3805 Internet_EU | PPK SelectPro VDI3805 Internet_EU | R409K+LR230A-S |  | 1400 kPa | 200 kPa
234231 | R409K/LR230A-S | R409K/LR230A-S | 26 | R409K | / | LR230A-S | Standard actuator | 0 | Scenario 2 |  | PPK¦SelectPro¦VDI3805¦Internet_EU | PPK SelectPro VDI3805 Internet_EU | PPK SelectPro VDI3805 Internet_EU | R409K/LR230A-S |  | 1400 kPa | 200 kPa
234232 | R409K+LR24A | R409K+LR24A | 26 | R409K | + | LR24A | Standard actuator | 1 | Scenario 2 |  | PPK¦SelectPro¦VDI3805¦Internet_EU | PPK SelectPro VDI3805 Internet_EU | PPK SelectPro OEM VDI3805 Internet_EU | R409K+LR24A |  | 1400 kPa | 200 kPa
234233 | R409K/LR24A | R409K/LR24A | 26 | R409K | / | LR24A | Standard actuator | 1 | Scenario 2 |  | PPK¦SelectPro¦VDI3805¦Internet_EU | PPK SelectPro VDI3805 Internet_EU | PPK SelectPro OEM VDI3805 Internet_EU | R409K/LR24A |  | 1400 kPa | 200 kPa
234260 | R409K+LR24A-MP | R409K+LR24A-MP | 26 | R409K | + | LR24A-MP | Communicative actuator | 0 | Scenario 2 |  | PPK¦SelectPro¦VDI3805¦Internet_EU | PPK SelectPro VDI3805 Internet_EU | PPK SelectPro VDI3805 Internet_EU | R409K+LR24A-MP |  | 1400 kPa | 200 kPa
234261 | R409K/LR24A-MP | R409K/LR24A-MP | 26 | R409K | / | LR24A-MP | Communicative actuator | 0 | Scenario 2 |  | PPK¦SelectPro¦VDI3805¦Internet_EU | PPK SelectPro VDI3805 Internet_EU | PPK SelectPro VDI3805 Internet_EU | R409K/LR24A-MP |  | 1400 kPa | 200 kPa
234296 | R409K+LR24A-S | R409K+LR24A-S | 26 | R409K | + | LR24A-S | Standard actuator | 0 | Scenario 2 |  | PPK¦SelectPro¦VDI3805¦Internet_EU | PPK SelectPro VDI3805 Internet_EU | PPK SelectPro VDI3805 Internet_EU | R409K+LR24A-S |  | 1400 kPa | 200 kPa
234297 | R409K/LR24A-S | R409K/LR24A-S | 26 | R409K | / | LR24A-S | Standard actuator | 0 | Scenario 2 |  | PPK¦SelectPro¦VDI3805¦Internet_EU | PPK SelectPro VDI3805 Internet_EU | PPK SelectPro VDI3805 Internet_EU | R409K/LR24A-S |  | 1400 kPa | 200 kPa
234332 | R409K+LR24A-SR | R409K+LR24A-SR | 26 | R409K | + | LR24A-SR | Standard actuator | 1 | Scenario 2 |  | PPK¦SelectPro¦VDI3805¦Internet_EU | PPK SelectPro VDI3805 Internet_EU | PPK SelectPro VDI3805 Internet_EU | R409K+LR24A-SR |  | 1400 kPa | 200 kPa
234333 | R409K/LR24A-SR | R409K/LR24A-SR | 26 | R409K | / | LR24A-SR | Standard actuator | 1 | Scenario 2 |  | PPK¦SelectPro¦VDI3805¦Internet_EU | PPK SelectPro VDI3805 Internet_EU | PPK SelectPro VDI3805 Internet_EU | R409K/LR24A-SR |  | 1400 kPa | 200 kPa
234362 | R409K+LRC24A-SR | R409K+LRC24A-SR | 26 | R409K | + | LRC24A-SR | Fast runner | 1 | Scenario 2 |  | PPK¦SelectPro¦VDI3805¦Internet_EU | PPK SelectPro VDI3805 Internet_EU | PPK SelectPro VDI3805 Internet_EU | R409K+LRC24A-SR |  | 1400 kPa | 200 kPa
234363 | R409K/LRC24A-SR | R409K/LRC24A-SR | 26 | R409K | / | LRC24A-SR | Fast runner | 1 | Scenario 2 |  | PPK¦SelectPro¦VDI3805¦Internet_EU | PPK SelectPro VDI3805 Internet_EU | PPK SelectPro VDI3805 Internet_EU | R409K/LRC24A-SR |  | 1400 kPa | 200 kPa
234442 | R538+NRF24A-SR | R538+NRF24A-SR | 26 | R538 | + | NRF24A-SR | Actuator with emergency control function | 1 | Scenario 2 |  | PPK¦SelectPro¦VDI3805¦Internet_EU | PPK SelectPro VDI3805 Internet_EU | PPK SelectPro VDI3805 Internet_EU | R538+NRF24A-SR |  | 1400 kPa | 200 kPa
234443 | R538/NRF24A-SR | R538/NRF24A-SR | 26 | R538 | / | NRF24A-SR | Actuator with emergency control function | 1 | Scenario 2 |  | PPK¦SelectPro¦VDI3805¦Internet_EU | PPK SelectPro VDI3805 Internet_EU | PPK SelectPro VDI3805 Internet_EU | R538/NRF24A-SR |  | 1400 kPa | 200 kPa
234466 | R540+NRFA | R540+NRFA | 26 | R540 | + | NRFA | Actuator with emergency control function | 1 | Scenario 1 |  | PPK¦SelectPro¦VDI3805¦Internet_EU | PPK SelectPro VDI3805 Internet_EU | PPK SelectPro VDI3805 Internet_EU | R540+NRFA |  | 1400 kPa | 400 kPa
234467 | R540/NRFA | R540/NRFA | 26 | R540 | / | NRFA | Actuator with emergency control function | 1 | Scenario 1 |  | PPK¦SelectPro¦VDI3805¦Internet_EU | PPK SelectPro VDI3805 Internet_EU | PPK SelectPro VDI3805 Internet_EU | R540/NRFA |  | 1400 kPa | 400 kPa
234474 | R548+NRF24A-SR | R548+NRF24A-SR | 26 | R548 | + | NRF24A-SR | Actuator with emergency control function | 1 | Scenario 2 |  | PPK¦SelectPro¦VDI3805¦Internet_EU | PPK SelectPro VDI3805 Internet_EU | PPK SelectPro VDI3805 Internet_EU | R548+NRF24A-SR |  | 1400 kPa | 200 kPa
234475 | R548/NRF24A-SR | R548/NRF24A-SR | 26 | R548 | / | NRF24A-SR | Actuator with emergency control function | 1 | Scenario 2 |  | PPK¦SelectPro¦VDI3805¦Internet_EU | PPK SelectPro VDI3805 Internet_EU | PPK SelectPro VDI3805 Internet_EU | R548/NRF24A-SR |  | 1400 kPa | 200 kPa
234498 | R550+NRFA | R550+NRFA | 26 | R550 | + | NRFA | Actuator with emergency control function | 1 | Scenario 1 |  | PPK¦SelectPro¦VDI3805¦Internet_EU | PPK SelectPro VDI3805 Internet_EU | PPK SelectPro VDI3805 Internet_EU | R550+NRFA |  | 1400 kPa | 400 kPa
234499 | R550/NRFA | R550/NRFA | 26 | R550 | / | NRFA | Actuator with emergency control function | 1 | Scenario 1 |  | PPK¦SelectPro¦VDI3805¦Internet_EU | PPK SelectPro VDI3805 Internet_EU | PPK SelectPro VDI3805 Internet_EU | R550/NRFA |  | 1400 kPa | 400 kPa
234662 | D625N+SRFA-5 | D625N+SRFA-5 | 26 | D625N | + | SRFA-5 | Actuator with emergency control function | 1 | Scenario 1 |  | PPK¦SelectPro¦VDI3805¦Internet_EU | PPK SelectPro VDI3805 Internet_EU | PPK SelectPro VDI3805 Internet_EU | D625N+SRFA-5 |  | 1200 kPa | 1.6 kPa
234663 | D625N/SRFA-5 | D625N/SRFA-5 | 26 | D625N | / | SRFA-5 | Actuator with emergency control function | 1 | Scenario 1 |  | PPK¦SelectPro¦VDI3805¦Internet_EU | PPK SelectPro VDI3805 Internet_EU | PPK SelectPro VDI3805 Internet_EU | D625N/SRFA-5 |  | 1200 kPa | 1.6 kPa
234666 | D625N+SRFA-S2-5 | D625N+SRFA-S2-5 | 26 | D625N | + | SRFA-S2-5 | Actuator with emergency control function | 1 | Scenario 1 |  | PPK¦SelectPro¦VDI3805¦Internet_EU | PPK SelectPro VDI3805 Internet_EU | PPK SelectPro VDI3805 Internet_EU | D625N+SRFA-S2-5 |  | 1200 kPa | 1.6 kPa
234667 | D625N/SRFA-S2-5 | D625N/SRFA-S2-5 | 26 | D625N | / | SRFA-S2-5 | Actuator with emergency control function | 1 | Scenario 1 |  | PPK¦SelectPro¦VDI3805¦Internet_EU | PPK SelectPro VDI3805 Internet_EU | PPK SelectPro VDI3805 Internet_EU | D625N/SRFA-S2-5 |  | 1200 kPa | 1.6 kPa
234670 | D632N+SRFA-5 | D632N+SRFA-5 | 26 | D632N | + | SRFA-5 | Actuator with emergency control function | 1 | Scenario 1 |  | PPK¦SelectPro¦VDI3805¦Internet_EU | PPK SelectPro VDI3805 Internet_EU | PPK SelectPro VDI3805 Internet_EU | D632N+SRFA-5 |  | 1200 kPa | 2.5 kPa
234671 | D632N/SRFA-5 | D632N/SRFA-5 | 26 | D632N | / | SRFA-5 | Actuator with emergency control function | 1 | Scenario 1 |  | PPK¦SelectPro¦VDI3805¦Internet_EU | PPK SelectPro VDI3805 Internet_EU | PPK SelectPro VDI3805 Internet_EU | D632N/SRFA-5 |  | 1200 kPa | 2.5 kPa
234674 | D632N+SRFA-S2-5 | D632N+SRFA-S2-5 | 26 | D632N | + | SRFA-S2-5 | Actuator with emergency control function | 1 | Scenario 1 |  | PPK¦SelectPro¦VDI3805¦Internet_EU | PPK SelectPro VDI3805 Internet_EU | PPK SelectPro VDI3805 Internet_EU | D632N+SRFA-S2-5 |  | 1200 kPa | 2.5 kPa
234675 | D632N/SRFA-S2-5 | D632N/SRFA-S2-5 | 26 | D632N | / | SRFA-S2-5 | Actuator with emergency control function | 1 | Scenario 1 |  | PPK¦SelectPro¦VDI3805¦Internet_EU | PPK SelectPro VDI3805 Internet_EU | PPK SelectPro VDI3805 Internet_EU | D632N/SRFA-S2-5 |  | 1200 kPa | 2.5 kPa
234678 | D640N+SRFA-5 | D640N+SRFA-5 | 26 | D640N | + | SRFA-5 | Actuator with emergency control function | 1 | Scenario 1 |  | PPK¦SelectPro¦VDI3805¦Internet_EU | PPK SelectPro VDI3805 Internet_EU | PPK SelectPro VDI3805 Internet_EU | D640N+SRFA-5 |  | 1200 kPa | 3.4 kPa
234679 | D640N/SRFA-5 | D640N/SRFA-5 | 26 | D640N | / | SRFA-5 | Actuator with emergency control function | 1 | Scenario 1 |  | PPK¦SelectPro¦VDI3805¦Internet_EU | PPK SelectPro VDI3805 Internet_EU | PPK SelectPro VDI3805 Internet_EU | D640N/SRFA-5 |  | 1200 kPa | 3.4 kPa
234682 | D640N+SRFA-S2-5 | D640N+SRFA-S2-5 | 26 | D640N | + | SRFA-S2-5 | Actuator with emergency control function | 1 | Scenario 1 |  | PPK¦SelectPro¦VDI3805¦Internet_EU | PPK SelectPro VDI3805 Internet_EU | PPK SelectPro VDI3805 Internet_EU | D640N+SRFA-S2-5 |  | 1200 kPa | 3.4 kPa
234683 | D640N/SRFA-S2-5 | D640N/SRFA-S2-5 | 26 | D640N | / | SRFA-S2-5 | Actuator with emergency control function | 1 | Scenario 1 |  | PPK¦SelectPro¦VDI3805¦Internet_EU | PPK SelectPro VDI3805 Internet_EU | PPK SelectPro VDI3805 Internet_EU | D640N/SRFA-S2-5 |  | 1200 kPa | 3.4 kPa
234686 | D650N+SRFA-5 | D650N+SRFA-5 | 26 | D650N | + | SRFA-5 | Actuator with emergency control function | 1 | Scenario 1 |  | PPK¦SelectPro¦VDI3805¦Internet_EU | PPK SelectPro VDI3805 Internet_EU | PPK SelectPro VDI3805 Internet_EU | D650N+SRFA-5 |  | 1200 kPa | 3.1 kPa
234687 | D650N/SRFA-5 | D650N/SRFA-5 | 26 | D650N | / | SRFA-5 | Actuator with emergency control function | 1 | Scenario 1 |  | PPK¦SelectPro¦VDI3805¦Internet_EU | PPK SelectPro VDI3805 Internet_EU | PPK SelectPro VDI3805 Internet_EU | D650N/SRFA-5 |  | 1200 kPa | 3.1 kPa
234690 | D650N+SRFA-S2-5 | D650N+SRFA-S2-5 | 26 | D650N | + | SRFA-S2-5 | Actuator with emergency control function | 1 | Scenario 1 |  | PPK¦SelectPro¦VDI3805¦Internet_EU | PPK SelectPro VDI3805 Internet_EU | PPK SelectPro VDI3805 Internet_EU | D650N+SRFA-S2-5 |  | 1200 kPa | 3.1 kPa
234691 | D650N/SRFA-S2-5 | D650N/SRFA-S2-5 | 26 | D650N | / | SRFA-S2-5 | Actuator with emergency control function | 1 | Scenario 1 |  | PPK¦SelectPro¦VDI3805¦Internet_EU | PPK SelectPro VDI3805 Internet_EU | PPK SelectPro VDI3805 Internet_EU | D650N/SRFA-S2-5 |  | 1200 kPa | 3.1 kPa
234694 | D650NL+SRFA-5 | D650NL+SRFA-5 | 26 | D650NL | + | SRFA-5 | Actuator with emergency control function | 1 | Scenario 1 |  | PPK¦SelectPro¦VDI3805¦Internet_EU | PPK SelectPro VDI3805 Internet_EU | PPK SelectPro VDI3805 Internet_EU | D650NL+SRFA-5 |  | 1200 kPa | 3.1 kPa
234695 | D650NL/SRFA-5 | D650NL/SRFA-5 | 26 | D650NL | / | SRFA-5 | Actuator with emergency control function | 1 | Scenario 1 |  | PPK¦SelectPro¦VDI3805¦Internet_EU | PPK SelectPro VDI3805 Internet_EU | PPK SelectPro VDI3805 Internet_EU | D650NL/SRFA-5 |  | 1200 kPa | 3.1 kPa
234698 | D650NL+SRFA-S2-5 | D650NL+SRFA-S2-5 | 26 | D650NL | + | SRFA-S2-5 | Actuator with emergency control function | 1 | Scenario 1 |  | PPK¦SelectPro¦VDI3805¦Internet_EU | PPK SelectPro VDI3805 Internet_EU | PPK SelectPro VDI3805 Internet_EU | D650NL+SRFA-S2-5 |  | 1200 kPa | 3.1 kPa
234699 | D650NL/SRFA-S2-5 | D650NL/SRFA-S2-5 | 26 | D650NL | / | SRFA-S2-5 | Actuator with emergency control function | 1 | Scenario 1 |  | PPK¦SelectPro¦VDI3805¦Internet_EU | PPK SelectPro VDI3805 Internet_EU | PPK SelectPro VDI3805 Internet_EU | D650NL/SRFA-S2-5 |  | 1200 kPa | 3.1 kPa
234702 | D665N+SRFA-5 | D665N+SRFA-5 | 26 | D665N | + | SRFA-5 | Actuator with emergency control function | 1 | Scenario 1 |  | PPK¦SelectPro¦VDI3805¦Internet_EU | PPK SelectPro VDI3805 Internet_EU | PPK SelectPro VDI3805 Internet_EU | D665N+SRFA-5 |  | 1200 kPa | 2.4 kPa
234703 | D665N/SRFA-5 | D665N/SRFA-5 | 26 | D665N | / | SRFA-5 | Actuator with emergency control function | 1 | Scenario 1 |  | PPK¦SelectPro¦VDI3805¦Internet_EU | PPK SelectPro VDI3805 Internet_EU | PPK SelectPro VDI3805 Internet_EU | D665N/SRFA-5 |  | 1200 kPa | 2.4 kPa
234706 | D665N+SRFA-S2-5 | D665N+SRFA-S2-5 | 26 | D665N | + | SRFA-S2-5 | Actuator with emergency control function | 1 | Scenario 1 |  | PPK¦SelectPro¦VDI3805¦Internet_EU | PPK SelectPro VDI3805 Internet_EU | PPK SelectPro VDI3805 Internet_EU | D665N+SRFA-S2-5 |  | 1200 kPa | 2.4 kPa
234707 | D665N/SRFA-S2-5 | D665N/SRFA-S2-5 | 26 | D665N | / | SRFA-S2-5 | Actuator with emergency control function | 1 | Scenario 1 |  | PPK¦SelectPro¦VDI3805¦Internet_EU | PPK SelectPro VDI3805 Internet_EU | PPK SelectPro VDI3805 Internet_EU | D665N/SRFA-S2-5 |  | 1200 kPa | 2.4 kPa
234710 | D665NL+SRFA-5 | D665NL+SRFA-5 | 26 | D665NL | + | SRFA-5 | Actuator with emergency control function | 1 | Scenario 1 |  | PPK¦SelectPro¦VDI3805¦Internet_EU | PPK SelectPro VDI3805 Internet_EU | PPK SelectPro VDI3805 Internet_EU | D665NL+SRFA-5 |  | 1200 kPa | 2.4 kPa
234711 | D665NL/SRFA-5 | D665NL/SRFA-5 | 26 | D665NL | / | SRFA-5 | Actuator with emergency control function | 1 | Scenario 1 |  | PPK¦SelectPro¦VDI3805¦Internet_EU | PPK SelectPro VDI3805 Internet_EU | PPK SelectPro VDI3805 Internet_EU | D665NL/SRFA-5 |  | 1200 kPa | 2.4 kPa
234714 | D665NL+SRFA-S2-5 | D665NL+SRFA-S2-5 | 26 | D665NL | + | SRFA-S2-5 | Actuator with emergency control function | 1 | Scenario 1 |  | PPK¦SelectPro¦VDI3805¦Internet_EU | PPK SelectPro VDI3805 Internet_EU | PPK SelectPro VDI3805 Internet_EU | D665NL+SRFA-S2-5 |  | 1200 kPa | 2.4 kPa
234715 | D665NL/SRFA-S2-5 | D665NL/SRFA-S2-5 | 26 | D665NL | / | SRFA-S2-5 | Actuator with emergency control function | 1 | Scenario 1 |  | PPK¦SelectPro¦VDI3805¦Internet_EU | PPK SelectPro VDI3805 Internet_EU | PPK SelectPro VDI3805 Internet_EU | D665NL/SRFA-S2-5 |  | 1200 kPa | 2.4 kPa
236292 | R2050-S4+SRFA | R2050-S4+SRFA | 26 | R2050-S4 | + | SRFA | Actuator with emergency control function | 1 | Scenario 1 |  | PPK¦SelectPro¦VDI3805¦Internet_EU | PPK SelectPro VDI3805 Internet_EU | PPK SelectPro VDI3805 Internet_EU | R2050-S4+SRFA |  | 1400 kPa | 1000 kPa
236293 | R2050-S4/SRFA | R2050-S4/SRFA | 26 | R2050-S4 | / | SRFA | Actuator with emergency control function | 1 | Scenario 1 |  | PPK¦SelectPro¦VDI3805¦Internet_EU | PPK SelectPro VDI3805 Internet_EU | PPK SelectPro VDI3805 Internet_EU | R2050-S4/SRFA |  | 1400 kPa | 1000 kPa
237606 | R405K+NRF24A-SR | R405K+NRF24A-SR | 26 | R405K | + | NRF24A-SR | Actuator with emergency control function | 0 | Scenario 2 |  | PPK¦SelectPro¦VDI3805¦Internet_EU | PPK SelectPro VDI3805 Internet_EU | PPK SelectPro VDI3805 Internet_EU | R405K+NRF24A-SR |  | 1400 kPa | 200 kPa
237607 | R405K/NRF24A-SR | R405K/NRF24A-SR | 26 | R405K | / | NRF24A-SR | Actuator with emergency control function | 0 | Scenario 2 |  | PPK¦SelectPro¦VDI3805¦Internet_EU | PPK SelectPro VDI3805 Internet_EU | PPK SelectPro VDI3805 Internet_EU | R405K/NRF24A-SR |  | 1400 kPa | 200 kPa
237630 | R406K+NRF24A-SR | R406K+NRF24A-SR | 26 | R406K | + | NRF24A-SR | Actuator with emergency control function | 0 | Scenario 2 |  | PPK¦SelectPro¦VDI3805¦Internet_EU | PPK SelectPro VDI3805 Internet_EU | PPK SelectPro VDI3805 Internet_EU | R406K+NRF24A-SR |  | 1400 kPa | 200 kPa
237631 | R406K/NRF24A-SR | R406K/NRF24A-SR | 26 | R406K | / | NRF24A-SR | Actuator with emergency control function | 0 | Scenario 2 |  | PPK¦SelectPro¦VDI3805¦Internet_EU | PPK SelectPro VDI3805 Internet_EU | PPK SelectPro VDI3805 Internet_EU | R406K/NRF24A-SR |  | 1400 kPa | 200 kPa
237654 | R407K+NRF24A-SR | R407K+NRF24A-SR | 26 | R407K | + | NRF24A-SR | Actuator with emergency control function | 0 | Scenario 2 |  | PPK¦SelectPro¦VDI3805¦Internet_EU | PPK SelectPro VDI3805 Internet_EU | PPK SelectPro VDI3805 Internet_EU | R407K+NRF24A-SR |  | 1400 kPa | 200 kPa
237655 | R407K/NRF24A-SR | R407K/NRF24A-SR | 26 | R407K | / | NRF24A-SR | Actuator with emergency control function | 0 | Scenario 2 |  | PPK¦SelectPro¦VDI3805¦Internet_EU | PPK SelectPro VDI3805 Internet_EU | PPK SelectPro VDI3805 Internet_EU | R407K/NRF24A-SR |  | 1400 kPa | 200 kPa
237678 | R408K+NRF24A-SR | R408K+NRF24A-SR | 26 | R408K | + | NRF24A-SR | Actuator with emergency control function | 0 | Scenario 2 |  | PPK¦SelectPro¦VDI3805¦Internet_EU | PPK SelectPro VDI3805 Internet_EU | PPK SelectPro VDI3805 Internet_EU | R408K+NRF24A-SR |  | 1400 kPa | 200 kPa
237679 | R408K/NRF24A-SR | R408K/NRF24A-SR | 26 | R408K | / | NRF24A-SR | Actuator with emergency control function | 0 | Scenario 2 |  | PPK¦SelectPro¦VDI3805¦Internet_EU | PPK SelectPro VDI3805 Internet_EU | PPK SelectPro VDI3805 Internet_EU | R408K/NRF24A-SR |  | 1400 kPa | 200 kPa
237702 | R409K+NRF24A-SR | R409K+NRF24A-SR | 26 | R409K | + | NRF24A-SR | Actuator with emergency control function | 0 | Scenario 2 |  | PPK¦SelectPro¦VDI3805¦Internet_EU | PPK SelectPro VDI3805 Internet_EU | PPK SelectPro VDI3805 Internet_EU | R409K+NRF24A-SR |  | 1400 kPa | 200 kPa
237703 | R409K/NRF24A-SR | R409K/NRF24A-SR | 26 | R409K | / | NRF24A-SR | Actuator with emergency control function | 0 | Scenario 2 |  | PPK¦SelectPro¦VDI3805¦Internet_EU | PPK SelectPro VDI3805 Internet_EU | PPK SelectPro VDI3805 Internet_EU | R409K/NRF24A-SR |  | 1400 kPa | 200 kPa
237726 | R505K+NRF24A-SR | R505K+NRF24A-SR | 26 | R505K | + | NRF24A-SR | Actuator with emergency control function | 0 | Scenario 2 |  | PPK¦SelectPro¦VDI3805¦Internet_EU | PPK SelectPro VDI3805 Internet_EU | PPK SelectPro VDI3805 Internet_EU | R505K+NRF24A-SR |  | 1400 kPa | 200 kPa
237727 | R505K/NRF24A-SR | R505K/NRF24A-SR | 26 | R505K | / | NRF24A-SR | Actuator with emergency control function | 0 | Scenario 2 |  | PPK¦SelectPro¦VDI3805¦Internet_EU | PPK SelectPro VDI3805 Internet_EU | PPK SelectPro VDI3805 Internet_EU | R505K/NRF24A-SR |  | 1400 kPa | 200 kPa
237750 | R506K+NRF24A-SR | R506K+NRF24A-SR | 26 | R506K | + | NRF24A-SR | Actuator with emergency control function | 0 | Scenario 2 |  | PPK¦SelectPro¦VDI3805¦Internet_EU | PPK SelectPro VDI3805 Internet_EU | PPK SelectPro VDI3805 Internet_EU | R506K+NRF24A-SR |  | 1400 kPa | 200 kPa
237751 | R506K/NRF24A-SR | R506K/NRF24A-SR | 26 | R506K | / | NRF24A-SR | Actuator with emergency control function | 0 | Scenario 2 |  | PPK¦SelectPro¦VDI3805¦Internet_EU | PPK SelectPro VDI3805 Internet_EU | PPK SelectPro VDI3805 Internet_EU | R506K/NRF24A-SR |  | 1400 kPa | 200 kPa
237774 | R507K+NRF24A-SR | R507K+NRF24A-SR | 26 | R507K | + | NRF24A-SR | Actuator with emergency control function | 0 | Scenario 2 |  | PPK¦SelectPro¦VDI3805¦Internet_EU | PPK SelectPro VDI3805 Internet_EU | PPK SelectPro VDI3805 Internet_EU | R507K+NRF24A-SR |  | 1400 kPa | 200 kPa
237775 | R507K/NRF24A-SR | R507K/NRF24A-SR | 26 | R507K | / | NRF24A-SR | Actuator with emergency control function | 0 | Scenario 2 |  | PPK¦SelectPro¦VDI3805¦Internet_EU | PPK SelectPro VDI3805 Internet_EU | PPK SelectPro VDI3805 Internet_EU | R507K/NRF24A-SR |  | 1400 kPa | 200 kPa
237798 | R508K+NRF24A-SR | R508K+NRF24A-SR | 26 | R508K | + | NRF24A-SR | Actuator with emergency control function | 0 | Scenario 2 |  | PPK¦SelectPro¦VDI3805¦Internet_EU | PPK SelectPro VDI3805 Internet_EU | PPK SelectPro VDI3805 Internet_EU | R508K+NRF24A-SR |  | 1400 kPa | 200 kPa
237799 | R508K/NRF24A-SR | R508K/NRF24A-SR | 26 | R508K | / | NRF24A-SR | Actuator with emergency control function | 0 | Scenario 2 |  | PPK¦SelectPro¦VDI3805¦Internet_EU | PPK SelectPro VDI3805 Internet_EU | PPK SelectPro VDI3805 Internet_EU | R508K/NRF24A-SR |  | 1400 kPa | 200 kPa
239548 | R3040-BL4+SRFA | R3040-BL4+SRFA | 26 | R3040-BL4 | + | SRFA | Actuator with emergency control function | 1 | Scenario 1 |  | PPK¦SelectPro¦VDI3805¦Internet_EU | PPK SelectPro VDI3805 Internet_EU | PPK SelectPro VDI3805 Internet_EU | R3040-BL4+SRFA |  | 500 kPa | 350 kPa
239549 | R3040-BL4/SRFA | R3040-BL4/SRFA | 26 | R3040-BL4 | / | SRFA | Actuator with emergency control function | 1 | Scenario 1 |  | PPK¦SelectPro¦VDI3805¦Internet_EU | PPK SelectPro VDI3805 Internet_EU | PPK SelectPro VDI3805 Internet_EU | R3040-BL4/SRFA |  | 500 kPa | 350 kPa
240264 | R7040R-B3+NRFA | R7040R-B3+NRFA | 26 | R7040R-B3 | + | NRFA | Actuator with emergency control function | 1 | Scenario 1 |  | PPK¦SelectPro¦VDI3805¦Internet_EU | PPK SelectPro VDI3805 Internet_EU | PPK SelectPro VDI3805 Internet_EU | R7040R-B3+NRFA |  | 600 kPa | 100 kPa
240265 | R7040R-B3/NRFA | R7040R-B3/NRFA | 26 | R7040R-B3 | / | NRFA | Actuator with emergency control function | 1 | Scenario 1 |  | PPK¦SelectPro¦VDI3805¦Internet_EU | PPK SelectPro VDI3805 Internet_EU | PPK SelectPro VDI3805 Internet_EU | R7040R-B3/NRFA |  | 600 kPa | 100 kPa
240304 | R7050R-B3+NRFA | R7050R-B3+NRFA | 26 | R7050R-B3 | + | NRFA | Actuator with emergency control function | 1 | Scenario 1 |  | PPK¦SelectPro¦VDI3805¦Internet_EU | PPK SelectPro VDI3805 Internet_EU | PPK SelectPro VDI3805 Internet_EU | R7050R-B3+NRFA |  | 600 kPa | 100 kPa
240305 | R7050R-B3/NRFA | R7050R-B3/NRFA | 26 | R7050R-B3 | / | NRFA | Actuator with emergency control function | 1 | Scenario 1 |  | PPK¦SelectPro¦VDI3805¦Internet_EU | PPK SelectPro VDI3805 Internet_EU | PPK SelectPro VDI3805 Internet_EU | R7050R-B3/NRFA |  | 600 kPa | 100 kPa
240384 | R3050-BL4+SRFA | R3050-BL4+SRFA | 26 | R3050-BL4 | + | SRFA | Actuator with emergency control function | 1 | Scenario 1 |  | PPK¦SelectPro¦VDI3805¦Internet_EU | PPK SelectPro VDI3805 Internet_EU | PPK SelectPro VDI3805 Internet_EU | R3050-BL4+SRFA |  | 500 kPa | 350 kPa
240385 | R3050-BL4/SRFA | R3050-BL4/SRFA | 26 | R3050-BL4 | / | SRFA | Actuator with emergency control function | 1 | Scenario 1 |  | PPK¦SelectPro¦VDI3805¦Internet_EU | PPK SelectPro VDI3805 Internet_EU | PPK SelectPro VDI3805 Internet_EU | R3050-BL4/SRFA |  | 500 kPa | 350 kPa
240408 | R3050-S4+SRFA | R3050-S4+SRFA | 26 | R3050-S4 | + | SRFA | Actuator with emergency control function | 1 | Scenario 1 |  | PPK¦SelectPro¦VDI3805¦Internet_EU | PPK SelectPro VDI3805 Internet_EU | PPK SelectPro VDI3805 Internet_EU | R3050-S4+SRFA |  | 1400 kPa | 1000 kPa
240409 | R3050-S4/SRFA | R3050-S4/SRFA | 26 | R3050-S4 | / | SRFA | Actuator with emergency control function | 1 | Scenario 1 |  | PPK¦SelectPro¦VDI3805¦Internet_EU | PPK SelectPro VDI3805 Internet_EU | PPK SelectPro VDI3805 Internet_EU | R3050-S4/SRFA |  | 1400 kPa | 1000 kPa
240804 | R2032-S3+NRFA | R2032-S3+NRFA | 26 | R2032-S3 | + | NRFA | Actuator with emergency control function | 1 | Scenario 1 |  | PPK¦SelectPro¦VDI3805¦Internet_EU | PPK SelectPro VDI3805 Internet_EU | PPK SelectPro VDI3805 Internet_EU | R2032-S3+NRFA |  | 1400 kPa | 1000 kPa
240805 | R2032-S3/NRFA | R2032-S3/NRFA | 26 | R2032-S3 | / | NRFA | Actuator with emergency control function | 1 | Scenario 1 |  | PPK¦SelectPro¦VDI3805¦Internet_EU | PPK SelectPro VDI3805 Internet_EU | PPK SelectPro VDI3805 Internet_EU | R2032-S3/NRFA |  | 1400 kPa | 1000 kPa
240932 | R2040-S3+NRFA | R2040-S3+NRFA | 26 | R2040-S3 | + | NRFA | Actuator with emergency control function | 1 | Scenario 1 |  | PPK¦SelectPro¦VDI3805¦Internet_EU | PPK SelectPro VDI3805 Internet_EU | PPK SelectPro VDI3805 Internet_EU | R2040-S3+NRFA |  | 1400 kPa | 1000 kPa
240933 | R2040-S3/NRFA | R2040-S3/NRFA | 26 | R2040-S3 | / | NRFA | Actuator with emergency control function | 1 | Scenario 1 |  | PPK¦SelectPro¦VDI3805¦Internet_EU | PPK SelectPro VDI3805 Internet_EU | PPK SelectPro VDI3805 Internet_EU | R2040-S3/NRFA |  | 1400 kPa | 1000 kPa
244532 | R3032-BL3+NRFA | R3032-BL3+NRFA | 26 | R3032-BL3 | + | NRFA | Actuator with emergency control function | 1 | Scenario 1 |  | PPK¦SelectPro¦VDI3805¦Internet_EU | PPK SelectPro VDI3805 Internet_EU | PPK SelectPro VDI3805 Internet_EU | R3032-BL3+NRFA |  | 500 kPa | 350 kPa
244533 | R3032-BL3/NRFA | R3032-BL3/NRFA | 26 | R3032-BL3 | / | NRFA | Actuator with emergency control function | 1 | Scenario 1 |  | PPK¦SelectPro¦VDI3805¦Internet_EU | PPK SelectPro VDI3805 Internet_EU | PPK SelectPro VDI3805 Internet_EU | R3032-BL3/NRFA |  | 500 kPa | 350 kPa
244548 | R3032-S3+NRFA | R3032-S3+NRFA | 26 | R3032-S3 | + | NRFA | Actuator with emergency control function | 1 | Scenario 1 |  | PPK¦SelectPro¦VDI3805¦Internet_EU | PPK SelectPro VDI3805 Internet_EU | PPK SelectPro VDI3805 Internet_EU | R3032-S3+NRFA |  | 1400 kPa | 1000 kPa
244549 | R3032-S3/NRFA | R3032-S3/NRFA | 26 | R3032-S3 | / | NRFA | Actuator with emergency control function | 1 | Scenario 1 |  | PPK¦SelectPro¦VDI3805¦Internet_EU | PPK SelectPro VDI3805 Internet_EU | PPK SelectPro VDI3805 Internet_EU | R3032-S3/NRFA |  | 1400 kPa | 1000 kPa
245042 | R431+NRF24A-SR | R431+NRF24A-SR | 26 | R431 | + | NRF24A-SR | Actuator with emergency control function | 1 | Scenario 2 |  | PPK¦SelectPro¦VDI3805¦Internet_EU | PPK SelectPro VDI3805 Internet_EU | PPK SelectPro VDI3805 Internet_EU | R431+NRF24A-SR |  | 1400 kPa | 200 kPa
245043 | R431/NRF24A-SR | R431/NRF24A-SR | 26 | R431 | / | NRF24A-SR | Actuator with emergency control function | 1 | Scenario 2 |  | PPK¦SelectPro¦VDI3805¦Internet_EU | PPK SelectPro VDI3805 Internet_EU | PPK SelectPro VDI3805 Internet_EU | R431/NRF24A-SR |  | 1400 kPa | 200 kPa
245066 | R432+NRFA | R432+NRFA | 26 | R432 | + | NRFA | Actuator with emergency control function | 1 | Scenario 1 |  | PPK¦SelectPro¦VDI3805¦Internet_EU | PPK SelectPro VDI3805 Internet_EU | PPK SelectPro VDI3805 Internet_EU | R432+NRFA |  | 1400 kPa | 400 kPa
245067 | R432/NRFA | R432/NRFA | 26 | R432 | / | NRFA | Actuator with emergency control function | 1 | Scenario 1 |  | PPK¦SelectPro¦VDI3805¦Internet_EU | PPK SelectPro VDI3805 Internet_EU | PPK SelectPro VDI3805 Internet_EU | R432/NRFA |  | 1400 kPa | 400 kPa
245074 | R438+NRF24A-SR | R438+NRF24A-SR | 26 | R438 | + | NRF24A-SR | Actuator with emergency control function | 1 | Scenario 2 |  | PPK¦SelectPro¦VDI3805¦Internet_EU | PPK SelectPro VDI3805 Internet_EU | PPK SelectPro VDI3805 Internet_EU | R438+NRF24A-SR |  | 1400 kPa | 200 kPa
245075 | R438/NRF24A-SR | R438/NRF24A-SR | 26 | R438 | / | NRF24A-SR | Actuator with emergency control function | 1 | Scenario 2 |  | PPK¦SelectPro¦VDI3805¦Internet_EU | PPK SelectPro VDI3805 Internet_EU | PPK SelectPro VDI3805 Internet_EU | R438/NRF24A-SR |  | 1400 kPa | 200 kPa
245090 | R439+NRF24A-SR | R439+NRF24A-SR | 26 | R439 | + | NRF24A-SR | Actuator with emergency control function | 1 | Scenario 2 |  | PPK¦SelectPro¦VDI3805¦Internet_EU | PPK SelectPro VDI3805 Internet_EU | PPK SelectPro VDI3805 Internet_EU | R439+NRF24A-SR |  | 1400 kPa | 200 kPa
245091 | R439/NRF24A-SR | R439/NRF24A-SR | 26 | R439 | / | NRF24A-SR | Actuator with emergency control function | 1 | Scenario 2 |  | PPK¦SelectPro¦VDI3805¦Internet_EU | PPK SelectPro VDI3805 Internet_EU | PPK SelectPro VDI3805 Internet_EU | R439/NRF24A-SR |  | 1400 kPa | 200 kPa
245114 | R440+NRFA | R440+NRFA | 26 | R440 | + | NRFA | Actuator with emergency control function | 1 | Scenario 1 |  | PPK¦SelectPro¦VDI3805¦Internet_EU | PPK SelectPro VDI3805 Internet_EU | PPK SelectPro VDI3805 Internet_EU | R440+NRFA |  | 1400 kPa | 400 kPa
245115 | R440/NRFA | R440/NRFA | 26 | R440 | / | NRFA | Actuator with emergency control function | 1 | Scenario 1 |  | PPK¦SelectPro¦VDI3805¦Internet_EU | PPK SelectPro VDI3805 Internet_EU | PPK SelectPro VDI3805 Internet_EU | R440/NRFA |  | 1400 kPa | 400 kPa
245122 | R448+NRF24A-SR | R448+NRF24A-SR | 26 | R448 | + | NRF24A-SR | Actuator with emergency control function | 1 | Scenario 2 |  | PPK¦SelectPro¦VDI3805¦Internet_EU | PPK SelectPro VDI3805 Internet_EU | PPK SelectPro VDI3805 Internet_EU | R448+NRF24A-SR |  | 1400 kPa | 200 kPa
245123 | R448/NRF24A-SR | R448/NRF24A-SR | 26 | R448 | / | NRF24A-SR | Actuator with emergency control function | 1 | Scenario 2 |  | PPK¦SelectPro¦VDI3805¦Internet_EU | PPK SelectPro VDI3805 Internet_EU | PPK SelectPro VDI3805 Internet_EU | R448/NRF24A-SR |  | 1400 kPa | 200 kPa
245176 | R3040-BL3+NRFA | R3040-BL3+NRFA | 26 | R3040-BL3 | + | NRFA | Actuator with emergency control function | 1 | Scenario 1 |  | PPK¦SelectPro¦VDI3805¦Internet_EU | PPK SelectPro VDI3805 Internet_EU | PPK SelectPro VDI3805 Internet_EU | R3040-BL3+NRFA |  | 500 kPa | 350 kPa
245177 | R3040-BL3/NRFA | R3040-BL3/NRFA | 26 | R3040-BL3 | / | NRFA | Actuator with emergency control function | 1 | Scenario 1 |  | PPK¦SelectPro¦VDI3805¦Internet_EU | PPK SelectPro VDI3805 Internet_EU | PPK SelectPro VDI3805 Internet_EU | R3040-BL3/NRFA |  | 500 kPa | 350 kPa
245200 | R3040-S3+NRFA | R3040-S3+NRFA | 26 | R3040-S3 | + | NRFA | Actuator with emergency control function | 1 | Scenario 1 |  | PPK¦SelectPro¦VDI3805¦Internet_EU | PPK SelectPro VDI3805 Internet_EU | PPK SelectPro VDI3805 Internet_EU | R3040-S3+NRFA |  | 1400 kPa | 1000 kPa
245201 | R3040-S3/NRFA | R3040-S3/NRFA | 26 | R3040-S3 | / | NRFA | Actuator with emergency control function | 1 | Scenario 1 |  | PPK¦SelectPro¦VDI3805¦Internet_EU | PPK SelectPro VDI3805 Internet_EU | PPK SelectPro VDI3805 Internet_EU | R3040-S3/NRFA |  | 1400 kPa | 1000 kPa
245272 | R3050-BL3+NRFA | R3050-BL3+NRFA | 26 | R3050-BL3 | + | NRFA | Actuator with emergency control function | 1 | Scenario 1 |  | PPK¦SelectPro¦VDI3805¦Internet_EU | PPK SelectPro VDI3805 Internet_EU | PPK SelectPro VDI3805 Internet_EU | R3050-BL3+NRFA |  | 500 kPa | 350 kPa
245273 | R3050-BL3/NRFA | R3050-BL3/NRFA | 26 | R3050-BL3 | / | NRFA | Actuator with emergency control function | 1 | Scenario 1 |  | PPK¦SelectPro¦VDI3805¦Internet_EU | PPK SelectPro VDI3805 Internet_EU | PPK SelectPro VDI3805 Internet_EU | R3050-BL3/NRFA |  | 500 kPa | 350 kPa
245708 | R449+NRF24A-SR | R449+NRF24A-SR | 26 | R449 | + | NRF24A-SR | Actuator with emergency control function | 1 | Scenario 2 |  | PPK¦SelectPro¦VDI3805¦Internet_EU | PPK SelectPro VDI3805 Internet_EU | PPK SelectPro VDI3805 Internet_EU | R449+NRF24A-SR |  | 1400 kPa | 200 kPa
245709 | R449/NRF24A-SR | R449/NRF24A-SR | 26 | R449 | / | NRF24A-SR | Actuator with emergency control function | 1 | Scenario 2 |  | PPK¦SelectPro¦VDI3805¦Internet_EU | PPK SelectPro VDI3805 Internet_EU | PPK SelectPro VDI3805 Internet_EU | R449/NRF24A-SR |  | 1400 kPa | 200 kPa
245732 | R450+NRFA | R450+NRFA | 26 | R450 | + | NRFA | Actuator with emergency control function | 1 | Scenario 1 |  | PPK¦SelectPro¦VDI3805¦Internet_EU | PPK SelectPro VDI3805 Internet_EU | PPK SelectPro VDI3805 Internet_EU | R450+NRFA |  | 1400 kPa | 400 kPa
245733 | R450/NRFA | R450/NRFA | 26 | R450 | / | NRFA | Actuator with emergency control function | 1 | Scenario 1 |  | PPK¦SelectPro¦VDI3805¦Internet_EU | PPK SelectPro VDI3805 Internet_EU | PPK SelectPro VDI3805 Internet_EU | R450/NRFA |  | 1400 kPa | 400 kPa
246036 | R6032R-B3+NRFA | R6032R-B3+NRFA | 26 | R6032R-B3 | + | NRFA | Actuator with emergency control function | 1 | Scenario 1 |  | PPK¦SelectPro¦VDI3805¦Internet_EU | PPK SelectPro VDI3805 Internet_EU | PPK SelectPro VDI3805 Internet_EU | R6032R-B3+NRFA |  | 600 kPa | 100 kPa
246037 | R6032R-B3/NRFA | R6032R-B3/NRFA | 26 | R6032R-B3 | / | NRFA | Actuator with emergency control function | 1 | Scenario 1 |  | PPK¦SelectPro¦VDI3805¦Internet_EU | PPK SelectPro VDI3805 Internet_EU | PPK SelectPro VDI3805 Internet_EU | R6032R-B3/NRFA |  | 600 kPa | 100 kPa
246076 | R6040R-B3+NRFA | R6040R-B3+NRFA | 26 | R6040R-B3 | + | NRFA | Actuator with emergency control function | 1 | Scenario 1 |  | PPK¦SelectPro¦VDI3805¦Internet_EU | PPK SelectPro VDI3805 Internet_EU | PPK SelectPro VDI3805 Internet_EU | R6040R-B3+NRFA |  | 600 kPa | 100 kPa
246077 | R6040R-B3/NRFA | R6040R-B3/NRFA | 26 | R6040R-B3 | / | NRFA | Actuator with emergency control function | 1 | Scenario 1 |  | PPK¦SelectPro¦VDI3805¦Internet_EU | PPK SelectPro VDI3805 Internet_EU | PPK SelectPro VDI3805 Internet_EU | R6040R-B3/NRFA |  | 600 kPa | 100 kPa
246092 | R6040R25-B3+NRF24A-SR | R6040R25-B3+NRF24A-SR | 26 | R6040R25-B3 | + | NRF24A-SR | Actuator with emergency control function | 1 | Scenario 2 |  | PPK¦SelectPro¦VDI3805¦Internet_EU | PPK SelectPro VDI3805 Internet_EU | PPK SelectPro VDI3805 Internet_EU | R6040R25-B3+NRF24A-SR |  | 600 kPa | 100 kPa
246093 | R6040R25-B3/NRF24A-SR | R6040R25-B3/NRF24A-SR | 26 | R6040R25-B3 | / | NRF24A-SR | Actuator with emergency control function | 1 | Scenario 2 |  | PPK¦SelectPro¦VDI3805¦Internet_EU | PPK SelectPro VDI3805 Internet_EU | PPK SelectPro VDI3805 Internet_EU | R6040R25-B3/NRF24A-SR |  | 600 kPa | 100 kPa
246124 | R6050R-B3+NRFA | R6050R-B3+NRFA | 26 | R6050R-B3 | + | NRFA | Actuator with emergency control function | 1 | Scenario 1 |  | PPK¦SelectPro¦VDI3805¦Internet_EU | PPK SelectPro VDI3805 Internet_EU | PPK SelectPro VDI3805 Internet_EU | R6050R-B3+NRFA |  | 600 kPa | 100 kPa
246125 | R6050R-B3/NRFA | R6050R-B3/NRFA | 26 | R6050R-B3 | / | NRFA | Actuator with emergency control function | 1 | Scenario 1 |  | PPK¦SelectPro¦VDI3805¦Internet_EU | PPK SelectPro VDI3805 Internet_EU | PPK SelectPro VDI3805 Internet_EU | R6050R-B3/NRFA |  | 600 kPa | 100 kPa
248310 | D625NL+SRFA-5 | D625NL+SRFA-5 | 26 | D625NL | + | SRFA-5 | Actuator with emergency control function | 1 | Scenario 1 |  | PPK¦SelectPro¦VDI3805¦Internet_EU | PPK SelectPro VDI3805 Internet_EU | PPK SelectPro VDI3805 Internet_EU | D625NL+SRFA-5 |  | 1200 kPa | 1.6 kPa
248311 | D625NL/SRFA-5 | D625NL/SRFA-5 | 26 | D625NL | / | SRFA-5 | Actuator with emergency control function | 1 | Scenario 1 |  | PPK¦SelectPro¦VDI3805¦Internet_EU | PPK SelectPro VDI3805 Internet_EU | PPK SelectPro VDI3805 Internet_EU | D625NL/SRFA-5 |  | 1200 kPa | 1.6 kPa
248314 | D625NL+SRFA-S2-5 | D625NL+SRFA-S2-5 | 26 | D625NL | + | SRFA-S2-5 | Actuator with emergency control function | 1 | Scenario 1 |  | PPK¦SelectPro¦VDI3805¦Internet_EU | PPK SelectPro VDI3805 Internet_EU | PPK SelectPro VDI3805 Internet_EU | D625NL+SRFA-S2-5 |  | 1200 kPa | 1.6 kPa
248315 | D625NL/SRFA-S2-5 | D625NL/SRFA-S2-5 | 26 | D625NL | / | SRFA-S2-5 | Actuator with emergency control function | 1 | Scenario 1 |  | PPK¦SelectPro¦VDI3805¦Internet_EU | PPK SelectPro VDI3805 Internet_EU | PPK SelectPro VDI3805 Internet_EU | D625NL/SRFA-S2-5 |  | 1200 kPa | 1.6 kPa
248332 | D632NL+SRFA-5 | D632NL+SRFA-5 | 26 | D632NL | + | SRFA-5 | Actuator with emergency control function | 1 | Scenario 1 |  | PPK¦SelectPro¦VDI3805¦Internet_EU | PPK SelectPro VDI3805 Internet_EU | PPK SelectPro VDI3805 Internet_EU | D632NL+SRFA-5 |  | 1200 kPa | 2.5 kPa
248333 | D632NL/SRFA-5 | D632NL/SRFA-5 | 26 | D632NL | / | SRFA-5 | Actuator with emergency control function | 1 | Scenario 1 |  | PPK¦SelectPro¦VDI3805¦Internet_EU | PPK SelectPro VDI3805 Internet_EU | PPK SelectPro VDI3805 Internet_EU | D632NL/SRFA-5 |  | 1200 kPa | 2.5 kPa
248336 | D632NL+SRFA-S2-5 | D632NL+SRFA-S2-5 | 26 | D632NL | + | SRFA-S2-5 | Actuator with emergency control function | 1 | Scenario 1 |  | PPK¦SelectPro¦VDI3805¦Internet_EU | PPK SelectPro VDI3805 Internet_EU | PPK SelectPro VDI3805 Internet_EU | D632NL+SRFA-S2-5 |  | 1200 kPa | 2.5 kPa
248337 | D632NL/SRFA-S2-5 | D632NL/SRFA-S2-5 | 26 | D632NL | / | SRFA-S2-5 | Actuator with emergency control function | 1 | Scenario 1 |  | PPK¦SelectPro¦VDI3805¦Internet_EU | PPK SelectPro VDI3805 Internet_EU | PPK SelectPro VDI3805 Internet_EU | D632NL/SRFA-S2-5 |  | 1200 kPa | 2.5 kPa
248770 | D640NL+SRFA-5 | D640NL+SRFA-5 | 26 | D640NL | + | SRFA-5 | Actuator with emergency control function | 1 | Scenario 1 |  | PPK¦SelectPro¦VDI3805¦Internet_EU | PPK SelectPro VDI3805 Internet_EU | PPK SelectPro VDI3805 Internet_EU | D640NL+SRFA-5 |  | 1200 kPa | 3.4 kPa
248771 | D640NL/SRFA-5 | D640NL/SRFA-5 | 26 | D640NL | / | SRFA-5 | Actuator with emergency control function | 1 | Scenario 1 |  | PPK¦SelectPro¦VDI3805¦Internet_EU | PPK SelectPro VDI3805 Internet_EU | PPK SelectPro VDI3805 Internet_EU | D640NL/SRFA-5 |  | 1200 kPa | 3.4 kPa
248774 | D640NL+SRFA-S2-5 | D640NL+SRFA-S2-5 | 26 | D640NL | + | SRFA-S2-5 | Actuator with emergency control function | 1 | Scenario 1 |  | PPK¦SelectPro¦VDI3805¦Internet_EU | PPK SelectPro VDI3805 Internet_EU | PPK SelectPro VDI3805 Internet_EU | D640NL+SRFA-S2-5 |  | 1200 kPa | 3.4 kPa
248775 | D640NL/SRFA-S2-5 | D640NL/SRFA-S2-5 | 26 | D640NL | / | SRFA-S2-5 | Actuator with emergency control function | 1 | Scenario 1 |  | PPK¦SelectPro¦VDI3805¦Internet_EU | PPK SelectPro VDI3805 Internet_EU | PPK SelectPro VDI3805 Internet_EU | D640NL/SRFA-S2-5 |  | 1200 kPa | 3.4 kPa
272362 | EP015R+MP | EP015R+MP | 27 | [5 empty] | Scenario 3 |  | PPK¦SelectPro¦VDI3805¦Internet_EU |  |  | EP015R+MP | Communicative characterised control valve with sensor-operated flow control | 1400 kPa | 350 kPa
272608 | EP020R+MP | EP020R+MP | 27 | [5 empty] | Scenario 3 |  | PPK¦SelectPro¦VDI3805¦Internet_EU |  |  | EP020R+MP | Communicative characterised control valve with sensor-operated flow control | 1400 kPa | 350 kPa
272609 | EP025R+MP | EP025R+MP | 27 | [5 empty] | Scenario 3 |  | PPK¦SelectPro¦VDI3805¦Internet_EU |  |  | EP025R+MP | Communicative characterised control valve with sensor-operated flow control | 1400 kPa | 350 kPa
272610 | EP032R+MP | EP032R+MP | 27 | [5 empty] | Scenario 3 |  | PPK¦SelectPro¦VDI3805¦Internet_EU |  |  | EP032R+MP | Communicative characterised control valve with sensor-operated flow control | 1400 kPa | 350 kPa
272611 | EP040R+MP | EP040R+MP | 27 | [5 empty] | Scenario 3 |  | PPK¦SelectPro¦VDI3805¦Internet_EU |  |  | EP040R+MP | Communicative characterised control valve with sensor-operated flow control | 1400 kPa | 350 kPa
272612 | EP050R+MP | EP050R+MP | 27 | [5 empty] | Scenario 3 |  | PPK¦SelectPro¦VDI3805¦Internet_EU |  |  | EP050R+MP | Communicative characterised control valve with sensor-operated flow control | 1400 kPa | 350 kPa
278023 | D680N+GRC24A-5 | D680N+GRC24A-5 | 26 | D680N | + | GRC24A-5 | Fast runner | 0 | Scenario 1 |  | PPK¦SelectPro¦VDI3805¦Internet_EU | PPK SelectPro VDI3805 Internet_EU | PPK SelectPro VDI3805 Internet_EU | D680N+GRC24A-5 |  | 1200 kPa | 2.4 kPa
278024 | D680N/GRC24A-5 | D680N/GRC24A-5 | 26 | D680N | / | GRC24A-5 | Fast runner | 0 | Scenario 1 |  | PPK¦SelectPro¦VDI3805¦Internet_EU | PPK SelectPro VDI3805 Internet_EU | PPK SelectPro VDI3805 Internet_EU | D680N/GRC24A-5 |  | 1200 kPa | 2.4 kPa
278025 | D680N+GRC24G-5 | D680N+GRC24G-5 | 26 | D680N | + | GRC24G-5 | Fast runner | 0 | Scenario 1 |  | PPK¦SelectPro¦VDI3805¦Internet_EU | PPK SelectPro VDI3805 Internet_EU | PPK SelectPro VDI3805 Internet_EU | D680N+GRC24G-5 |  | 1200 kPa | 2.4 kPa
278026 | D680N/GRC24G-5 | D680N/GRC24G-5 | 26 | D680N | / | GRC24G-5 | Fast runner | 0 | Scenario 1 |  | PPK¦SelectPro¦VDI3805¦Internet_EU | PPK SelectPro VDI3805 Internet_EU | PPK SelectPro VDI3805 Internet_EU | D680N/GRC24G-5 |  | 1200 kPa | 2.4 kPa
278027 | D680NL+GRC24A-5 | D680NL+GRC24A-5 | 26 | D680NL | + | GRC24A-5 | Fast runner | 0 | Scenario 1 |  | PPK¦SelectPro¦VDI3805¦Internet_EU | PPK SelectPro VDI3805 Internet_EU | PPK SelectPro VDI3805 Internet_EU | D680NL+GRC24A-5 |  | 1200 kPa | 2.4 kPa
278028 | D680NL/GRC24A-5 | D680NL/GRC24A-5 | 26 | D680NL | / | GRC24A-5 | Fast runner | 0 | Scenario 1 |  | PPK¦SelectPro¦VDI3805¦Internet_EU | PPK SelectPro VDI3805 Internet_EU | PPK SelectPro VDI3805 Internet_EU | D680NL/GRC24A-5 |  | 1200 kPa | 2.4 kPa
278029 | D680NL+GRC24G-5 | D680NL+GRC24G-5 | 26 | D680NL | + | GRC24G-5 | Fast runner | 0 | Scenario 1 |  | PPK¦SelectPro¦VDI3805¦Internet_EU | PPK SelectPro VDI3805 Internet_EU | PPK SelectPro VDI3805 Internet_EU | D680NL+GRC24G-5 |  | 1200 kPa | 2.4 kPa
278030 | D680NL/GRC24G-5 | D680NL/GRC24G-5 | 26 | D680NL | / | GRC24G-5 | Fast runner | 0 | Scenario 1 |  | PPK¦SelectPro¦VDI3805¦Internet_EU | PPK SelectPro VDI3805 Internet_EU | PPK SelectPro VDI3805 Internet_EU | D680NL/GRC24G-5 |  | 1200 kPa | 2.4 kPa
278401 | D6350NL+SY6-230-3-T | D6350NL+SY6-230-3-T | 26 | D6350NL | + | SY6-230-3-T | Fast runner | 0 | Scenario 1 |  | PPK¦SelectPro¦VDI3805¦Internet_EU | PPK SelectPro VDI3805 Internet_EU | PPK SelectPro VDI3805 Internet_EU | D6350NL+SY6-230-3-T |  | 600 kPa | 0.8 kPa
278402 | D6350NL/SY6-230-3-T | D6350NL/SY6-230-3-T | 26 | D6350NL | / | SY6-230-3-T | Fast runner | 0 | Scenario 1 |  | PPK¦SelectPro¦VDI3805¦Internet_EU | PPK SelectPro VDI3805 Internet_EU | PPK SelectPro VDI3805 Internet_EU | D6350NL/SY6-230-3-T |  | 600 kPa | 0.8 kPa
278920 | D6125NL+DR230A-7 | D6125NL+DR230A-7 | 26 | D6125NL | + | DR230A-7 | Standard actuator | 1 | Scenario 1 |  | PPK¦SelectPro¦VDI3805¦Internet_EU | PPK SelectPro VDI3805 Internet_EU | PPK SelectPro VDI3805 Internet_EU | D6125NL+DR230A-7 |  | 1200 kPa | 2.0 kPa
278921 | D6125NL/DR230A-7 | D6125NL/DR230A-7 | 26 | D6125NL | / | DR230A-7 | Standard actuator | 1 | Scenario 1 |  | PPK¦SelectPro¦VDI3805¦Internet_EU | PPK SelectPro VDI3805 Internet_EU | PPK SelectPro VDI3805 Internet_EU | D6125NL/DR230A-7 |  | 1200 kPa | 2.0 kPa
278922 | D6125NL+DR24A-7 | D6125NL+DR24A-7 | 26 | D6125NL | + | DR24A-7 | Standard actuator | 1 | Scenario 1 |  | PPK¦SelectPro¦VDI3805¦Internet_EU | PPK SelectPro VDI3805 Internet_EU | PPK SelectPro VDI3805 Internet_EU | D6125NL+DR24A-7 |  | 1200 kPa | 2.0 kPa
278923 | D6125NL/DR24A-7 | D6125NL/DR24A-7 | 26 | D6125NL | / | DR24A-7 | Standard actuator | 1 | Scenario 1 |  | PPK¦SelectPro¦VDI3805¦Internet_EU | PPK SelectPro VDI3805 Internet_EU | PPK SelectPro VDI3805 Internet_EU | D6125NL/DR24A-7 |  | 1200 kPa | 2.0 kPa
278924 | D6125NL+DR24A-MP-7 | D6125NL+DR24A-MP-7 | 26 | D6125NL | + | DR24A-MP-7 | Communicative actuator | 0 | Scenario 1¦Scenario 2 |  | PPK¦SelectPro¦VDI3805¦Internet_EU | PPK SelectPro VDI3805 Internet_EU | PPK SelectPro VDI3805 Internet_EU | D6125NL+DR24A-MP-7 |  | 1200 kPa | 2.0 kPa
278925 | D6125NL/DR24A-MP-7 | D6125NL/DR24A-MP-7 | 26 | D6125NL | / | DR24A-MP-7 | Communicative actuator | 0 | Scenario 1¦Scenario 2 |  | PPK¦SelectPro¦VDI3805¦Internet_EU | PPK SelectPro VDI3805 Internet_EU | PPK SelectPro VDI3805 Internet_EU | D6125NL/DR24A-MP-7 |  | 1200 kPa | 2.0 kPa
278926 | D6125NL+DR24A-SR-7 | D6125NL+DR24A-SR-7 | 26 | D6125NL | + | DR24A-SR-7 | Standard actuator | 0 | Scenario 2 |  | PPK¦SelectPro¦VDI3805¦Internet_EU | PPK SelectPro VDI3805 Internet_EU | PPK SelectPro VDI3805 Internet_EU | D6125NL+DR24A-SR-7 |  | 1200 kPa | 2.0 kPa
278927 | D6125NL/DR24A-SR-7 | D6125NL/DR24A-SR-7 | 26 | D6125NL | / | DR24A-SR-7 | Standard actuator | 0 | Scenario 2 |  | PPK¦SelectPro¦VDI3805¦Internet_EU | PPK SelectPro VDI3805 Internet_EU | PPK SelectPro VDI3805 Internet_EU | D6125NL/DR24A-SR-7 |  | 1200 kPa | 2.0 kPa
278928 | D6125NL+DRC24A-7 | D6125NL+DRC24A-7 | 26 | D6125NL | + | DRC24A-7 | Fast runner | 1 | Scenario 1 |  | PPK¦SelectPro¦VDI3805¦Internet_EU | PPK SelectPro VDI3805 Internet_EU | PPK SelectPro VDI3805 Internet_EU | D6125NL+DRC24A-7 |  | 1200 kPa | 2.0 kPa
278929 | D6125NL/DRC24A-7 | D6125NL/DRC24A-7 | 26 | D6125NL | / | DRC24A-7 | Fast runner | 1 | Scenario 1 |  | PPK¦SelectPro¦VDI3805¦Internet_EU | PPK SelectPro VDI3805 Internet_EU | PPK SelectPro VDI3805 Internet_EU | D6125NL/DRC24A-7 |  | 1200 kPa | 2.0 kPa
280270 | D6125N+DR230A-7 | D6125N+DR230A-7 | 26 | D6125N | + | DR230A-7 | Standard actuator | 1 | Scenario 1 |  | PPK¦SelectPro¦VDI3805¦Internet_EU | PPK SelectPro VDI3805 Internet_EU | PPK SelectPro VDI3805 Internet_EU | D6125N+DR230A-7 |  | 1200 kPa | 2.0 kPa
280271 | D6125N/DR230A-7 | D6125N/DR230A-7 | 26 | D6125N | / | DR230A-7 | Standard actuator | 1 | Scenario 1 |  | PPK¦SelectPro¦VDI3805¦Internet_EU | PPK SelectPro VDI3805 Internet_EU | PPK SelectPro VDI3805 Internet_EU | D6125N/DR230A-7 |  | 1200 kPa | 2.0 kPa
280272 | D6125N+DR24A-7 | D6125N+DR24A-7 | 26 | D6125N | + | DR24A-7 | Standard actuator | 1 | Scenario 1 |  | PPK¦SelectPro¦VDI3805¦Internet_EU | PPK SelectPro VDI3805 Internet_EU | PPK SelectPro VDI3805 Internet_EU | D6125N+DR24A-7 |  | 1200 kPa | 2.0 kPa
280273 | D6125N/DR24A-7 | D6125N/DR24A-7 | 26 | D6125N | / | DR24A-7 | Standard actuator | 1 | Scenario 1 |  | PPK¦SelectPro¦VDI3805¦Internet_EU | PPK SelectPro VDI3805 Internet_EU | PPK SelectPro VDI3805 Internet_EU | D6125N/DR24A-7 |  | 1200 kPa | 2.0 kPa
280274 | D6125N+DR24A-MP-7 | D6125N+DR24A-MP-7 | 26 | D6125N | + | DR24A-MP-7 | Communicative actuator | 0 | Scenario 1¦Scenario 2 |  | PPK¦SelectPro¦VDI3805¦Internet_EU | PPK SelectPro VDI3805 Internet_EU | PPK SelectPro VDI3805 Internet_EU | D6125N+DR24A-MP-7 |  | 1200 kPa | 2.0 kPa
280275 | D6125N/DR24A-MP-7 | D6125N/DR24A-MP-7 | 26 | D6125N | / | DR24A-MP-7 | Communicative actuator | 0 | Scenario 1¦Scenario 2 |  | PPK¦SelectPro¦VDI3805¦Internet_EU | PPK SelectPro VDI3805 Internet_EU | PPK SelectPro VDI3805 Internet_EU | D6125N/DR24A-MP-7 |  | 1200 kPa | 2.0 kPa
280276 | D6125N+DR24A-SR-7 | D6125N+DR24A-SR-7 | 26 | D6125N | + | DR24A-SR-7 | Standard actuator | 0 | Scenario 2 |  | PPK¦SelectPro¦VDI3805¦Internet_EU | PPK SelectPro VDI3805 Internet_EU | PPK SelectPro VDI3805 Internet_EU | D6125N+DR24A-SR-7 |  | 1200 kPa | 2.0 kPa
280277 | D6125N/DR24A-SR-7 | D6125N/DR24A-SR-7 | 26 | D6125N | / | DR24A-SR-7 | Standard actuator | 0 | Scenario 2 |  | PPK¦SelectPro¦VDI3805¦Internet_EU | PPK SelectPro VDI3805 Internet_EU | PPK SelectPro VDI3805 Internet_EU | D6125N/DR24A-SR-7 |  | 1200 kPa | 2.0 kPa
280278 | D6125N+DRC24A-7 | D6125N+DRC24A-7 | 26 | D6125N | + | DRC24A-7 | Fast runner | 1 | Scenario 1 |  | PPK¦SelectPro¦VDI3805¦Internet_EU | PPK SelectPro VDI3805 Internet_EU | PPK SelectPro VDI3805 Internet_EU | D6125N+DRC24A-7 |  | 1200 kPa | 2.0 kPa
280279 | D6125N/DRC24A-7 | D6125N/DRC24A-7 | 26 | D6125N | / | DRC24A-7 | Fast runner | 1 | Scenario 1 |  | PPK¦SelectPro¦VDI3805¦Internet_EU | PPK SelectPro VDI3805 Internet_EU | PPK SelectPro VDI3805 Internet_EU | D6125N/DRC24A-7 |  | 1200 kPa | 2.0 kPa
280280 | D6125N+DRC24G-7 | D6125N+DRC24G-7 | 26 | D6125N | + | DRC24G-7 | Fast runner | 1 | Scenario 1 |  | PPK¦SelectPro¦VDI3805¦Internet_EU | PPK SelectPro VDI3805 Internet_EU | PPK SelectPro VDI3805 Internet_EU | D6125N+DRC24G-7 |  | 1200 kPa | 2.0 kPa
280281 | D6125N/DRC24G-7 | D6125N/DRC24G-7 | 26 | D6125N | / | DRC24G-7 | Fast runner | 1 | Scenario 1 |  | PPK¦SelectPro¦VDI3805¦Internet_EU | PPK SelectPro VDI3805 Internet_EU | PPK SelectPro VDI3805 Internet_EU | D6125N/DRC24G-7 |  | 1200 kPa | 2.0 kPa
283565 | EP015R-R6+SR | EP015R-R6+SR | 27 | [5 empty] | Scenario 3 |  | PPK¦SelectPro¦VDI3805¦Internet_EU |  |  | EP015R-R6+SR | Characterised control valve with sensor-operated flow control |  | 110 kPa
283863 | C215Q-J/CQ230A-T | C215Q-J/CQ230A-T | 26 | C215Q-J | / | CQ230A-T | Standard actuator |  | Scenario 2 |  | PPK¦SelectPro¦VDI3805¦Internet_EU | PPK SelectPro VDI3805 Internet_EU | PPK SelectPro VDI3805 Internet_EU | C215Q-J/CQ230A-T |  |  |  | 4 m³/h
283864 | C215Q-J/CQ24A | C215Q-J/CQ24A | 26 | C215Q-J | / | CQ24A | Standard actuator |  | Scenario 2 |  | PPK¦SelectPro¦VDI3805¦Internet_EU | PPK SelectPro VDI3805 Internet_EU | PPK SelectPro VDI3805 Internet_EU | C215Q-J/CQ24A |  |  |  | 4 m³/h
283865 | C215Q-J/CQ24A-MPL | C215Q-J/CQ24A-MPL | 26 | C215Q-J | / | CQ24A-MPL |  |  | Scenario 2 |  | PPK¦SelectPro¦VDI3805¦Internet_EU | PPK SelectPro VDI3805 Internet_EU | PPK SelectPro VDI3805 Internet_EU | C215Q-J/CQ24A-MPL |  |  |  | 4 m³/h
283866 | C215Q-J/CQ24A-MPL-T | C215Q-J/CQ24A-MPL-T | 26 | C215Q-J | / | CQ24A-MPL-T |  |  | Scenario 2 |  | SelectPro¦VDI3805¦Internet_EU | PPK SelectPro VDI3805 Internet_EU | SelectPro VDI3805 Internet_EU | C215Q-J/CQ24A-MPL-T |  |  |  | 4 m³/h
283867 | C215Q-J/CQ24A-SR | C215Q-J/CQ24A-SR | 26 | C215Q-J | / | CQ24A-SR | Standard actuator |  | Scenario 2 |  | PPK¦SelectPro¦VDI3805¦Internet_EU | PPK SelectPro VDI3805 Internet_EU | PPK SelectPro VDI3805 Internet_EU | C215Q-J/CQ24A-SR |  |  |  | 4 m³/h
283868 | C215Q-J/CQ24A-SR-T | C215Q-J/CQ24A-SR-T | 26 | C215Q-J | / | CQ24A-SR-T | Standard actuator |  | Scenario 2 |  | PPK¦SelectPro¦VDI3805¦Internet_EU | PPK SelectPro VDI3805 Internet_EU | PPK SelectPro VDI3805 Internet_EU | C215Q-J/CQ24A-SR-T |  |  |  | 4 m³/h
283869 | C215Q-J/CQ24A-SZ | C215Q-J/CQ24A-SZ | 26 | C215Q-J | / | CQ24A-SZ |  |  | Scenario 2 |  | SelectPro¦VDI3805¦Internet_EU | PPK SelectPro VDI3805 Internet_EU | SelectPro VDI3805 Internet_EU | C215Q-J/CQ24A-SZ |  |  |  | 4 m³/h
283870 | C215Q-J/CQ24A-SZ-T | C215Q-J/CQ24A-SZ-T | 26 | C215Q-J | / | CQ24A-SZ-T |  |  | Scenario 2 |  | SelectPro¦VDI3805¦Internet_EU | PPK SelectPro VDI3805 Internet_EU | SelectPro VDI3805 Internet_EU | C215Q-J/CQ24A-SZ-T |  |  |  | 4 m³/h
283871 | C215Q-J/CQ24A-T | C215Q-J/CQ24A-T | 26 | C215Q-J | / | CQ24A-T | Standard actuator |  | Scenario 2 |  | PPK¦SelectPro¦VDI3805¦Internet_EU | PPK SelectPro VDI3805 Internet_EU | PPK SelectPro VDI3805 Internet_EU | C215Q-J/CQ24A-T |  |  |  | 4 m³/h
283872 | C220Q-K/CQ230A | C220Q-K/CQ230A | 26 | C220Q-K | / | CQ230A | Standard actuator |  | Scenario 2 |  | PPK¦SelectPro¦VDI3805¦Internet_EU | PPK SelectPro VDI3805 Internet_EU | PPK SelectPro VDI3805 Internet_EU | C220Q-K/CQ230A |  |  |  | 5.7 m³/h
283873 | C220Q-K/CQ230A-T | C220Q-K/CQ230A-T | 26 | C220Q-K | / | CQ230A-T | Standard actuator |  | Scenario 2 |  | PPK¦SelectPro¦VDI3805¦Internet_EU | PPK SelectPro VDI3805 Internet_EU | PPK SelectPro VDI3805 Internet_EU | C220Q-K/CQ230A-T |  |  |  | 5.7 m³/h
283874 | C220Q-K/CQ24A | C220Q-K/CQ24A | 26 | C220Q-K | / | CQ24A | Standard actuator |  | Scenario 2 |  | PPK¦SelectPro¦VDI3805¦Internet_EU | PPK SelectPro VDI3805 Internet_EU | PPK SelectPro VDI3805 Internet_EU | C220Q-K/CQ24A |  |  |  | 5.7 m³/h
283875 | C220Q-K/CQ24A-MPL | C220Q-K/CQ24A-MPL | 26 | C220Q-K | / | CQ24A-MPL |  |  | Scenario 2 |  | PPK¦SelectPro¦VDI3805¦Internet_EU | PPK SelectPro VDI3805 Internet_EU | PPK SelectPro VDI3805 Internet_EU | C220Q-K/CQ24A-MPL |  |  |  | 5.7 m³/h
283876 | C220Q-K/CQ24A-MPL-T | C220Q-K/CQ24A-MPL-T | 26 | C220Q-K | / | CQ24A-MPL-T |  |  | Scenario 2 |  | SelectPro¦VDI3805¦Internet_EU | PPK SelectPro VDI3805 Internet_EU | SelectPro VDI3805 Internet_EU | C220Q-K/CQ24A-MPL-T |  |  |  | 5.7 m³/h
283877 | C220Q-K/CQ24A-SR | C220Q-K/CQ24A-SR | 26 | C220Q-K | / | CQ24A-SR | Standard actuator |  | Scenario 2 |  | PPK¦SelectPro¦VDI3805¦Internet_EU | PPK SelectPro VDI3805 Internet_EU | PPK SelectPro VDI3805 Internet_EU | C220Q-K/CQ24A-SR |  |  |  | 5.7 m³/h
283878 | C220Q-K/CQ24A-SR-T | C220Q-K/CQ24A-SR-T | 26 | C220Q-K | / | CQ24A-SR-T | Standard actuator |  | Scenario 2 |  | PPK¦SelectPro¦VDI3805¦Internet_EU | PPK SelectPro VDI3805 Internet_EU | PPK SelectPro VDI3805 Internet_EU | C220Q-K/CQ24A-SR-T |  |  |  | 5.7 m³/h
283879 | C220Q-K/CQ24A-SZ | C220Q-K/CQ24A-SZ | 26 | C220Q-K | / | CQ24A-SZ |  |  | Scenario 2 |  | SelectPro¦VDI3805¦Internet_EU | PPK SelectPro VDI3805 Internet_EU | SelectPro VDI3805 Internet_EU | C220Q-K/CQ24A-SZ |  |  |  | 5.7 m³/h
283880 | C220Q-K/CQ24A-SZ-T | C220Q-K/CQ24A-SZ-T | 26 | C220Q-K | / | CQ24A-SZ-T |  |  | Scenario 2 |  | SelectPro¦VDI3805¦Internet_EU | PPK SelectPro VDI3805 Internet_EU | SelectPro VDI3805 Internet_EU | C220Q-K/CQ24A-SZ-T |  |  |  | 5.7 m³/h
283881 | C220Q-K/CQ24A-T | C220Q-K/CQ24A-T | 26 | C220Q-K | / | CQ24A-T | Standard actuator |  | Scenario 2 |  | PPK¦SelectPro¦VDI3805¦Internet_EU | PPK SelectPro VDI3805 Internet_EU | PPK SelectPro VDI3805 Internet_EU | C220Q-K/CQ24A-T |  |  |  | 5.7 m³/h
283882 | C215Q-J/CQ230A | C215Q-J/CQ230A | 26 | C215Q-J | / | CQ230A | Standard actuator |  | Scenario 2 |  | PPK¦SelectPro¦VDI3805¦Internet_EU | PPK SelectPro VDI3805 Internet_EU | PPK SelectPro VDI3805 Internet_EU | C215Q-J/CQ230A |  |  |  | 4 m³/h
283894 | C220Q-K/CQK24A-SR | C220Q-K/CQK24A-SR | 26 | C220Q-K | / | CQK24A-SR | Actuator with emergency control function | 1 | Scenario 2 |  | PPK¦SelectPro¦VDI3805¦Internet_EU | PPK SelectPro VDI3805 Internet_EU | PPK SelectPro VDI3805 Internet_EU | C220Q-K/CQK24A-SR |  |  |  | 5.7 m³/h
283895 | C315Q-H/CQ24A | C315Q-H/CQ24A | 26 | C315Q-H | / | CQ24A | Standard actuator | 1 | Scenario 1 |  | PPK¦SelectPro¦VDI3805¦Internet_EU | PPK SelectPro VDI3805 Internet_EU | PPK SelectPro VDI3805 Internet_EU | C315Q-H/CQ24A |  |  |  | 2.5 m³/h
283896 | C315Q-H/CQ24A-T | C315Q-H/CQ24A-T | 26 | C315Q-H | / | CQ24A-T | Standard actuator | 1 | Scenario 1 |  | PPK¦SelectPro¦VDI3805¦Internet_EU | PPK SelectPro VDI3805 Internet_EU | PPK SelectPro VDI3805 Internet_EU | C315Q-H/CQ24A-T |  |  |  | 2.5 m³/h
283901 | C315Q-H/CQ230A | C315Q-H/CQ230A | 26 | C315Q-H | / | CQ230A | Standard actuator | 1 | Scenario 1 |  | PPK¦SelectPro¦VDI3805¦Internet_EU | PPK SelectPro VDI3805 Internet_EU | PPK SelectPro VDI3805 Internet_EU | C315Q-H/CQ230A |  |  |  | 2.5 m³/h
283902 | C315Q-H/CQ230A-T | C315Q-H/CQ230A-T | 26 | C315Q-H | / | CQ230A-T | Standard actuator | 1 | Scenario 1 |  | PPK¦SelectPro¦VDI3805¦Internet_EU | PPK SelectPro VDI3805 Internet_EU | PPK SelectPro VDI3805 Internet_EU | C315Q-H/CQ230A-T |  |  |  | 2.5 m³/h
283903 | C315Q-H/CQ24A-MPL | C315Q-H/CQ24A-MPL | 26 | C315Q-H | / | CQ24A-MPL |  | 1 | Scenario 1 |  | PPK¦SelectPro¦VDI3805¦Internet_EU | PPK SelectPro VDI3805 Internet_EU | PPK SelectPro VDI3805 Internet_EU | C315Q-H/CQ24A-MPL |  |  |  | 2.5 m³/h
283904 | C315Q-H/CQ24A-MPL-T | C315Q-H/CQ24A-MPL-T | 26 | C315Q-H | / | CQ24A-MPL-T |  | 1 | Scenario 1 |  | SelectPro¦VDI3805¦Internet_EU | PPK SelectPro VDI3805 Internet_EU | SelectPro VDI3805 Internet_EU | C315Q-H/CQ24A-MPL-T |  |  |  | 2.5 m³/h
283906 | C320Q-J/CQ24A | C320Q-J/CQ24A | 26 | C320Q-J | / | CQ24A | Standard actuator | 1 | Scenario 1 |  | PPK¦SelectPro¦VDI3805¦Internet_EU | PPK SelectPro VDI3805 Internet_EU | PPK SelectPro VDI3805 Internet_EU | C320Q-J/CQ24A |  |  |  | 4 m³/h
283907 | C320Q-J/CQ24A-T | C320Q-J/CQ24A-T | 26 | C320Q-J | / | CQ24A-T | Standard actuator | 1 | Scenario 1 |  | PPK¦SelectPro¦VDI3805¦Internet_EU | PPK SelectPro VDI3805 Internet_EU | PPK SelectPro VDI3805 Internet_EU | C320Q-J/CQ24A-T |  |  |  | 4 m³/h
283912 | C320Q-J/CQ230A | C320Q-J/CQ230A | 26 | C320Q-J | / | CQ230A | Standard actuator | 1 | Scenario 1 |  | PPK¦SelectPro¦VDI3805¦Internet_EU | PPK SelectPro VDI3805 Internet_EU | PPK SelectPro VDI3805 Internet_EU | C320Q-J/CQ230A |  |  |  | 4 m³/h
283913 | C320Q-J/CQ230A-T | C320Q-J/CQ230A-T | 26 | C320Q-J | / | CQ230A-T | Standard actuator | 1 | Scenario 1 |  | PPK¦SelectPro¦VDI3805¦Internet_EU | PPK SelectPro VDI3805 Internet_EU | PPK SelectPro VDI3805 Internet_EU | C320Q-J/CQ230A-T |  |  |  | 4 m³/h
283914 | C320Q-J/CQ24A-MPL | C320Q-J/CQ24A-MPL | 26 | C320Q-J | / | CQ24A-MPL |  | 1 | Scenario 1 |  | PPK¦SelectPro¦VDI3805¦Internet_EU | PPK SelectPro VDI3805 Internet_EU | PPK SelectPro VDI3805 Internet_EU | C320Q-J/CQ24A-MPL |  |  |  | 4 m³/h
283915 | C320Q-J/CQ24A-MPL-T | C320Q-J/CQ24A-MPL-T | 26 | C320Q-J | / | CQ24A-MPL-T |  | 1 | Scenario 1 |  | SelectPro¦VDI3805¦Internet_EU | PPK SelectPro VDI3805 Internet_EU | SelectPro VDI3805 Internet_EU | C320Q-J/CQ24A-MPL-T |  |  |  | 4 m³/h
283917 | C215QP-B/CQ24A | C215QP-B/CQ24A | 26 | C215QP-B | / | CQ24A | Standard actuator | 1 | Scenario 4 |  | PPK¦SelectPro¦VDI3805¦Internet_EU | PPK SelectPro VDI3805 Internet_EU | PPK SelectPro VDI3805 Internet_EU | C215QP-B/CQ24A
283918 | C215QP-B/CQ24A-T | C215QP-B/CQ24A-T | 26 | C215QP-B | / | CQ24A-T | Standard actuator | 1 | Scenario 4 |  | PPK¦SelectPro¦VDI3805¦Internet_EU | PPK SelectPro VDI3805 Internet_EU | PPK SelectPro VDI3805 Internet_EU | C215QP-B/CQ24A-T
283919 | C215QP-B/CQ24A-SR | C215QP-B/CQ24A-SR | 26 | C215QP-B | / | CQ24A-SR | Standard actuator | 1 | Scenario 4 |  | PPK¦SelectPro¦VDI3805¦Internet_EU | PPK SelectPro VDI3805 Internet_EU | PPK SelectPro VDI3805 Internet_EU | C215QP-B/CQ24A-SR
283920 | C215QP-B/CQ24A-SR-T | C215QP-B/CQ24A-SR-T | 26 | C215QP-B | / | CQ24A-SR-T | Standard actuator | 1 | Scenario 4 |  | PPK¦SelectPro¦VDI3805¦Internet_EU | PPK SelectPro VDI3805 Internet_EU | PPK SelectPro VDI3805 Internet_EU | C215QP-B/CQ24A-SR-T
283921 | C215QP-B/CQ24A-SZ | C215QP-B/CQ24A-SZ | 26 | C215QP-B | / | CQ24A-SZ |  | 1 | Scenario 4 |  | SelectPro¦VDI3805¦Internet_EU | PPK SelectPro VDI3805 Internet_EU | SelectPro VDI3805 Internet_EU | C215QP-B/CQ24A-SZ
283922 | C215QP-B/CQ24A-SZ-T | C215QP-B/CQ24A-SZ-T | 26 | C215QP-B | / | CQ24A-SZ-T |  | 1 | Scenario 4 |  | SelectPro¦VDI3805¦Internet_EU | PPK SelectPro VDI3805 Internet_EU | SelectPro VDI3805 Internet_EU | C215QP-B/CQ24A-SZ-T
283923 | C215QP-B/CQ230A | C215QP-B/CQ230A | 26 | C215QP-B | / | CQ230A | Standard actuator | 1 | Scenario 4 |  | PPK¦SelectPro¦VDI3805¦Internet_EU | PPK SelectPro VDI3805 Internet_EU | PPK SelectPro VDI3805 Internet_EU | C215QP-B/CQ230A
283924 | C215QP-B/CQ230A-T | C215QP-B/CQ230A-T | 26 | C215QP-B | / | CQ230A-T | Standard actuator | 1 | Scenario 4 |  | PPK¦SelectPro¦VDI3805¦Internet_EU | PPK SelectPro VDI3805 Internet_EU | PPK SelectPro VDI3805 Internet_EU | C215QP-B/CQ230A-T
283925 | C215QP-B/CQ24A-MPL | C215QP-B/CQ24A-MPL | 26 | C215QP-B | / | CQ24A-MPL |  | 1 | Scenario 4 |  | PPK¦SelectPro¦VDI3805¦Internet_EU | PPK SelectPro VDI3805 Internet_EU | PPK SelectPro VDI3805 Internet_EU | C215QP-B/CQ24A-MPL
283926 | C215QP-B/CQ24A-MPL-T | C215QP-B/CQ24A-MPL-T | 26 | C215QP-B | / | CQ24A-MPL-T |  | 1 | Scenario 4 |  | SelectPro¦VDI3805¦Internet_EU | PPK SelectPro VDI3805 Internet_EU | SelectPro VDI3805 Internet_EU | C215QP-B/CQ24A-MPL-T
283927 | C215QP-B/CQK24A-SR | C215QP-B/CQK24A-SR | 26 | C215QP-B | / | CQK24A-SR | Actuator with emergency control function | 1 | Scenario 4 |  | PPK¦SelectPro¦VDI3805¦Internet_EU | PPK SelectPro VDI3805 Internet_EU | PPK SelectPro VDI3805 Internet_EU | C215QP-B/CQK24A-SR
283928 | C215QP-D/CQ24A | C215QP-D/CQ24A | 26 | C215QP-D | / | CQ24A | Standard actuator | 1 | Scenario 4 |  | PPK¦SelectPro¦VDI3805¦Internet_EU | PPK SelectPro VDI3805 Internet_EU | PPK SelectPro VDI3805 Internet_EU | C215QP-D/CQ24A
283929 | C215QP-D/CQ24A-T | C215QP-D/CQ24A-T | 26 | C215QP-D | / | CQ24A-T | Standard actuator | 1 | Scenario 4 |  | PPK¦SelectPro¦VDI3805¦Internet_EU | PPK SelectPro VDI3805 Internet_EU | PPK SelectPro VDI3805 Internet_EU | C215QP-D/CQ24A-T
283930 | C215QP-D/CQ24A-SR | C215QP-D/CQ24A-SR | 26 | C215QP-D | / | CQ24A-SR | Standard actuator | 1 | Scenario 4 |  | PPK¦SelectPro¦VDI3805¦Internet_EU | PPK SelectPro VDI3805 Internet_EU | PPK SelectPro VDI3805 Internet_EU | C215QP-D/CQ24A-SR
283931 | C215QP-D/CQ24A-SR-T | C215QP-D/CQ24A-SR-T | 26 | C215QP-D | / | CQ24A-SR-T | Standard actuator | 1 | Scenario 4 |  | PPK¦SelectPro¦VDI3805¦Internet_EU | PPK SelectPro VDI3805 Internet_EU | PPK SelectPro VDI3805 Internet_EU | C215QP-D/CQ24A-SR-T
283932 | C215QP-D/CQ24A-SZ | C215QP-D/CQ24A-SZ | 26 | C215QP-D | / | CQ24A-SZ |  | 1 | Scenario 4 |  | SelectPro¦VDI3805¦Internet_EU | PPK SelectPro VDI3805 Internet_EU | SelectPro VDI3805 Internet_EU | C215QP-D/CQ24A-SZ
283933 | C215QP-D/CQ24A-SZ-T | C215QP-D/CQ24A-SZ-T | 26 | C215QP-D | / | CQ24A-SZ-T |  | 1 | Scenario 4 |  | SelectPro¦VDI3805¦Internet_EU | PPK SelectPro VDI3805 Internet_EU | SelectPro VDI3805 Internet_EU | C215QP-D/CQ24A-SZ-T
283934 | C215QP-D/CQ230A | C215QP-D/CQ230A | 26 | C215QP-D | / | CQ230A | Standard actuator | 1 | Scenario 4 |  | PPK¦SelectPro¦VDI3805¦Internet_EU | PPK SelectPro VDI3805 Internet_EU | PPK SelectPro VDI3805 Internet_EU | C215QP-D/CQ230A
283935 | C215QP-D/CQ230A-T | C215QP-D/CQ230A-T | 26 | C215QP-D | / | CQ230A-T | Standard actuator | 1 | Scenario 4 |  | PPK¦SelectPro¦VDI3805¦Internet_EU | PPK SelectPro VDI3805 Internet_EU | PPK SelectPro VDI3805 Internet_EU | C215QP-D/CQ230A-T
283936 | C215QP-D/CQ24A-MPL | C215QP-D/CQ24A-MPL | 26 | C215QP-D | / | CQ24A-MPL |  | 1 | Scenario 4 |  | PPK¦SelectPro¦VDI3805¦Internet_EU | PPK SelectPro VDI3805 Internet_EU | PPK SelectPro VDI3805 Internet_EU | C215QP-D/CQ24A-MPL
283937 | C215QP-D/CQ24A-MPL-T | C215QP-D/CQ24A-MPL-T | 26 | C215QP-D | / | CQ24A-MPL-T |  | 1 | Scenario 4 |  | SelectPro¦VDI3805¦Internet_EU | PPK SelectPro VDI3805 Internet_EU | SelectPro VDI3805 Internet_EU | C215QP-D/CQ24A-MPL-T
283938 | C215QP-D/CQK24A-SR | C215QP-D/CQK24A-SR | 26 | C215QP-D | / | CQK24A-SR | Actuator with emergency control function | 1 | Scenario 4 |  | PPK¦SelectPro¦VDI3805¦Internet_EU | PPK SelectPro VDI3805 Internet_EU | PPK SelectPro VDI3805 Internet_EU | C215QP-D/CQK24A-SR
283939 | C220QP-F/CQ24A | C220QP-F/CQ24A | 26 | C220QP-F | / | CQ24A | Standard actuator | 1 | Scenario 4 |  | PPK¦SelectPro¦VDI3805¦Internet_EU | PPK SelectPro VDI3805 Internet_EU | PPK SelectPro VDI3805 Internet_EU | C220QP-F/CQ24A
283940 | C220QP-F/CQ24A-T | C220QP-F/CQ24A-T | 26 | C220QP-F | / | CQ24A-T | Standard actuator | 1 | Scenario 4 |  | PPK¦SelectPro¦VDI3805¦Internet_EU | PPK SelectPro VDI3805 Internet_EU | PPK SelectPro VDI3805 Internet_EU | C220QP-F/CQ24A-T
283941 | C220QP-F/CQ24A-SR | C220QP-F/CQ24A-SR | 26 | C220QP-F | / | CQ24A-SR | Standard actuator | 1 | Scenario 4 |  | PPK¦SelectPro¦VDI3805¦Internet_EU | PPK SelectPro VDI3805 Internet_EU | PPK SelectPro VDI3805 Internet_EU | C220QP-F/CQ24A-SR
283942 | C220QP-F/CQ24A-SR-T | C220QP-F/CQ24A-SR-T | 26 | C220QP-F | / | CQ24A-SR-T | Standard actuator | 1 | Scenario 4 |  | PPK¦SelectPro¦VDI3805¦Internet_EU | PPK SelectPro VDI3805 Internet_EU | PPK SelectPro VDI3805 Internet_EU | C220QP-F/CQ24A-SR-T
283943 | C220QP-F/CQ24A-SZ | C220QP-F/CQ24A-SZ | 26 | C220QP-F | / | CQ24A-SZ |  | 1 | Scenario 4 |  | SelectPro¦VDI3805¦Internet_EU | PPK SelectPro VDI3805 Internet_EU | SelectPro VDI3805 Internet_EU | C220QP-F/CQ24A-SZ
283944 | C220QP-F/CQ24A-SZ-T | C220QP-F/CQ24A-SZ-T | 26 | C220QP-F | / | CQ24A-SZ-T |  | 1 | Scenario 4 |  | SelectPro¦VDI3805¦Internet_EU | PPK SelectPro VDI3805 Internet_EU | SelectPro VDI3805 Internet_EU | C220QP-F/CQ24A-SZ-T
283945 | C220QP-F/CQ230A | C220QP-F/CQ230A | 26 | C220QP-F | / | CQ230A | Standard actuator | 1 | Scenario 4 |  | PPK¦SelectPro¦VDI3805¦Internet_EU | PPK SelectPro VDI3805 Internet_EU | PPK SelectPro VDI3805 Internet_EU | C220QP-F/CQ230A
283946 | C220QP-F/CQ230A-T | C220QP-F/CQ230A-T | 26 | C220QP-F | / | CQ230A-T | Standard actuator | 1 | Scenario 4 |  | PPK¦SelectPro¦VDI3805¦Internet_EU | PPK SelectPro VDI3805 Internet_EU | PPK SelectPro VDI3805 Internet_EU | C220QP-F/CQ230A-T
283947 | C220QP-F/CQ24A-MPL | C220QP-F/CQ24A-MPL | 26 | C220QP-F | / | CQ24A-MPL |  | 1 | Scenario 4 |  | PPK¦SelectPro¦VDI3805¦Internet_EU | PPK SelectPro VDI3805 Internet_EU | PPK SelectPro VDI3805 Internet_EU | C220QP-F/CQ24A-MPL
283948 | C220QP-F/CQ24A-MPL-T | C220QP-F/CQ24A-MPL-T | 26 | C220QP-F | / | CQ24A-MPL-T |  | 1 | Scenario 4 |  | SelectPro¦VDI3805¦Internet_EU | PPK SelectPro VDI3805 Internet_EU | SelectPro VDI3805 Internet_EU | C220QP-F/CQ24A-MPL-T
283949 | C220QP-F/CQK24A-SR | C220QP-F/CQK24A-SR | 26 | C220QP-F | / | CQK24A-SR | Actuator with emergency control function | 1 | Scenario 4 |  | PPK¦SelectPro¦VDI3805¦Internet_EU | PPK SelectPro VDI3805 Internet_EU | PPK SelectPro VDI3805 Internet_EU | C220QP-F/CQK24A-SR
283950 | C215QPT-B/CQ24A | C215QPT-B/CQ24A | 26 | C215QPT-B | / | CQ24A | Standard actuator | 1 | Scenario 4 |  | PPK¦SelectPro¦VDI3805¦Internet_EU | PPK SelectPro VDI3805 Internet_EU | PPK SelectPro VDI3805 Internet_EU | C215QPT-B/CQ24A
283951 | C215QPT-B/CQ24A-T | C215QPT-B/CQ24A-T | 26 | C215QPT-B | / | CQ24A-T | Standard actuator | 1 | Scenario 4 |  | PPK¦SelectPro¦VDI3805¦Internet_EU | PPK SelectPro VDI3805 Internet_EU | PPK SelectPro VDI3805 Internet_EU | C215QPT-B/CQ24A-T
283952 | C215QPT-B/CQ24A-SR | C215QPT-B/CQ24A-SR | 26 | C215QPT-B | / | CQ24A-SR | Standard actuator | 1 | Scenario 4 |  | PPK¦SelectPro¦VDI3805¦Internet_EU | PPK SelectPro VDI3805 Internet_EU | PPK SelectPro VDI3805 Internet_EU | C215QPT-B/CQ24A-SR
283953 | C215QPT-B/CQ24A-SR-T | C215QPT-B/CQ24A-SR-T | 26 | C215QPT-B | / | CQ24A-SR-T | Standard actuator | 1 | Scenario 4 |  | PPK¦SelectPro¦VDI3805¦Internet_EU | PPK SelectPro VDI3805 Internet_EU | PPK SelectPro VDI3805 Internet_EU | C215QPT-B/CQ24A-SR-T
283954 | C215QPT-B/CQ24A-SZ | C215QPT-B/CQ24A-SZ | 26 | C215QPT-B | / | CQ24A-SZ |  | 1 | Scenario 4 |  | SelectPro¦VDI3805¦Internet_EU | PPK SelectPro VDI3805 Internet_EU | SelectPro VDI3805 Internet_EU | C215QPT-B/CQ24A-SZ
283955 | C215QPT-B/CQ24A-SZ-T | C215QPT-B/CQ24A-SZ-T | 26 | C215QPT-B | / | CQ24A-SZ-T |  | 1 | Scenario 4 |  | SelectPro¦VDI3805¦Internet_EU | PPK SelectPro VDI3805 Internet_EU | SelectPro VDI3805 Internet_EU | C215QPT-B/CQ24A-SZ-T
283956 | C215QPT-B/CQ230A | C215QPT-B/CQ230A | 26 | C215QPT-B | / | CQ230A | Standard actuator | 1 | Scenario 4 |  | PPK¦SelectPro¦VDI3805¦Internet_EU | PPK SelectPro VDI3805 Internet_EU | PPK SelectPro VDI3805 Internet_EU | C215QPT-B/CQ230A
283957 | C215QPT-B/CQ230A-T | C215QPT-B/CQ230A-T | 26 | C215QPT-B | / | CQ230A-T | Standard actuator | 1 | Scenario 4 |  | PPK¦SelectPro¦VDI3805¦Internet_EU | PPK SelectPro VDI3805 Internet_EU | PPK SelectPro VDI3805 Internet_EU | C215QPT-B/CQ230A-T
283958 | C215QPT-B/CQ24A-MPL | C215QPT-B/CQ24A-MPL | 26 | C215QPT-B | / | CQ24A-MPL |  | 1 | Scenario 4 |  | PPK¦SelectPro¦VDI3805¦Internet_EU | PPK SelectPro VDI3805 Internet_EU | PPK SelectPro VDI3805 Internet_EU | C215QPT-B/CQ24A-MPL
283959 | C215QPT-B/CQ24A-MPL-T | C215QPT-B/CQ24A-MPL-T | 26 | C215QPT-B | / | CQ24A-MPL-T |  | 1 | Scenario 4 |  | SelectPro¦VDI3805¦Internet_EU | PPK SelectPro VDI3805 Internet_EU | SelectPro VDI3805 Internet_EU | C215QPT-B/CQ24A-MPL-T
283960 | C215QPT-B/CQK24A-SR | C215QPT-B/CQK24A-SR | 26 | C215QPT-B | / | CQK24A-SR | Actuator with emergency control function | 1 | Scenario 4 |  | PPK¦SelectPro¦VDI3805¦Internet_EU | PPK SelectPro VDI3805 Internet_EU | PPK SelectPro VDI3805 Internet_EU | C215QPT-B/CQK24A-SR
283961 | C215QPT-D/CQ24A | C215QPT-D/CQ24A | 26 | C215QPT-D | / | CQ24A | Standard actuator | 1 | Scenario 4 |  | PPK¦SelectPro¦VDI3805¦Internet_EU | PPK SelectPro VDI3805 Internet_EU | PPK SelectPro VDI3805 Internet_EU | C215QPT-D/CQ24A
283962 | C215QPT-D/CQ24A-T | C215QPT-D/CQ24A-T | 26 | C215QPT-D | / | CQ24A-T | Standard actuator | 1 | Scenario 4 |  | PPK¦SelectPro¦VDI3805¦Internet_EU | PPK SelectPro VDI3805 Internet_EU | PPK SelectPro VDI3805 Internet_EU | C215QPT-D/CQ24A-T
283963 | C215QPT-D/CQ24A-SR | C215QPT-D/CQ24A-SR | 26 | C215QPT-D | / | CQ24A-SR | Standard actuator | 1 | Scenario 4 |  | PPK¦SelectPro¦VDI3805¦Internet_EU | PPK SelectPro VDI3805 Internet_EU | PPK SelectPro VDI3805 Internet_EU | C215QPT-D/CQ24A-SR
283964 | C215QPT-D/CQ24A-SR-T | C215QPT-D/CQ24A-SR-T | 26 | C215QPT-D | / | CQ24A-SR-T | Standard actuator | 1 | Scenario 4 |  | PPK¦SelectPro¦VDI3805¦Internet_EU | PPK SelectPro VDI3805 Internet_EU | PPK SelectPro VDI3805 Internet_EU | C215QPT-D/CQ24A-SR-T
283965 | C215QPT-D/CQ24A-SZ | C215QPT-D/CQ24A-SZ | 26 | C215QPT-D | / | CQ24A-SZ |  | 1 | Scenario 4 |  | SelectPro¦VDI3805¦Internet_EU | PPK SelectPro VDI3805 Internet_EU | SelectPro VDI3805 Internet_EU | C215QPT-D/CQ24A-SZ
283966 | C215QPT-D/CQ24A-SZ-T | C215QPT-D/CQ24A-SZ-T | 26 | C215QPT-D | / | CQ24A-SZ-T |  | 1 | Scenario 4 |  | SelectPro¦VDI3805¦Internet_EU | PPK SelectPro VDI3805 Internet_EU | SelectPro VDI3805 Internet_EU | C215QPT-D/CQ24A-SZ-T
283967 | C215QPT-D/CQ230A | C215QPT-D/CQ230A | 26 | C215QPT-D | / | CQ230A | Standard actuator | 1 | Scenario 4 |  | PPK¦SelectPro¦VDI3805¦Internet_EU | PPK SelectPro VDI3805 Internet_EU | PPK SelectPro VDI3805 Internet_EU | C215QPT-D/CQ230A
283968 | C215QPT-D/CQ230A-T | C215QPT-D/CQ230A-T | 26 | C215QPT-D | / | CQ230A-T | Standard actuator | 1 | Scenario 4 |  | PPK¦SelectPro¦VDI3805¦Internet_EU | PPK SelectPro VDI3805 Internet_EU | PPK SelectPro VDI3805 Internet_EU | C215QPT-D/CQ230A-T
283969 | C215QPT-D/CQ24A-MPL | C215QPT-D/CQ24A-MPL | 26 | C215QPT-D | / | CQ24A-MPL |  | 1 | Scenario 4 | 0 | PPK¦SelectPro¦VDI3805¦Internet_EU | PPK SelectPro VDI3805 Internet_EU | PPK SelectPro VDI3805 Internet_EU | C215QPT-D/CQ24A-MPL
283970 | C215QPT-D/CQ24A-MPL-T | C215QPT-D/CQ24A-MPL-T | 26 | C215QPT-D | / | CQ24A-MPL-T |  | 1 | Scenario 4 |  | SelectPro¦VDI3805¦Internet_EU | PPK SelectPro VDI3805 Internet_EU | SelectPro VDI3805 Internet_EU | C215QPT-D/CQ24A-MPL-T
283971 | C215QPT-D/CQK24A-SR | C215QPT-D/CQK24A-SR | 26 | C215QPT-D | / | CQK24A-SR | Actuator with emergency control function | 1 | Scenario 4 |  | PPK¦SelectPro¦VDI3805¦Internet_EU | PPK SelectPro VDI3805 Internet_EU | PPK SelectPro VDI3805 Internet_EU | C215QPT-D/CQK24A-SR
283972 | C220QPT-F/CQ24A | C220QPT-F/CQ24A | 26 | C220QPT-F | / | CQ24A | Standard actuator | 1 | Scenario 4 |  | PPK¦SelectPro¦VDI3805¦Internet_EU | PPK SelectPro VDI3805 Internet_EU | PPK SelectPro VDI3805 Internet_EU | C220QPT-F/CQ24A
283973 | C220QPT-F/CQ24A-T | C220QPT-F/CQ24A-T | 26 | C220QPT-F | / | CQ24A-T | Standard actuator | 1 | Scenario 4 |  | PPK¦SelectPro¦VDI3805¦Internet_EU | PPK SelectPro VDI3805 Internet_EU | PPK SelectPro VDI3805 Internet_EU | C220QPT-F/CQ24A-T
283974 | C220QPT-F/CQ24A-SR | C220QPT-F/CQ24A-SR | 26 | C220QPT-F | / | CQ24A-SR | Standard actuator | 1 | Scenario 4 |  | PPK¦SelectPro¦VDI3805¦Internet_EU | PPK SelectPro VDI3805 Internet_EU | PPK SelectPro VDI3805 Internet_EU | C220QPT-F/CQ24A-SR
283975 | C220QPT-F/CQ24A-SR-T | C220QPT-F/CQ24A-SR-T | 26 | C220QPT-F | / | CQ24A-SR-T | Standard actuator | 1 | Scenario 4 |  | PPK¦SelectPro¦VDI3805¦Internet_EU | PPK SelectPro VDI3805 Internet_EU | PPK SelectPro VDI3805 Internet_EU | C220QPT-F/CQ24A-SR-T
283976 | C220QPT-F/CQ24A-SZ | C220QPT-F/CQ24A-SZ | 26 | C220QPT-F | / | CQ24A-SZ |  | 1 | Scenario 4 |  | SelectPro¦VDI3805¦Internet_EU | PPK SelectPro VDI3805 Internet_EU | SelectPro VDI3805 Internet_EU | C220QPT-F/CQ24A-SZ
283977 | C220QPT-F/CQ24A-SZ-T | C220QPT-F/CQ24A-SZ-T | 26 | C220QPT-F | / | CQ24A-SZ-T |  | 1 | Scenario 4 |  | SelectPro¦VDI3805¦Internet_EU | PPK SelectPro VDI3805 Internet_EU | SelectPro VDI3805 Internet_EU | C220QPT-F/CQ24A-SZ-T
283978 | C220QPT-F/CQ230A | C220QPT-F/CQ230A | 26 | C220QPT-F | / | CQ230A | Standard actuator | 1 | Scenario 4 |  | PPK¦SelectPro¦VDI3805¦Internet_EU | PPK SelectPro VDI3805 Internet_EU | PPK SelectPro VDI3805 Internet_EU | C220QPT-F/CQ230A
283979 | C220QPT-F/CQ230A-T | C220QPT-F/CQ230A-T | 26 | C220QPT-F | / | CQ230A-T | Standard actuator | 1 | Scenario 4 |  | PPK¦SelectPro¦VDI3805¦Internet_EU | PPK SelectPro VDI3805 Internet_EU | PPK SelectPro VDI3805 Internet_EU | C220QPT-F/CQ230A-T
283980 | C220QPT-F/CQ24A-MPL | C220QPT-F/CQ24A-MPL | 26 | C220QPT-F | / | CQ24A-MPL |  | 1 | Scenario 4 |  | PPK¦SelectPro¦VDI3805¦Internet_EU | PPK SelectPro VDI3805 Internet_EU | PPK SelectPro VDI3805 Internet_EU | C220QPT-F/CQ24A-MPL
283981 | C220QPT-F/CQ24A-MPL-T | C220QPT-F/CQ24A-MPL-T | 26 | C220QPT-F | / | CQ24A-MPL-T |  | 1 | Scenario 4 |  | SelectPro¦VDI3805¦Internet_EU | PPK SelectPro VDI3805 Internet_EU | SelectPro VDI3805 Internet_EU | C220QPT-F/CQ24A-MPL-T
283982 | C220QPT-F/CQK24A-SR | C220QPT-F/CQK24A-SR | 26 | C220QPT-F | / | CQK24A-SR | Actuator with emergency control function | 1 | Scenario 4 |  | PPK¦SelectPro¦VDI3805¦Internet_EU | PPK SelectPro VDI3805 Internet_EU | PPK SelectPro VDI3805 Internet_EU | C220QPT-F/CQK24A-SR
285293 | EP015R+KMP | EP015R+SRKA-DX0 001 D01 | 68 | [5 empty] | Scenario 3 |  | PPK |  |  | EP015R+KMP | Communicative characterised control valve with sensor-operated flow control | 1400 kPa | 350 kPa
285294 | EP020R+KMP | EP020R+SRKA-DX0 001 D01 | 68 | [5 empty] | Scenario 3 |  | PPK |  |  | EP020R+KMP | Communicative characterised control valve with sensor-operated flow control | 1400 kPa | 350 kPa
285295 | EP025R+KMP | EP025R+SRKA-DX0 001 D01 | 68 | [5 empty] | Scenario 3 |  | PPK |  |  | EP025R+KMP | Communicative characterised control valve with sensor-operated flow control | 1400 kPa | 350 kPa
285296 | EP032R+KMP | EP032R+SRKA-DX0 001 D01 | 68 | [5 empty] | Scenario 3 |  | PPK |  |  | EP032R+KMP | Communicative characterised control valve with sensor-operated flow control | 1400 kPa | 350 kPa
285297 | EP040R+KMP | EP040R+SRKA-DX0 001 D01 | 68 | [5 empty] | Scenario 3 |  | PPK |  |  | EP040R+KMP | Communicative characterised control valve with sensor-operated flow control | 1400 kPa | 350 kPa
285298 | EP050R+KMP | EP050R+SRKA-DX0 001 D01 | 68 | [5 empty] | Scenario 3 |  | PPK |  |  | EP050R+KMP | Communicative characterised control valve with sensor-operated flow control | 1400 kPa | 350 kPa
285417 | P6065W800E-MOD | P6065W800E-MOD | 27 | [5 empty] | Scenario 3 |  |  |  |  | P6065W800E-MOD | Communicative characterised control valve with sensor-operated flow control | 690 kPa | 340 kPa
285418 | P6080W1100E-MOD | P6080W1100E-MOD | 27 | [5 empty] | Scenario 3 |  |  |  |  | P6080W1100E-MOD | Communicative characterised control valve with sensor-operated flow control | 690 kPa | 340 kPa
285419 | P6100W2000E-MOD | P6100W2000E-MOD | 27 | [5 empty] | Scenario 3 |  |  |  |  | P6100W2000E-MOD | Communicative characterised control valve with sensor-operated flow control | 690 kPa | 340 kPa
285420 | P6125W3100E-MOD | P6125W3100E-MOD | 27 | [5 empty] | Scenario 3 |  |  |  |  | P6125W3100E-MOD | Communicative characterised control valve with sensor-operated flow control | 690 kPa | 340 kPa
285421 | P6150W4500E-MOD | P6150W4500E-MOD | 27 | [5 empty] | Scenario 3 |  |  |  |  | P6150W4500E-MOD | Communicative characterised control valve with sensor-operated flow control | 690 kPa | 340 kPa
285422 | EP015R+MOD | EP015R+MOD | 27 | [5 empty] | Scenario 3 |  |  |  |  | EP015R+MOD | Communicative characterised control valve with sensor-operated flow control | 1400 kPa | 350 kPa
285423 | EP020R+MOD | EP020R+MOD | 27 | [5 empty] | Scenario 3 |  |  |  |  | EP020R+MOD | Communicative characterised control valve with sensor-operated flow control | 1400 kPa | 350 kPa
285424 | EP025R+MOD | EP025R+MOD | 27 | [5 empty] | Scenario 3 |  |  |  |  | EP025R+MOD | Communicative characterised control valve with sensor-operated flow control | 1400 kPa | 350 kPa
285425 | EP032R+MOD | EP032R+MOD | 27 | [5 empty] | Scenario 3 |  |  |  |  | EP032R+MOD | Communicative characterised control valve with sensor-operated flow control | 1400 kPa | 350 kPa
285426 | EP040R+MOD | EP040R+MOD | 27 | [5 empty] | Scenario 3 |  |  |  |  | EP040R+MOD | Communicative characterised control valve with sensor-operated flow control | 1400 kPa | 350 kPa
285427 | EP050R+MOD | EP050R+MOD | 27 | [5 empty] | Scenario 3 |  |  |  |  | EP050R+MOD | Communicative characterised control valve with sensor-operated flow control | 1400 kPa | 350 kPa
285429 | EP020R-R6+SR | EP020R-R6+SR | 27 | [5 empty] | Scenario 3 |  | PPK¦SelectPro¦VDI3805¦Internet_EU |  |  | EP020R-R6+SR | Characterised control valve with sensor-operated flow control |  | 110 kPa
285445 | P6065W800EV-KBAC | P6065W800EV+SK-MA0 00Z 007 6 | 68 | [5 empty] | Scenario 3 |  | PPK |  |  | P6065W800EV-KBAC | Characterised control valve with sensor-operated flow rate or power control, power and energy-monitoring function | 690 kPa | 340 kPa
285446 | P6080W1100EV-KBAC | P6080W1100EV+SK-MA0 00Z 007 62 | 68 | [5 empty] | Scenario 3 |  | PPK |  |  | P6080W1100EV-KBAC | Characterised control valve with sensor-operated flow rate or power control, power and energy-monitoring function | 690 kPa | 340 kPa
285447 | P6100W2000EV-KBAC | P6100W2000EV+GK-MA0 00Z 007 62 | 68 | [5 empty] | Scenario 3 |  | PPK |  |  | P6100W2000EV-KBAC | Characterised control valve with sensor-operated flow rate or power control, power and energy-monitoring function | 690 kPa | 340 kPa
285448 | P6125W3100EV-KBAC | P6125W3100EV+GK-MA0 00Z 007 62 | 68 | [5 empty] | Scenario 3 |  | PPK |  |  | P6125W3100EV-KBAC | Characterised control valve with sensor-operated flow rate or power control, power and energy-monitoring function | 690 kPa | 340 kPa
285449 | P6150W4500EV-KBAC | P6150W4500EV+GK-MA0 00Z 007 62 | 68 | [5 empty] | Scenario 3 |  | PPK |  |  | P6150W4500EV-KBAC | Characterised control valve with sensor-operated flow rate or power control, power and energy-monitoring function | 690 kPa | 340 kPa
286196 | C215QP-B/CQK24A | C215QP-B/CQK24A | 26 | C215QP-B | / | CQK24A | Actuator with emergency control function |  | Scenario 4 |  | SelectPro¦VDI3805¦Internet_EU | PPK SelectPro VDI3805 Internet_EU | SelectPro VDI3805 Internet_EU | C215QP-B/CQK24A
286197 | C215QP-D/CQK24A | C215QP-D/CQK24A | 26 | C215QP-D | / | CQK24A | Actuator with emergency control function |  | Scenario 4 |  | SelectPro¦VDI3805¦Internet_EU | PPK SelectPro VDI3805 Internet_EU | SelectPro VDI3805 Internet_EU | C215QP-D/CQK24A
286198 | C215QPT-B/CQK24A | C215QPT-B/CQK24A | 26 | C215QPT-B | / | CQK24A | Actuator with emergency control function |  | Scenario 4 |  | SelectPro¦VDI3805¦Internet_EU | PPK SelectPro VDI3805 Internet_EU | SelectPro VDI3805 Internet_EU | C215QPT-B/CQK24A
286199 | C215QPT-D/CQK24A | C215QPT-D/CQK24A | 26 | C215QPT-D | / | CQK24A | Actuator with emergency control function |  | Scenario 4 |  | SelectPro¦VDI3805¦Internet_EU | PPK SelectPro VDI3805 Internet_EU | SelectPro VDI3805 Internet_EU | C215QPT-D/CQK24A
286200 | C220QP-F/CQK24A | C220QP-F/CQK24A | 26 | C220QP-F | / | CQK24A | Actuator with emergency control function |  | Scenario 4 |  | SelectPro¦VDI3805¦Internet_EU | PPK SelectPro VDI3805 Internet_EU | SelectPro VDI3805 Internet_EU | C220QP-F/CQK24A
286201 | C220QPT-F/CQK24A | C220QPT-F/CQK24A | 26 | C220QPT-F | / | CQK24A | Actuator with emergency control function |  | Scenario 4 |  | SelectPro¦VDI3805¦Internet_EU | PPK SelectPro VDI3805 Internet_EU | SelectPro VDI3805 Internet_EU | C220QPT-F/CQK24A
286298 | P6065W800E-KMP | P6065W800E+SRKA-4X0 601 D0 | 27 | [5 empty] | Scenario 3 |  | PPK |  |  | P6065W800E-KMP | Communicative characterised control valve with sensor-operated flow control | 690 kPa | 340 kPa
286299 | P6080W1100E-KMP | P6080W1100E+SRKA-4X0 601 D01 | 27 | [5 empty] | Scenario 3 |  | PPK |  |  | P6080W1100E-KMP | Communicative characterised control valve with sensor-operated flow control | 690 kPa | 340 kPa
286619 | C215QP-B/ZCQ-FL | C215QP-B/ZCQ-FL | 26 | C215QP-B | / | ZCQ-FL | Accessories |  | Scenario 4 |  | PPK¦SelectPro | PPK SelectPro VDI3805 Internet_EU | PPK SelectPro | C215QP-B/ZCQ-FL
286620 | C215QP-D/ZCQ-FL | C215QP-D/ZCQ-FL | 26 | C215QP-D | / | ZCQ-FL | Accessories |  | Scenario 4 |  | PPK¦SelectPro | PPK SelectPro VDI3805 Internet_EU | PPK SelectPro | C215QP-D/ZCQ-FL
286621 | C220QP-F/ZCQ-FL | C220QP-F/ZCQ-FL | 26 | C220QP-F | / | ZCQ-FL | Accessories |  | Scenario 4 |  | PPK¦SelectPro | PPK SelectPro VDI3805 Internet_EU | PPK SelectPro | C220QP-F/ZCQ-FL
286622 | C215QPT-B/ZCQ-FL | C215QPT-B/ZCQ-FL | 26 | C215QPT-B | / | ZCQ-FL | Accessories |  | Scenario 4 |  | PPK¦SelectPro | PPK SelectPro VDI3805 Internet_EU | PPK SelectPro | C215QPT-B/ZCQ-FL
286623 | C215QPT-D/ZCQ-FL | C215QPT-D/ZCQ-FL | 26 | C215QPT-D | / | ZCQ-FL | Accessories |  | Scenario 4 |  | PPK¦SelectPro | PPK SelectPro VDI3805 Internet_EU | PPK SelectPro | C215QPT-D/ZCQ-FL
286624 | C220QPT-F/ZCQ-FL | C220QPT-F/ZCQ-FL | 26 | C220QPT-F | / | ZCQ-FL | Accessories |  | Scenario 4 |  | PPK¦SelectPro | PPK SelectPro VDI3805 Internet_EU | PPK SelectPro | C220QPT-F/ZCQ-FL
286849 | P6100W2000E-KMP | P6100W2000E-KMP | 27 | [5 empty] | Scenario 3 |  | PPK |  |  | P6100W2000E-KMP | Communicative characterised control valve with sensor-operated flow control | 690 kPa | 340 kPa
286850 | P6125W3100E-KMP | P6125W3100E-KMP | 27 | [5 empty] | Scenario 3 |  | PPK |  |  | P6125W3100E-KMP | Communicative characterised control valve with sensor-operated flow control | 690 kPa | 340 kPa
286851 | P6150W4500E-KMP | P6150W4500E-KMP | 27 | [5 empty] | Scenario 3 |  | PPK |  |  | P6150W4500E-KMP | Communicative characterised control valve with sensor-operated flow control | 690 kPa | 340 kPa
297966 | D6150N/PRCA-S2-T | D6150N/PRCA-S2-T | 30 | D6150N | / | PRCA-S2-T |  | 1 | Scenario 1 |  | PPK¦SelectPro¦VDI3805¦Internet_EU | PPK SelectPro VDI3805 Internet_EU | SelectPro VDI3805 PPK Internet_EU | D6150N/PRCA-S2-T
297991 | D6150N/PRCA-BAC-S2-T | D6150N/PRCA-BAC-S2-T | 30 | D6150N | / | PRCA-BAC-S2-T |  | 0 | Scenario 1¦Scenario 2 | 0 | PPK¦SelectPro¦VDI3805¦Internet_EU | PPK SelectPro VDI3805 Internet_EU | SelectPro VDI3805 PPK Internet_EU | D6150N/PRCA-BAC-S2-T
297993 | D6150NL/PRCA-S2-T | D6150NL/PRCA-S2-T | 30 | D6150NL | / | PRCA-S2-T |  | 1 | Scenario 1 | 0 | PPK¦SelectPro¦VDI3805¦Internet_EU | PPK SelectPro VDI3805 Internet_EU | SelectPro VDI3805 PPK Internet_EU | D6150NL/PRCA-S2-T
297995 | D6150NL/PRCA-BAC-S2-T | D6150NL/PRCA-BAC-S2-T | 30 | D6150NL | / | PRCA-BAC-S2-T |  | 0 | Scenario 1¦Scenario 2 | 0 | PPK¦SelectPro¦VDI3805¦Internet_EU | PPK SelectPro VDI3805 Internet_EU | SelectPro VDI3805 PPK Internet_EU | D6150NL/PRCA-BAC-S2-T
297997 | D6200W/PRCA-S2-T | D6200W/PRCA-S2-T | 30 | D6200W | / | PRCA-S2-T |  | 1 | Scenario 1 | 0 | PPK¦Internet_EU¦SelectPro¦VDI3805 | PPK Internet_EU SelectPro VDI3805 | SelectPro VDI3805 PPK Internet_EU | D6200W/PRCA-S2-T
297999 | D6200W/PRCA-BAC-S2-T | D6200W/PRCA-BAC-S2-T | 30 | D6200W | / | PRCA-BAC-S2-T |  | 0 | Scenario 1¦Scenario 2 | 0 | PPK¦Internet_EU¦SelectPro¦VDI3805 | PPK Internet_EU SelectPro VDI3805 | SelectPro VDI3805 PPK Internet_EU | D6200W/PRCA-BAC-S2-T
298001 | D6200WL/PRCA-S2-T | D6200WL/PRCA-S2-T | 30 | D6200WL | / | PRCA-S2-T |  | 1 | Scenario 1 | 0 | PPK¦Internet_EU¦SelectPro¦VDI3805 | PPK Internet_EU SelectPro VDI3805 | SelectPro VDI3805 PPK Internet_EU | D6200WL/PRCA-S2-T
298003 | D6200WL/PRCA-BAC-S2-T | D6200WL/PRCA-BAC-S2-T | 30 | D6200WL | / | PRCA-BAC-S2-T |  | 0 | Scenario 1¦Scenario 2 | 0 | PPK¦Internet_EU¦SelectPro¦VDI3805 | PPK Internet_EU SelectPro VDI3805 | SelectPro VDI3805 PPK Internet_EU | D6200WL/PRCA-BAC-S2-T
298005 | D6250W/PRCA-S2-T | D6250W/PRCA-S2-T | 30 | D6250W | / | PRCA-S2-T |  | 1 | Scenario 1 | 0 | PPK¦Internet_EU¦SelectPro¦VDI3805 | PPK Internet_EU SelectPro VDI3805 | SelectPro VDI3805 PPK Internet_EU | D6250W/PRCA-S2-T
298007 | D6250W/PRCA-BAC-S2-T | D6250W/PRCA-BAC-S2-T | 30 | D6250W | / | PRCA-BAC-S2-T |  | 0 | Scenario 1¦Scenario 2 | 0 | PPK¦Internet_EU¦SelectPro¦VDI3805 | PPK Internet_EU SelectPro VDI3805 | SelectPro VDI3805 PPK Internet_EU | D6250W/PRCA-BAC-S2-T
298009 | D6250WL/PRCA-S2-T | D6250WL/PRCA-S2-T | 30 | D6250WL | / | PRCA-S2-T |  | 1 | Scenario 1 | 0 | PPK¦Internet_EU¦SelectPro¦VDI3805 | PPK Internet_EU SelectPro VDI3805 | SelectPro VDI3805 PPK Internet_EU | D6250WL/PRCA-S2-T
298011 | D6250WL/PRCA-BAC-S2-T | D6250WL/PRCA-BAC-S2-T | 30 | D6250WL | / | PRCA-BAC-S2-T |  | 0 | Scenario 1¦Scenario 2 | 0 | PPK¦Internet_EU¦SelectPro¦VDI3805 | PPK Internet_EU SelectPro VDI3805 | SelectPro VDI3805 PPK Internet_EU | D6250WL/PRCA-BAC-S2-T
298013 | D6300W/PRCA-S2-T | D6300W/PRCA-S2-T | 30 | D6300W | / | PRCA-S2-T |  | 1 | Scenario 1 | 0 | PPK¦Internet_EU¦SelectPro¦VDI3805 | PPK Internet_EU SelectPro VDI3805 | SelectPro VDI3805 PPK Internet_EU | D6300W/PRCA-S2-T
298015 | D6300W/PRCA-BAC-S2-T | D6300W/PRCA-BAC-S2-T | 30 | D6300W | / | PRCA-BAC-S2-T |  | 0 | Scenario 1¦Scenario 2 | 0 | PPK¦Internet_EU¦SelectPro¦VDI3805 | PPK Internet_EU SelectPro VDI3805 | SelectPro VDI3805 PPK Internet_EU | D6300W/PRCA-BAC-S2-T
298017 | D6300WL/PRCA-S2-T | D6300WL/PRCA-S2-T | 30 | D6300WL | / | PRCA-S2-T |  | 1 | Scenario 1 | 0 | PPK¦Internet_EU¦SelectPro¦VDI3805 | PPK Internet_EU SelectPro VDI3805 | SelectPro VDI3805 PPK Internet_EU | D6300WL/PRCA-S2-T
298019 | D6300WL/PRCA-BAC-S2-T | D6300WL/PRCA-BAC-S2-T | 30 | D6300WL | / | PRCA-BAC-S2-T |  | 0 | Scenario 1¦Scenario 2 | 0 | PPK¦Internet_EU¦SelectPro¦VDI3805 | PPK Internet_EU SelectPro VDI3805 | SelectPro VDI3805 PPK Internet_EU | D6300WL/PRCA-BAC-S2-T
302025 | C215QP-B/CQC230A | C215QP-B/CQC230A | 26 | C215QP-B | / | CQC230A | Standard actuator with connecting cable |  | Scenario 4 |  | PPK¦SelectPro¦VDI3805¦Internet_EU | PPK SelectPro VDI3805 Internet_EU | Internet_EU PPK SelectPro VDI3805 | C215QP-B/CQC230A
302026 | C215QP-B/CQD230A | C215QP-B/CQD230A | 26 | C215QP-B | / | CQD230A | Standard actuator with connecting cable |  | Scenario 4 |  | PPK¦SelectPro¦VDI3805¦Internet_EU | PPK SelectPro VDI3805 Internet_EU | Internet_EU PPK SelectPro VDI3805 | C215QP-B/CQD230A
302027 | C215QP-D/CQC230A | C215QP-D/CQC230A | 26 | C215QP-D | / | CQC230A | Standard actuator with connecting cable |  | Scenario 4 |  | PPK¦SelectPro¦VDI3805¦Internet_EU | PPK SelectPro VDI3805 Internet_EU | Internet_EU PPK SelectPro VDI3805 | C215QP-D/CQC230A
302641 | C215QP-D/CQD230A | C215QP-D/CQD230A | 26 | C215QP-D | / | CQD230A | Standard actuator with connecting cable |  | Scenario 4 |  | PPK¦SelectPro¦VDI3805¦Internet_EU | PPK SelectPro VDI3805 Internet_EU | Internet_EU PPK SelectPro VDI3805 | C215QP-D/CQD230A
302642 | C215QPT-B/CQC230A | C215QPT-B/CQC230A | 26 | C215QPT-B | / | CQC230A | Standard actuator with connecting cable |  | Scenario 4 |  | PPK¦SelectPro¦VDI3805¦Internet_EU | PPK SelectPro VDI3805 Internet_EU | Internet_EU PPK SelectPro VDI3805 | C215QPT-B/CQC230A
302643 | C215QPT-B/CQD230A | C215QPT-B/CQD230A | 26 | C215QPT-B | / | CQD230A | Standard actuator with connecting cable |  | Scenario 4 |  | PPK¦SelectPro¦VDI3805¦Internet_EU | PPK SelectPro VDI3805 Internet_EU | Internet_EU PPK SelectPro VDI3805 | C215QPT-B/CQD230A
302644 | C215QPT-D/CQC230A | C215QPT-D/CQC230A | 26 | C215QPT-D | / | CQC230A | Standard actuator with connecting cable |  | Scenario 4 |  | PPK¦SelectPro¦VDI3805¦Internet_EU | PPK SelectPro VDI3805 Internet_EU | Internet_EU PPK SelectPro VDI3805 | C215QPT-D/CQC230A
302645 | C215QPT-D/CQD230A | C215QPT-D/CQD230A | 26 | C215QPT-D | / | CQD230A | Standard actuator with connecting cable |  | Scenario 4 |  | PPK¦SelectPro¦VDI3805¦Internet_EU | PPK SelectPro VDI3805 Internet_EU | Internet_EU PPK SelectPro VDI3805 | C215QPT-D/CQD230A
302648 | C220QP-F/CQC230A | C220QP-F/CQC230A | 26 | C220QP-F | / | CQC230A | Standard actuator with connecting cable |  | Scenario 4 |  | PPK¦SelectPro¦VDI3805¦Internet_EU | PPK SelectPro VDI3805 Internet_EU | Internet_EU PPK SelectPro VDI3805 | C220QP-F/CQC230A
302649 | C220QP-F/CQD230A | C220QP-F/CQD230A | 26 | C220QP-F | / | CQD230A | Standard actuator with connecting cable |  | Scenario 4 |  | PPK¦SelectPro¦VDI3805¦Internet_EU | PPK SelectPro VDI3805 Internet_EU | Internet_EU PPK SelectPro VDI3805 | C220QP-F/CQD230A
302650 | C220QPT-F/CQC230A | C220QPT-F/CQC230A | 26 | C220QPT-F | / | CQC230A | Standard actuator with connecting cable |  | Scenario 4 |  | PPK¦SelectPro¦VDI3805¦Internet_EU | PPK SelectPro VDI3805 Internet_EU | Internet_EU PPK SelectPro VDI3805 | C220QPT-F/CQC230A
302651 | C220QPT-F/CQD230A | C220QPT-F/CQD230A | 26 | C220QPT-F | / | CQD230A | Standard actuator with connecting cable |  | Scenario 4 |  | PPK¦SelectPro¦VDI3805¦Internet_EU | PPK SelectPro VDI3805 Internet_EU | Internet_EU PPK SelectPro VDI3805 | C220QPT-F/CQD230A