## Worksheet 0
PdmarticleID | Label | External Key | StateID | Suitable valves | Installation options symbol | Suitable actuators | Product family 2 from Actuator | Recommended price | Rules for valve sizing | Export Media manually changed | Export Media | 6986 | 6987 | Type | Product family | Closing pressure Δps | Differential pressure Δpmax value | kv (factory setting) | Path | Version Number
PdmarticleID | Label | ExternalKey | StateID | 719 | 723 | 721 | 7244 | 2797 | 7679 | 7163 | 2778 | 6986 | 6987 | 13 | 891 | 18 | 28 | 6684 | Path | VersionNr
100450 | P6065W800E-MP | P6065W800E-MP | [6 empty] | Scenario 3 |  | PPK¦SelectPro¦VDI3805¦Internet_EU |  |  | P6065W800E-MP | Communicative characterised control valve with sensor-operated flow control | 690 kPa | 340 kPa |  | EU\Products\Water solutions\VA Units\EPIV\modulating, MP\ | 414
100451 | P6080W1100E-MP | P6080W1100E-MP | [6 empty] | Scenario 3 |  | PPK¦SelectPro¦VDI3805¦Internet_EU |  |  | P6080W1100E-MP | Communicative characterised control valve with sensor-operated flow control | 690 kPa | 340 kPa |  | EU\Products\Water solutions\VA Units\EPIV\modulating, MP\ | 382
100452 | P6100W2000E-MP | P6100W2000E-MP | [6 empty] | Scenario 3 |  | PPK¦SelectPro¦VDI3805¦Internet_EU |  |  | P6100W2000E-MP | Communicative characterised control valve with sensor-operated flow control | 690 kPa | 340 kPa |  | EU\Products\Water solutions\VA Units\EPIV\modulating, MP\ | 375
100453 | P6125W3100E-MP | P6125W3100E-MP | [6 empty] | Scenario 3 |  | PPK¦SelectPro¦VDI3805¦Internet_EU |  |  | P6125W3100E-MP | Communicative characterised control valve with sensor-operated flow control | 690 kPa | 340 kPa |  | EU\Products\Water solutions\VA Units\EPIV\modulating, MP\ | 364
100454 | P6150W4500E-MP | P6150W4500E-MP | [6 empty] | Scenario 3 |  | PPK¦SelectPro¦VDI3805¦Internet_EU |  |  | P6150W4500E-MP | Communicative characterised control valve with sensor-operated flow control | 690 kPa | 340 kPa |  | EU\Products\Water solutions\VA Units\EPIV\modulating, MP\ | 372
100903 | P6065W800EV-BAC | P6065W800EV-BAC | [6 empty] | Scenario 3 |  | PPK¦SelectPro¦VDI3805¦Internet_EU |  |  | P6065W800EV-BAC | Characterised control valve with sensor-operated flow rate or power control, power and energy-monitoring function | 690 kPa | 340 kPa |  | EU\Products\Water solutions\VA Units\EV\modulating, BAC\ | 432
100904 | P6080W1100EV-BAC | P6080W1100EV-BAC | [6 empty] | Scenario 3 |  | PPK¦SelectPro¦VDI3805¦Internet_EU |  |  | P6080W1100EV-BAC | Characterised control valve with sensor-operated flow rate or power control, power and energy-monitoring function | 690 kPa | 340 kPa |  | EU\Products\Water solutions\VA Units\EV\modulating, BAC\ | 365
100905 | P6100W2000EV-BAC | P6100W2000EV-BAC | [6 empty] | Scenario 3 |  | PPK¦SelectPro¦VDI3805¦Internet_EU |  |  | P6100W2000EV-BAC | Characterised control valve with sensor-operated flow rate or power control, power and energy-monitoring function | 690 kPa | 340 kPa |  | EU\Products\Water solutions\VA Units\EV\modulating, BAC\ | 371
100906 | P6125W3100EV-BAC | P6125W3100EV-BAC | [6 empty] | Scenario 3 |  | PPK¦SelectPro¦VDI3805¦Internet_EU |  |  | P6125W3100EV-BAC | Characterised control valve with sensor-operated flow rate or power control, power and energy-monitoring function | 690 kPa | 340 kPa |  | EU\Products\Water solutions\VA Units\EV\modulating, BAC\ | 361
100907 | P6150W4500EV-BAC | P6150W4500EV-BAC | [6 empty] | Scenario 3 |  | PPK¦SelectPro¦VDI3805¦Internet_EU |  |  | P6150W4500EV-BAC | Characterised control valve with sensor-operated flow rate or power control, power and energy-monitoring function | 690 kPa | 340 kPa |  | EU\Products\Water solutions\VA Units\EV\modulating, BAC\ | 367
104476 | D625N+SR230A-5 | D625N+SR230A-5 |  | D625N | + | SR230A-5 | Standard actuator | 1 | Scenario 1 |  | PPK¦SelectPro¦VDI3805¦Internet_EU |  |  | D625N+SR230A-5 | Butterfly valve | 1200 kPa | 1.6 kPa |  | EU\Inbox\Combinations\Folder..6/..7\ | 39
104477 | D625N/SR230A-5 | D625N/SR230A-5 |  | D625N | / | SR230A-5 | Standard actuator | 1 | Scenario 1 |  | PPK¦SelectPro¦VDI3805¦Internet_EU |  |  | D625N/SR230A-5 | Butterfly valve | 1200 kPa | 1.6 kPa |  | EU\Inbox\Combinations\Folder..6/..7\ | 39
104478 | D625N+SR24A-5 | D625N+SR24A-5 |  | D625N | + | SR24A-5 | Standard actuator | 1 | Scenario 1 |  | PPK¦SelectPro¦VDI3805¦Internet_EU |  |  | D625N+SR24A-5 | Butterfly valve | 1200 kPa | 1.6 kPa |  | EU\Inbox\Combinations\Folder..6/..7\ | 37
104479 | D625N/SR24A-5 | D625N/SR24A-5 |  | D625N | / | SR24A-5 | Standard actuator | 1 | Scenario 1 |  | PPK¦SelectPro¦VDI3805¦Internet_EU |  |  | D625N/SR24A-5 | Butterfly valve | 1200 kPa | 1.6 kPa |  | EU\Inbox\Combinations\Folder..6/..7\ | 37
104482 | D625N+SR24A-MP-5 | D625N+SR24A-MP-5 |  | D625N | + | SR24A-MP-5 | Communicative actuator | 0 | Scenario 1 Scenario 2 | 0 | PPK¦SelectPro¦VDI3805¦Internet_EU |  |  | D625N+SR24A-MP-5 | Butterfly valve | 1200 kPa | 1.6 kPa |  | EU\Inbox\Combinations\Folder..6/..7\ | 35
104483 | D625N/SR24A-MP-5 | D625N/SR24A-MP-5 |  | D625N | / | SR24A-MP-5 | Communicative actuator | 0 | Scenario 1 Scenario 2 |  | PPK¦SelectPro¦VDI3805¦Internet_EU |  |  | D625N/SR24A-MP-5 | Butterfly valve | 1200 kPa | 1.6 kPa |  | EU\Inbox\Combinations\Folder..6/..7\ | 35
104716 | D632N+SR230A-5 | D632N+SR230A-5 |  | D632N | + | SR230A-5 | Standard actuator | 1 | Scenario 1 |  | PPK¦SelectPro¦VDI3805¦Internet_EU |  |  | D632N+SR230A-5 | Butterfly valve | 1200 kPa | 2.5 kPa |  | EU\Inbox\Combinations\Folder..6/..7\ | 42
104717 | D632N/SR230A-5 | D632N/SR230A-5 |  | D632N | / | SR230A-5 | Standard actuator | 1 | Scenario 1 |  | PPK¦SelectPro¦VDI3805¦Internet_EU |  |  | D632N/SR230A-5 | Butterfly valve | 1200 kPa | 2.5 kPa |  | EU\Inbox\Combinations\Folder..6/..7\ | 40
104718 | D632N+SR24A-5 | D632N+SR24A-5 |  | D632N | + | SR24A-5 | Standard actuator | 1 | Scenario 1 |  | PPK¦SelectPro¦VDI3805¦Internet_EU |  |  | D632N+SR24A-5 | Butterfly valve | 1200 kPa | 2.5 kPa |  | EU\Inbox\Combinations\Folder..6/..7\ | 37
104719 | D632N/SR24A-5 | D632N/SR24A-5 |  | D632N | / | SR24A-5 | Standard actuator | 1 | Scenario 1 |  | PPK¦SelectPro¦VDI3805¦Internet_EU |  |  | D632N/SR24A-5 | Butterfly valve | 1200 kPa | 2.5 kPa |  | EU\Inbox\Combinations\Folder..6/..7\ | 37
104722 | D632N+SR24A-MP-5 | D632N+SR24A-MP-5 |  | D632N | + | SR24A-MP-5 | Communicative actuator | 0 | Scenario 1 Scenario 2 |  | PPK¦SelectPro¦VDI3805¦Internet_EU |  |  | D632N+SR24A-MP-5 | Butterfly valve | 1200 kPa | 2.5 kPa |  | EU\Inbox\Combinations\Folder..6/..7\ | 36
104723 | D632N/SR24A-MP-5 | D632N/SR24A-MP-5 |  | D632N | / | SR24A-MP-5 | Communicative actuator | 0 | Scenario 1 Scenario 2 |  | PPK¦SelectPro¦VDI3805¦Internet_EU |  |  | D632N/SR24A-MP-5 | Butterfly valve | 1200 kPa | 2.5 kPa |  | EU\Inbox\Combinations\Folder..6/..7\ | 35
104740 | D640N+SR230A-5 | D640N+SR230A-5 |  | D640N | + | SR230A-5 | Standard actuator | 1 | Scenario 1 |  | PPK¦SelectPro¦VDI3805¦Internet_EU |  |  | D640N+SR230A-5 | Butterfly valve | 1200 kPa | 3.4 kPa |  | EU\Inbox\Combinations\Folder..6/..7\ | 38
104741 | D640N/SR230A-5 | D640N/SR230A-5 |  | D640N | / | SR230A-5 | Standard actuator | 1 | Scenario 1 |  | PPK¦SelectPro¦VDI3805¦Internet_EU |  |  | D640N/SR230A-5 | Butterfly valve | 1200 kPa | 3.4 kPa |  | EU\Inbox\Combinations\Folder..6/..7\ | 38
104742 | D640N+SR24A-5 | D640N+SR24A-5 |  | D640N | + | SR24A-5 | Standard actuator | 1 | Scenario 1 |  | PPK¦SelectPro¦VDI3805¦Internet_EU |  |  | D640N+SR24A-5 | Butterfly valve | 1200 kPa | 3.4 kPa |  | EU\Inbox\Combinations\Folder..6/..7\ | 36
104743 | D640N/SR24A-5 | D640N/SR24A-5 |  | D640N | / | SR24A-5 | Standard actuator | 1 | Scenario 1 |  | PPK¦SelectPro¦VDI3805¦Internet_EU |  |  | D640N/SR24A-5 | Butterfly valve | 1200 kPa | 3.4 kPa |  | EU\Inbox\Combinations\Folder..6/..7\ | 35
104746 | D640N+SR24A-MP-5 | D640N+SR24A-MP-5 |  | D640N | + | SR24A-MP-5 | Communicative actuator | 0 | Scenario 1 Scenario 2 |  | PPK¦SelectPro¦VDI3805¦Internet_EU |  |  | D640N+SR24A-MP-5 | Butterfly valve | 1200 kPa | 3.4 kPa |  | EU\Inbox\Combinations\Folder..6/..7\ | 34
104747 | D640N/SR24A-MP-5 | D640N/SR24A-MP-5 |  | D640N | / | SR24A-MP-5 | Communicative actuator | 0 | Scenario 1 Scenario 2 |  | PPK¦SelectPro¦VDI3805¦Internet_EU |  |  | D640N/SR24A-MP-5 | Butterfly valve | 1200 kPa | 3.4 kPa |  | EU\Inbox\Combinations\Folder..6/..7\ | 34
104758 | D650N+SR230A-5 | D650N+SR230A-5 |  | D650N | + | SR230A-5 | Standard actuator | 1 | Scenario 1 |  | PPK¦SelectPro¦VDI3805¦Internet_EU |  |  | D650N+SR230A-5 | Butterfly valve | 1200 kPa | 3.1 kPa |  | EU\Inbox\Combinations\Folder..6/..7\ | 38
104759 | D650N/SR230A-5 | D650N/SR230A-5 |  | D650N | / | SR230A-5 | Standard actuator | 1 | Scenario 1 |  | PPK¦SelectPro¦VDI3805¦Internet_EU |  |  | D650N/SR230A-5 | Butterfly valve | 1200 kPa | 3.1 kPa |  | EU\Inbox\Combinations\Folder..6/..7\ | 38
104760 | D650N+SR24A-5 | D650N+SR24A-5 |  | D650N | + | SR24A-5 | Standard actuator | 1 | Scenario 1 |  | PPK¦SelectPro¦VDI3805¦Internet_EU |  |  | D650N+SR24A-5 | Butterfly valve | 1200 kPa | 3.1 kPa |  | EU\Inbox\Combinations\Folder..6/..7\ | 36
104761 | D650N/SR24A-5 | D650N/SR24A-5 |  | D650N | / | SR24A-5 | Standard actuator | 1 | Scenario 1 |  | PPK¦SelectPro¦VDI3805¦Internet_EU |  |  | D650N/SR24A-5 | Butterfly valve | 1200 kPa | 3.1 kPa |  | EU\Inbox\Combinations\Folder..6/..7\ | 36
104764 | D650N+SR24A-MP-5 | D650N+SR24A-MP-5 |  | D650N | + | SR24A-MP-5 | Communicative actuator | 0 | Scenario 1 Scenario 2 |  | PPK¦SelectPro¦VDI3805¦Internet_EU |  |  | D650N+SR24A-MP-5 | Butterfly valve | 1200 kPa | 3.1 kPa |  | EU\Inbox\Combinations\Folder..6/..7\ | 34
104765 | D650N/SR24A-MP-5 | D650N/SR24A-MP-5 |  | D650N | / | SR24A-MP-5 | Communicative actuator | 0 | Scenario 1 Scenario 2 |  | PPK¦SelectPro¦VDI3805¦Internet_EU |  |  | D650N/SR24A-MP-5 | Butterfly valve | 1200 kPa | 3.1 kPa |  | EU\Inbox\Combinations\Folder..6/..7\ | 34
104776 | D665N+SR230A-5 | D665N+SR230A-5 |  | D665N | + | SR230A-5 | Standard actuator | 1 | Scenario 1 |  | PPK¦SelectPro¦VDI3805¦Internet_EU |  |  | D665N+SR230A-5 | Butterfly valve | 1200 kPa | 2.4 kPa |  | EU\Inbox\Combinations\Folder..6/..7\ | 37
104777 | D665N/SR230A-5 | D665N/SR230A-5 |  | D665N | / | SR230A-5 | Standard actuator | 1 | Scenario 1 |  | PPK¦SelectPro¦VDI3805¦Internet_EU |  |  | D665N/SR230A-5 | Butterfly valve | 1200 kPa | 2.4 kPa |  | EU\Inbox\Combinations\Folder..6/..7\ | 38
104778 | D665N+SR24A-5 | D665N+SR24A-5 |  | D665N | + | SR24A-5 | Standard actuator | 1 | Scenario 1 |  | PPK¦SelectPro¦VDI3805¦Internet_EU |  |  | D665N+SR24A-5 | Butterfly valve | 1200 kPa | 2.4 kPa |  | EU\Inbox\Combinations\Folder..6/..7\ | 35
104779 | D665N/SR24A-5 | D665N/SR24A-5 |  | D665N | / | SR24A-5 | Standard actuator | 1 | Scenario 1 |  | PPK¦SelectPro¦VDI3805¦Internet_EU |  |  | D665N/SR24A-5 | Butterfly valve | 1200 kPa | 2.4 kPa |  | EU\Inbox\Combinations\Folder..6/..7\ | 36
104782 | D665N+SR24A-MP-5 | D665N+SR24A-MP-5 |  | D665N | + | SR24A-MP-5 | Communicative actuator | 0 | Scenario 1 Scenario 2 |  | PPK¦SelectPro¦VDI3805¦Internet_EU |  |  | D665N+SR24A-MP-5 | Butterfly valve | 1200 kPa | 2.4 kPa |  | EU\Inbox\Combinations\Folder..6/..7\ | 35
104783 | D665N/SR24A-MP-5 | D665N/SR24A-MP-5 |  | D665N | / | SR24A-MP-5 | Communicative actuator | 0 | Scenario 1 Scenario 2 |  | PPK¦SelectPro¦VDI3805¦Internet_EU |  |  | D665N/SR24A-MP-5 | Butterfly valve | 1200 kPa | 2.4 kPa |  | EU\Inbox\Combinations\Folder..6/..7\ | 35
104792 | D680N+GR24A-SR-5 | D680N+GR24A-SR-5 |  | D680N | + | GR24A-SR-5 | Standard actuator | 0 | Scenario 2 |  | PPK¦SelectPro¦VDI3805¦Internet_EU |  |  | D680N+GR24A-SR-5 | Butterfly valve | 1200 kPa | 2.4 kPa |  | EU\Inbox\Combinations\Folder..6/..7\ | 34
104793 | D680N/GR24A-SR-5 | D680N/GR24A-SR-5 |  | D680N | / | GR24A-SR-5 | Standard actuator | 0 | Scenario 2 |  | PPK¦SelectPro¦VDI3805¦Internet_EU |  |  | D680N/GR24A-SR-5 | Butterfly valve | 1200 kPa | 2.4 kPa |  | EU\Inbox\Combinations\Folder..6/..7\ | 33
107462 | R420+LRF230 | R420+LRF230 |  | R420 | + | LRF230 | Actuator with emergency control function | 1 | Scenario 1 |  | PPK¦SelectPro¦VDI3805¦Internet_EU |  |  | R420+LRF230 | Open-close ball valve | 1400 kPa | 400 kPa |  | EU\Inbox\Combinations\Folder..4/..5\ | 38
107463 | R420/LRF230 | R420/LRF230 |  | R420 | / | LRF230 | Actuator with emergency control function | 1 | Scenario 1 |  | PPK¦SelectPro¦VDI3805¦Internet_EU |  |  | R420/LRF230 | Open-close ball valve | 1400 kPa | 400 kPa |  | EU\Inbox\Combinations\Folder..4/..5\ | 38
107470 | R420+LRF24 | R420+LRF24 |  | R420 | + | LRF24 | Actuator with emergency control function | 1 | Scenario 1 |  | PPK¦SelectPro¦VDI3805¦Internet_EU |  |  | R420+LRF24 | Open-close ball valve | 1400 kPa | 400 kPa |  | EU\Inbox\Combinations\Folder..4/..5\ | 37
107471 | R420/LRF24 | R420/LRF24 |  | R420 | / | LRF24 | Actuator with emergency control function | 1 | Scenario 1 |  | PPK¦SelectPro¦VDI3805¦Internet_EU |  |  | R420/LRF24 | Open-close ball valve | 1400 kPa | 400 kPa |  | EU\Inbox\Combinations\Folder..4/..5\ | 37
107530 | R422+LR230A | R422+LR230A |  | R422 | + | LR230A | Standard actuator | 1 | Scenario 2 |  | PPK¦SelectPro¦VDI3805¦Internet_EU |  |  | R422+LR230A | Characterised control valve | 1400 kPa | 200 kPa |  | EU\Inbox\Combinations\Folder..4/..5\ | 37
107531 | R422/LR230A | R422/LR230A |  | R422 | / | LR230A | Standard actuator | 1 | Scenario 2 |  | PPK¦SelectPro¦VDI3805¦Internet_EU |  |  | R422/LR230A | Characterised control valve | 1400 kPa | 200 kPa |  | EU\Inbox\Combinations\Folder..4/..5\ | 37
107532 | R422+LR230A-S | R422+LR230A-S |  | R422 | + | LR230A-S | Standard actuator | 0 | Scenario 2 |  | PPK¦SelectPro¦VDI3805¦Internet_EU |  |  | R422+LR230A-S | Characterised control valve | 1400 kPa | 200 kPa |  | EU\Inbox\Combinations\Folder..4/..5\ | 36
107533 | R422/LR230A-S | R422/LR230A-S |  | R422 | / | LR230A-S | Standard actuator | 0 | Scenario 2 |  | PPK¦SelectPro¦VDI3805¦Internet_EU |  |  | R422/LR230A-S | Characterised control valve | 1400 kPa | 200 kPa |  | EU\Inbox\Combinations\Folder..4/..5\ | 36
107534 | R422+LR24A | R422+LR24A |  | R422 | + | LR24A | Standard actuator | 1 | Scenario 2 |  | PPK¦SelectPro¦VDI3805¦Internet_EU |  |  | R422+LR24A | Characterised control valve | 1400 kPa | 200 kPa |  | EU\Inbox\Combinations\Folder..4/..5\ | 37
107535 | R422/LR24A | R422/LR24A |  | R422 | / | LR24A | Standard actuator | 1 | Scenario 2 |  | PPK¦SelectPro¦VDI3805¦Internet_EU |  |  | R422/LR24A | Characterised control valve | 1400 kPa | 200 kPa |  | EU\Inbox\Combinations\Folder..4/..5\ | 37
107538 | R422+LR24A-MP | R422+LR24A-MP |  | R422 | + | LR24A-MP | Communicative actuator | 0 | Scenario 2 |  | PPK¦SelectPro¦VDI3805¦Internet_EU |  |  | R422+LR24A-MP | Characterised control valve | 1400 kPa | 200 kPa |  | EU\Inbox\Combinations\Folder..4/..5\ | 35
107539 | R422/LR24A-MP | R422/LR24A-MP |  | R422 | / | LR24A-MP | Communicative actuator | 0 | Scenario 2 |  | PPK¦SelectPro¦VDI3805¦Internet_EU |  |  | R422/LR24A-MP | Characterised control valve | 1400 kPa | 200 kPa |  | EU\Inbox\Combinations\Folder..4/..5\ | 35
107540 | R422+LR24A-S | R422+LR24A-S |  | R422 | + | LR24A-S | Standard actuator | 0 | Scenario 2 |  | PPK¦SelectPro¦VDI3805¦Internet_EU |  |  | R422+LR24A-S | Characterised control valve | 1400 kPa | 200 kPa |  | EU\Inbox\Combinations\Folder..4/..5\ | 37
107541 | R422/LR24A-S | R422/LR24A-S |  | R422 | / | LR24A-S | Standard actuator | 0 | Scenario 2 |  | PPK¦SelectPro¦VDI3805¦Internet_EU |  |  | R422/LR24A-S | Characterised control valve | 1400 kPa | 200 kPa |  | EU\Inbox\Combinations\Folder..4/..5\ | 37
107542 | R422+LR24A-SR | R422+LR24A-SR |  | R422 | + | LR24A-SR | Standard actuator | 1 | Scenario 2 |  | PPK¦SelectPro¦VDI3805¦Internet_EU |  |  | R422+LR24A-SR | Characterised control valve | 1400 kPa | 200 kPa |  | EU\Inbox\Combinations\Folder..4/..5\ | 37
107543 | R422/LR24A-SR | R422/LR24A-SR |  | R422 | / | LR24A-SR | Standard actuator | 1 | Scenario 2 |  | PPK¦SelectPro¦VDI3805¦Internet_EU |  |  | R422/LR24A-SR | Characterised control valve | 1400 kPa | 200 kPa |  | EU\Inbox\Combinations\Folder..4/..5\ | 37
107546 | R422+LRC24A-SR | R422+LRC24A-SR |  | R422 | + | LRC24A-SR | Fast runner | 1 | Scenario 2 |  | PPK¦SelectPro¦VDI3805¦Internet_EU |  |  | R422+LRC24A-SR | Characterised control valve | 1400 kPa | 200 kPa |  | EU\Inbox\Combinations\Folder..4/..5\ | 37
107547 | R422/LRC24A-SR | R422/LRC24A-SR |  | R422 | / | LRC24A-SR | Fast runner | 1 | Scenario 2 |  | PPK¦SelectPro¦VDI3805¦Internet_EU |  |  | R422/LRC24A-SR | Characterised control valve | 1400 kPa | 200 kPa |  | EU\Inbox\Combinations\Folder..4/..5\ | 37
107632 | R538+NR230A | R538+NR230A |  | R538 | + | NR230A | Standard actuator | 1 | Scenario 2 |  | PPK¦SelectPro¦VDI3805¦Internet_EU |  |  | R538+NR230A | Characterised control valve | 1400 kPa | 200 kPa |  | EU\Inbox\Combinations\Folder..4/..5\ | 38
107633 | R538/NR230A | R538/NR230A |  | R538 | / | NR230A | Standard actuator | 1 | Scenario 2 |  | PPK¦SelectPro¦VDI3805¦Internet_EU |  |  | R538/NR230A | Characterised control valve | 1400 kPa | 200 kPa |  | EU\Inbox\Combinations\Folder..4/..5\ | 38
107634 | R538+NR230A-S | R538+NR230A-S |  | R538 | + | NR230A-S | Standard actuator | 0 | Scenario 2 |  | PPK¦SelectPro¦VDI3805¦Internet_EU |  |  | R538+NR230A-S | Characterised control valve | 1400 kPa | 200 kPa |  | EU\Inbox\Combinations\Folder..4/..5\ | 37
107635 | R538/NR230A-S | R538/NR230A-S |  | R538 | / | NR230A-S | Standard actuator | 0 | Scenario 2 |  | PPK¦SelectPro¦VDI3805¦Internet_EU |  |  | R538/NR230A-S | Characterised control valve | 1400 kPa | 200 kPa |  | EU\Inbox\Combinations\Folder..4/..5\ | 37
107636 | R538+NR24A | R538+NR24A |  | R538 | + | NR24A | Standard actuator | 1 | Scenario 2 |  | PPK¦SelectPro¦VDI3805¦Internet_EU |  |  | R538+NR24A | Characterised control valve | 1400 kPa | 200 kPa |  | EU\Inbox\Combinations\Folder..4/..5\ | 39
107637 | R538/NR24A | R538/NR24A |  | R538 | / | NR24A | Standard actuator | 1 | Scenario 2 |  | PPK¦SelectPro¦VDI3805¦Internet_EU |  |  | R538/NR24A | Characterised control valve | 1400 kPa | 200 kPa |  | EU\Inbox\Combinations\Folder..4/..5\ | 39
107640 | R538+NR24A-MP | R538+NR24A-MP |  | R538 | + | NR24A-MP | Communicative actuator | 0 | Scenario 2 |  | PPK¦SelectPro¦VDI3805¦Internet_EU |  |  | R538+NR24A-MP | Characterised control valve | 1400 kPa | 200 kPa |  | EU\Inbox\Combinations\Folder..4/..5\ | 38
107641 | R538/NR24A-MP | R538/NR24A-MP |  | R538 | / | NR24A-MP | Communicative actuator | 0 | Scenario 2 |  | PPK¦SelectPro¦VDI3805¦Internet_EU |  |  | R538/NR24A-MP | Characterised control valve | 1400 kPa | 200 kPa |  | EU\Inbox\Combinations\Folder..4/..5\ | 38
107642 | R538+NR24A-S | R538+NR24A-S |  | R538 | + | NR24A-S | Standard actuator | 0 | Scenario 2 |  | PPK¦SelectPro¦VDI3805¦Internet_EU |  |  | R538+NR24A-S | Characterised control valve | 1400 kPa | 200 kPa |  | EU\Inbox\Combinations\Folder..4/..5\ | 38
107643 | R538/NR24A-S | R538/NR24A-S |  | R538 | / | NR24A-S | Standard actuator | 0 | Scenario 2 |  | PPK¦SelectPro¦VDI3805¦Internet_EU |  |  | R538/NR24A-S | Characterised control valve | 1400 kPa | 200 kPa |  | EU\Inbox\Combinations\Folder..4/..5\ | 38
107644 | R538+NR24A-SR | R538+NR24A-SR |  | R538 | + | NR24A-SR | Standard actuator | 1 | Scenario 2 |  | PPK¦SelectPro¦VDI3805¦Internet_EU |  |  | R538+NR24A-SR | Characterised control valve | 1400 kPa | 200 kPa |  | EU\Inbox\Combinations\Folder..4/..5\ | 39
107645 | R538/NR24A-SR | R538/NR24A-SR |  | R538 | / | NR24A-SR | Standard actuator | 1 | Scenario 2 |  | PPK¦SelectPro¦VDI3805¦Internet_EU |  |  | R538/NR24A-SR | Characterised control valve | 1400 kPa | 200 kPa |  | EU\Inbox\Combinations\Folder..4/..5\ | 39
107648 | R538+NRC24A-SR | R538+NRC24A-SR |  | R538 | + | NRC24A-SR | Fast runner | 1 | Scenario 2 |  | PPK¦SelectPro¦VDI3805¦Internet_EU |  |  | R538+NRC24A-SR | Characterised control valve | 1400 kPa | 200 kPa |  | EU\Inbox\Combinations\Folder..4/..5\ | 38
107649 | R538/NRC24A-SR | R538/NRC24A-SR |  | R538 | / | NRC24A-SR | Fast runner | 1 | Scenario 2 |  | PPK¦SelectPro¦VDI3805¦Internet_EU |  |  | R538/NRC24A-SR | Characterised control valve | 1400 kPa | 200 kPa |  | EU\Inbox\Combinations\Folder..4/..5\ | 38
107678 | R540+NR230A | R540+NR230A |  | R540 | + | NR230A | Standard actuator | 1 | Scenario 1 |  | PPK¦SelectPro¦VDI3805¦Internet_EU |  |  | R540+NR230A | Change-over ball valve | 1400 kPa | 400 kPa |  | EU\Inbox\Combinations\Folder..4/..5\ | 39
107679 | R540/NR230A | R540/NR230A |  | R540 | / | NR230A | Standard actuator | 1 | Scenario 1 |  | PPK¦SelectPro¦VDI3805¦Internet_EU |  |  | R540/NR230A | Change-over ball valve | 1400 kPa | 400 kPa |  | EU\Inbox\Combinations\Folder..4/..5\ | 39
107680 | R540+NR230A-S | R540+NR230A-S |  | R540 | + | NR230A-S | Standard actuator | 0 | Scenario 1 |  | PPK¦SelectPro¦VDI3805¦Internet_EU |  |  | R540+NR230A-S | Change-over ball valve | 1400 kPa | 400 kPa |  | EU\Inbox\Combinations\Folder..4/..5\ | 38
107681 | R540/NR230A-S | R540/NR230A-S |  | R540 | / | NR230A-S | Standard actuator | 0 | Scenario 1 |  | PPK¦SelectPro¦VDI3805¦Internet_EU |  |  | R540/NR230A-S | Change-over ball valve | 1400 kPa | 400 kPa |  | EU\Inbox\Combinations\Folder..4/..5\ | 38
107682 | R540+NR24A | R540+NR24A |  | R540 | + | NR24A | Standard actuator | 1 | Scenario 1 |  | PPK¦SelectPro¦VDI3805¦Internet_EU |  |  | R540+NR24A | Change-over ball valve | 1400 kPa | 400 kPa |  | EU\Inbox\Combinations\Folder..4/..5\ | 40
107683 | R540/NR24A | R540/NR24A |  | R540 | / | NR24A | Standard actuator | 1 | Scenario 1 |  | PPK¦SelectPro¦VDI3805¦Internet_EU |  |  | R540/NR24A | Change-over ball valve | 1400 kPa | 400 kPa |  | EU\Inbox\Combinations\Folder..4/..5\ | 40
107686 | R540+NR24A-MP | R540+NR24A-MP |  | R540 | + | NR24A-MP | Communicative actuator | 0 | Scenario 1 |  | PPK¦SelectPro¦VDI3805¦Internet_EU |  |  | R540+NR24A-MP | Change-over ball valve | 1400 kPa | 400 kPa |  | EU\Inbox\Combinations\Folder..4/..5\ | 38
107687 | R540/NR24A-MP | R540/NR24A-MP |  | R540 | / | NR24A-MP | Communicative actuator | 0 | Scenario 1 |  | PPK¦SelectPro¦VDI3805¦Internet_EU |  |  | R540/NR24A-MP | Change-over ball valve | 1400 kPa | 400 kPa |  | EU\Inbox\Combinations\Folder..4/..5\ | 38
107688 | R540+NR24A-S | R540+NR24A-S |  | R540 | + | NR24A-S | Standard actuator | 0 | Scenario 1 |  | PPK¦SelectPro¦VDI3805¦Internet_EU |  |  | R540+NR24A-S | Change-over ball valve | 1400 kPa | 400 kPa |  | EU\Inbox\Combinations\Folder..4/..5\ | 39
107689 | R540/NR24A-S | R540/NR24A-S |  | R540 | / | NR24A-S | Standard actuator | 0 | Scenario 1 |  | PPK¦SelectPro¦VDI3805¦Internet_EU |  |  | R540/NR24A-S | Change-over ball valve | 1400 kPa | 400 kPa |  | EU\Inbox\Combinations\Folder..4/..5\ | 39
107722 | R548+NR230A | R548+NR230A |  | R548 | + | NR230A | Standard actuator | 1 | Scenario 2 |  | PPK¦SelectPro¦VDI3805¦Internet_EU |  |  | R548+NR230A | Characterised control valve | 1400 kPa | 200 kPa |  | EU\Inbox\Combinations\Folder..4/..5\ | 38
107723 | R548/NR230A | R548/NR230A |  | R548 | / | NR230A | Standard actuator | 1 | Scenario 2 |  | PPK¦SelectPro¦VDI3805¦Internet_EU |  |  | R548/NR230A | Characterised control valve | 1400 kPa | 200 kPa |  | EU\Inbox\Combinations\Folder..4/..5\ | 38
107724 | R548+NR230A-S | R548+NR230A-S |  | R548 | + | NR230A-S | Standard actuator | 0 | Scenario 2 |  | PPK¦SelectPro¦VDI3805¦Internet_EU |  |  | R548+NR230A-S | Characterised control valve | 1400 kPa | 200 kPa |  | EU\Inbox\Combinations\Folder..4/..5\ | 37
107725 | R548/NR230A-S | R548/NR230A-S |  | R548 | / | NR230A-S | Standard actuator | 0 | Scenario 2 |  | PPK¦SelectPro¦VDI3805¦Internet_EU |  |  | R548/NR230A-S | Characterised control valve | 1400 kPa | 200 kPa |  | EU\Inbox\Combinations\Folder..4/..5\ | 37
107726 | R548+NR24A | R548+NR24A |  | R548 | + | NR24A | Standard actuator | 1 | Scenario 2 |  | PPK¦SelectPro¦VDI3805¦Internet_EU |  |  | R548+NR24A | Characterised control valve | 1400 kPa | 200 kPa |  | EU\Inbox\Combinations\Folder..4/..5\ | 39
107727 | R548/NR24A | R548/NR24A |  | R548 | / | NR24A | Standard actuator | 1 | Scenario 2 |  | PPK¦SelectPro¦VDI3805¦Internet_EU |  |  | R548/NR24A | Characterised control valve | 1400 kPa | 200 kPa |  | EU\Inbox\Combinations\Folder..4/..5\ | 39
107730 | R548+NR24A-MP | R548+NR24A-MP |  | R548 | + | NR24A-MP | Communicative actuator | 0 | Scenario 2 |  | PPK¦SelectPro¦VDI3805¦Internet_EU |  |  | R548+NR24A-MP | Characterised control valve | 1400 kPa | 200 kPa |  | EU\Inbox\Combinations\Folder..4/..5\ | 37
107731 | R548/NR24A-MP | R548/NR24A-MP |  | R548 | / | NR24A-MP | Communicative actuator | 0 | Scenario 2 |  | PPK¦SelectPro¦VDI3805¦Internet_EU |  |  | R548/NR24A-MP | Characterised control valve | 1400 kPa | 200 kPa |  | EU\Inbox\Combinations\Folder..4/..5\ | 37
107732 | R548+NR24A-S | R548+NR24A-S |  | R548 | + | NR24A-S | Standard actuator | 0 | Scenario 2 |  | PPK¦SelectPro¦VDI3805¦Internet_EU |  |  | R548+NR24A-S | Characterised control valve | 1400 kPa | 200 kPa |  | EU\Inbox\Combinations\Folder..4/..5\ | 38
107733 | R548/NR24A-S | R548/NR24A-S |  | R548 | / | NR24A-S | Standard actuator | 0 | Scenario 2 |  | PPK¦SelectPro¦VDI3805¦Internet_EU |  |  | R548/NR24A-S | Characterised control valve | 1400 kPa | 200 kPa |  | EU\Inbox\Combinations\Folder..4/..5\ | 38
107734 | R548+NR24A-SR | R548+NR24A-SR |  | R548 | + | NR24A-SR | Standard actuator | 1 | Scenario 2 |  | PPK¦SelectPro¦VDI3805¦Internet_EU |  |  | R548+NR24A-SR | Characterised control valve | 1400 kPa | 200 kPa |  | EU\Inbox\Combinations\Folder..4/..5\ | 39
107735 | R548/NR24A-SR | R548/NR24A-SR |  | R548 | / | NR24A-SR | Standard actuator | 1 | Scenario 2 |  | PPK¦SelectPro¦VDI3805¦Internet_EU |  |  | R548/NR24A-SR | Characterised control valve | 1400 kPa | 200 kPa |  | EU\Inbox\Combinations\Folder..4/..5\ | 39
107738 | R548+NRC24A-SR | R548+NRC24A-SR |  | R548 | + | NRC24A-SR | Fast runner | 1 | Scenario 2 |  | PPK¦SelectPro¦VDI3805¦Internet_EU |  |  | R548+NRC24A-SR | Characterised control valve | 1400 kPa | 200 kPa |  | EU\Inbox\Combinations\Folder..4/..5\ | 38
107739 | R548/NRC24A-SR | R548/NRC24A-SR |  | R548 | / | NRC24A-SR | Fast runner | 1 | Scenario 2 |  | PPK¦SelectPro¦VDI3805¦Internet_EU |  |  | R548/NRC24A-SR | Characterised control valve | 1400 kPa | 200 kPa |  | EU\Inbox\Combinations\Folder..4/..5\ | 38
107842 | R423+LR230A | R423+LR230A |  | R423 | + | LR230A | Standard actuator | 1 | Scenario 2 |  | PPK¦SelectPro¦VDI3805¦Internet_EU |  |  | R423+LR230A | Characterised control valve | 1400 kPa | 200 kPa |  | EU\Inbox\Combinations\Folder..4/..5\ | 38
107843 | R423/LR230A | R423/LR230A |  | R423 | / | LR230A | Standard actuator | 1 | Scenario 2 |  | PPK¦SelectPro¦VDI3805¦Internet_EU |  |  | R423/LR230A | Characterised control valve | 1400 kPa | 200 kPa |  | EU\Inbox\Combinations\Folder..4/..5\ | 38
107844 | R423+LR230A-S | R423+LR230A-S |  | R423 | + | LR230A-S | Standard actuator | 0 | Scenario 2 |  | PPK¦SelectPro¦VDI3805¦Internet_EU |  |  | R423+LR230A-S | Characterised control valve | 1400 kPa | 200 kPa |  | EU\Inbox\Combinations\Folder..4/..5\ | 37
107845 | R423/LR230A-S | R423/LR230A-S |  | R423 | / | LR230A-S | Standard actuator | 0 | Scenario 2 |  | PPK¦SelectPro¦VDI3805¦Internet_EU |  |  | R423/LR230A-S | Characterised control valve | 1400 kPa | 200 kPa |  | EU\Inbox\Combinations\Folder..4/..5\ | 37
107846 | R423+LR24A | R423+LR24A |  | R423 | + | LR24A | Standard actuator | 1 | Scenario 2 |  | PPK¦SelectPro¦VDI3805¦Internet_EU |  |  | R423+LR24A | Characterised control valve | 1400 kPa | 200 kPa |  | EU\Inbox\Combinations\Folder..4/..5\ | 38
107847 | R423/LR24A | R423/LR24A |  | R423 | / | LR24A | Standard actuator | 1 | Scenario 2 |  | PPK¦SelectPro¦VDI3805¦Internet_EU |  |  | R423/LR24A | Characterised control valve | 1400 kPa | 200 kPa |  | EU\Inbox\Combinations\Folder..4/..5\ | 38
107850 | R423+LR24A-MP | R423+LR24A-MP |  | R423 | + | LR24A-MP | Communicative actuator | 0 | Scenario 2 |  | PPK¦SelectPro¦VDI3805¦Internet_EU |  |  | R423+LR24A-MP | Characterised control valve | 1400 kPa | 200 kPa |  | EU\Inbox\Combinations\Folder..4/..5\ | 36
107851 | R423/LR24A-MP | R423/LR24A-MP |  | R423 | / | LR24A-MP | Communicative actuator | 0 | Scenario 2 |  | PPK¦SelectPro¦VDI3805¦Internet_EU |  |  | R423/LR24A-MP | Characterised control valve | 1400 kPa | 200 kPa |  | EU\Inbox\Combinations\Folder..4/..5\ | 36
107852 | R423+LR24A-S | R423+LR24A-S |  | R423 | + | LR24A-S | Standard actuator | 0 | Scenario 2 |  | PPK¦SelectPro¦VDI3805¦Internet_EU |  |  | R423+LR24A-S | Characterised control valve | 1400 kPa | 200 kPa |  | EU\Inbox\Combinations\Folder..4/..5\ | 37
107853 | R423/LR24A-S | R423/LR24A-S |  | R423 | / | LR24A-S | Standard actuator | 0 | Scenario 2 |  | PPK¦SelectPro¦VDI3805¦Internet_EU |  |  | R423/LR24A-S | Characterised control valve | 1400 kPa | 200 kPa |  | EU\Inbox\Combinations\Folder..4/..5\ | 37
107854 | R423+LR24A-SR | R423+LR24A-SR |  | R423 | + | LR24A-SR | Standard actuator | 1 | Scenario 2 |  | PPK¦SelectPro¦VDI3805¦Internet_EU |  |  | R423+LR24A-SR | Characterised control valve | 1400 kPa | 200 kPa |  | EU\Inbox\Combinations\Folder..4/..5\ | 38
107855 | R423/LR24A-SR | R423/LR24A-SR |  | R423 | / | LR24A-SR | Standard actuator | 1 | Scenario 2 |  | PPK¦SelectPro¦VDI3805¦Internet_EU |  |  | R423/LR24A-SR | Characterised control valve | 1400 kPa | 200 kPa |  | EU\Inbox\Combinations\Folder..4/..5\ | 38
107858 | R423+LRC24A-SR | R423+LRC24A-SR |  | R423 | + | LRC24A-SR | Fast runner | 1 | Scenario 2 |  | PPK¦SelectPro¦VDI3805¦Internet_EU |  |  | R423+LRC24A-SR | Characterised control valve | 1400 kPa | 200 kPa |  | EU\Inbox\Combinations\Folder..4/..5\ | 38
107859 | R423/LRC24A-SR | R423/LRC24A-SR |  | R423 | / | LRC24A-SR | Fast runner | 1 | Scenario 2 |  | PPK¦SelectPro¦VDI3805¦Internet_EU |  |  | R423/LRC24A-SR | Characterised control valve | 1400 kPa | 200 kPa |  | EU\Inbox\Combinations\Folder..4/..5\ | 38
107934 | R424+LR230A | R424+LR230A |  | R424 | + | LR230A | Standard actuator | 1 | Scenario 2 |  | PPK¦SelectPro¦VDI3805¦Internet_EU |  |  | R424+LR230A | Characterised control valve | 1400 kPa | 200 kPa |  | EU\Inbox\Combinations\Folder..4/..5\ | 38
107935 | R424/LR230A | R424/LR230A |  | R424 | / | LR230A | Standard actuator | 1 | Scenario 2 |  | PPK¦SelectPro¦VDI3805¦Internet_EU |  |  | R424/LR230A | Characterised control valve | 1400 kPa | 200 kPa |  | EU\Inbox\Combinations\Folder..4/..5\ | 38
107936 | R424+LR230A-S | R424+LR230A-S |  | R424 | + | LR230A-S | Standard actuator | 0 | Scenario 2 |  | PPK¦SelectPro¦VDI3805¦Internet_EU |  |  | R424+LR230A-S | Characterised control valve | 1400 kPa | 200 kPa |  | EU\Inbox\Combinations\Folder..4/..5\ | 37
107937 | R424/LR230A-S | R424/LR230A-S |  | R424 | / | LR230A-S | Standard actuator | 0 | Scenario 2 |  | PPK¦SelectPro¦VDI3805¦Internet_EU |  |  | R424/LR230A-S | Characterised control valve | 1400 kPa | 200 kPa |  | EU\Inbox\Combinations\Folder..4/..5\ | 37
107938 | R424+LR24A | R424+LR24A |  | R424 | + | LR24A | Standard actuator | 1 | Scenario 2 |  | PPK¦SelectPro¦VDI3805¦Internet_EU |  |  | R424+LR24A | Characterised control valve | 1400 kPa | 200 kPa |  | EU\Inbox\Combinations\Folder..4/..5\ | 38
107939 | R424/LR24A | R424/LR24A |  | R424 | / | LR24A | Standard actuator | 1 | Scenario 2 |  | PPK¦SelectPro¦VDI3805¦Internet_EU |  |  | R424/LR24A | Characterised control valve | 1400 kPa | 200 kPa |  | EU\Inbox\Combinations\Folder..4/..5\ | 38
107942 | R424+LR24A-MP | R424+LR24A-MP |  | R424 | + | LR24A-MP | Communicative actuator | 0 | Scenario 2 |  | PPK¦SelectPro¦VDI3805¦Internet_EU |  |  | R424+LR24A-MP | Characterised control valve | 1400 kPa | 200 kPa |  | EU\Inbox\Combinations\Folder..4/..5\ | 36
107943 | R424/LR24A-MP | R424/LR24A-MP |  | R424 | / | LR24A-MP | Communicative actuator | 0 | Scenario 2 |  | PPK¦SelectPro¦VDI3805¦Internet_EU |  |  | R424/LR24A-MP | Characterised control valve | 1400 kPa | 200 kPa |  | EU\Inbox\Combinations\Folder..4/..5\ | 36
107944 | R424+LR24A-S | R424+LR24A-S |  | R424 | + | LR24A-S | Standard actuator | 0 | Scenario 2 |  | PPK¦SelectPro¦VDI3805¦Internet_EU |  |  | R424+LR24A-S | Characterised control valve | 1400 kPa | 200 kPa |  | EU\Inbox\Combinations\Folder..4/..5\ | 37
107945 | R424/LR24A-S | R424/LR24A-S |  | R424 | / | LR24A-S | Standard actuator | 0 | Scenario 2 |  | PPK¦SelectPro¦VDI3805¦Internet_EU |  |  | R424/LR24A-S | Characterised control valve | 1400 kPa | 200 kPa |  | EU\Inbox\Combinations\Folder..4/..5\ | 37
107946 | R424+LR24A-SR | R424+LR24A-SR |  | R424 | + | LR24A-SR | Standard actuator | 1 | Scenario 2 |  | PPK¦SelectPro¦VDI3805¦Internet_EU |  |  | R424+LR24A-SR | Characterised control valve | 1400 kPa | 200 kPa |  | EU\Inbox\Combinations\Folder..4/..5\ | 38
107947 | R424/LR24A-SR | R424/LR24A-SR |  | R424 | / | LR24A-SR | Standard actuator | 1 | Scenario 2 |  | PPK¦SelectPro¦VDI3805¦Internet_EU |  |  | R424/LR24A-SR | Characterised control valve | 1400 kPa | 200 kPa |  | EU\Inbox\Combinations\Folder..4/..5\ | 38
107950 | R424+LRC24A-SR | R424+LRC24A-SR |  | R424 | + | LRC24A-SR | Fast runner | 1 | Scenario 2 |  | PPK¦SelectPro¦VDI3805¦Internet_EU |  |  | R424+LRC24A-SR | Characterised control valve | 1400 kPa | 200 kPa |  | EU\Inbox\Combinations\Folder..4/..5\ | 38
107951 | R424/LRC24A-SR | R424/LRC24A-SR |  | R424 | / | LRC24A-SR | Fast runner | 1 | Scenario 2 |  | PPK¦SelectPro¦VDI3805¦Internet_EU |  |  | R424/LRC24A-SR | Characterised control valve | 1400 kPa | 200 kPa |  | EU\Inbox\Combinations\Folder..4/..5\ | 38
108023 | R425+LR230A | R425+LR230A |  | R425 | + | LR230A | Standard actuator | 1 | Scenario 1 |  | PPK¦SelectPro¦VDI3805¦Internet_EU |  |  | R425+LR230A | Open-close ball valve | 1400 kPa | 400 kPa |  | EU\Inbox\Combinations\Folder..4/..5\ | 39
108024 | R425/LR230A | R425/LR230A |  | R425 | / | LR230A | Standard actuator | 1 | Scenario 1 |  | PPK¦SelectPro¦VDI3805¦Internet_EU |  |  | R425/LR230A | Open-close ball valve | 1400 kPa | 400 kPa |  | EU\Inbox\Combinations\Folder..4/..5\ | 39
108025 | R425+LR230A-S | R425+LR230A-S |  | R425 | + | LR230A-S | Standard actuator | 0 | Scenario 1 |  | PPK¦SelectPro¦VDI3805¦Internet_EU |  |  | R425+LR230A-S | Open-close ball valve | 1400 kPa | 400 kPa |  | EU\Inbox\Combinations\Folder..4/..5\ | 38
108026 | R425/LR230A-S | R425/LR230A-S |  | R425 | / | LR230A-S | Standard actuator | 0 | Scenario 1 |  | PPK¦SelectPro¦VDI3805¦Internet_EU |  |  | R425/LR230A-S | Open-close ball valve | 1400 kPa | 400 kPa |  | EU\Inbox\Combinations\Folder..4/..5\ | 38
108027 | R425+LR24A | R425+LR24A |  | R425 | + | LR24A | Standard actuator | 1 | Scenario 1 |  | PPK¦SelectPro¦VDI3805¦Internet_EU |  |  | R425+LR24A | Open-close ball valve | 1400 kPa | 400 kPa |  | EU\Inbox\Combinations\Folder..4/..5\ | 39
108028 | R425/LR24A | R425/LR24A |  | R425 | / | LR24A | Standard actuator | 1 | Scenario 1 |  | PPK¦SelectPro¦VDI3805¦Internet_EU |  |  | R425/LR24A | Open-close ball valve | 1400 kPa | 400 kPa |  | EU\Inbox\Combinations\Folder..4/..5\ | 39
108032 | R425+LR24A-MP | R425+LR24A-MP |  | R425 | + | LR24A-MP | Communicative actuator | 0 | Scenario 1 |  | PPK¦SelectPro¦VDI3805¦Internet_EU |  |  | R425+LR24A-MP | Open-close ball valve | 1400 kPa | 400 kPa |  | EU\Inbox\Combinations\Folder..4/..5\ | 37
108033 | R425/LR24A-MP | R425/LR24A-MP |  | R425 | / | LR24A-MP | Communicative actuator | 0 | Scenario 1 |  | PPK¦SelectPro¦VDI3805¦Internet_EU |  |  | R425/LR24A-MP | Open-close ball valve | 1400 kPa | 400 kPa |  | EU\Inbox\Combinations\Folder..4/..5\ | 37
108034 | R425+LR24A-S | R425+LR24A-S |  | R425 | + | LR24A-S | Standard actuator | 0 | Scenario 1 |  | PPK¦SelectPro¦VDI3805¦Internet_EU |  |  | R425+LR24A-S | Open-close ball valve | 1400 kPa | 400 kPa |  | EU\Inbox\Combinations\Folder..4/..5\ | 38
108035 | R425/LR24A-S | R425/LR24A-S |  | R425 | / | LR24A-S | Standard actuator | 0 | Scenario 1 |  | PPK¦SelectPro¦VDI3805¦Internet_EU |  |  | R425/LR24A-S | Open-close ball valve | 1400 kPa | 400 kPa |  | EU\Inbox\Combinations\Folder..4/..5\ | 38
108039 | R425+LRF230 | R425+LRF230 |  | R425 | + | LRF230 | Actuator with emergency control function | 1 | Scenario 1 |  | PPK¦SelectPro¦VDI3805¦Internet_EU |  |  | R425+LRF230 | Open-close ball valve | 1400 kPa | 400 kPa |  | EU\Inbox\Combinations\Folder..4/..5\ | 40
108040 | R425/LRF230 | R425/LRF230 |  | R425 | / | LRF230 | Actuator with emergency control function | 1 | Scenario 1 |  | PPK¦SelectPro¦VDI3805¦Internet_EU |  |  | R425/LRF230 | Open-close ball valve | 1400 kPa | 400 kPa |  | EU\Inbox\Combinations\Folder..4/..5\ | 40
108047 | R425+LRF24 | R425+LRF24 |  | R425 | + | LRF24 | Actuator with emergency control function | 1 | Scenario 1 |  | PPK¦SelectPro¦VDI3805¦Internet_EU |  |  | R425+LRF24 | Open-close ball valve | 1400 kPa | 400 kPa |  | EU\Inbox\Combinations\Folder..4/..5\ | 39
108048 | R425/LRF24 | R425/LRF24 |  | R425 | / | LRF24 | Actuator with emergency control function | 1 | Scenario 1 |  | PPK¦SelectPro¦VDI3805¦Internet_EU |  |  | R425/LRF24 | Open-close ball valve | 1400 kPa | 400 kPa |  | EU\Inbox\Combinations\Folder..4/..5\ | 39
108072 | R550+NR230A | R550+NR230A |  | R550 | + | NR230A | Standard actuator | 1 | Scenario 1 |  | PPK¦SelectPro¦VDI3805¦Internet_EU |  |  | R550+NR230A | Change-over ball valve | 1400 kPa | 400 kPa |  | EU\Inbox\Combinations\Folder..4/..5\ | 39
108073 | R550/NR230A | R550/NR230A |  | R550 | / | NR230A | Standard actuator | 1 | Scenario 1 |  | PPK¦SelectPro¦VDI3805¦Internet_EU |  |  | R550/NR230A | Change-over ball valve | 1400 kPa | 400 kPa |  | EU\Inbox\Combinations\Folder..4/..5\ | 39
108074 | R550+NR230A-S | R550+NR230A-S |  | R550 | + | NR230A-S | Standard actuator | 0 | Scenario 1 |  | PPK¦SelectPro¦VDI3805¦Internet_EU |  |  | R550+NR230A-S | Change-over ball valve | 1400 kPa | 400 kPa |  | EU\Inbox\Combinations\Folder..4/..5\ | 38
108075 | R550/NR230A-S | R550/NR230A-S |  | R550 | / | NR230A-S | Standard actuator | 0 | Scenario 1 |  | PPK¦SelectPro¦VDI3805¦Internet_EU |  |  | R550/NR230A-S | Change-over ball valve | 1400 kPa | 400 kPa |  | EU\Inbox\Combinations\Folder..4/..5\ | 38
108077 | R550+NR24A | R550+NR24A |  | R550 | + | NR24A | Standard actuator | 1 | Scenario 1 |  | PPK¦SelectPro¦VDI3805¦Internet_EU |  |  | R550+NR24A | Change-over ball valve | 1400 kPa | 400 kPa |  | EU\Inbox\Combinations\Folder..4/..5\ | 40
108078 | R550/NR24A | R550/NR24A |  | R550 | / | NR24A | Standard actuator | 1 | Scenario 1 |  | PPK¦SelectPro¦VDI3805¦Internet_EU |  |  | R550/NR24A | Change-over ball valve | 1400 kPa | 400 kPa |  | EU\Inbox\Combinations\Folder..4/..5\ | 40
108081 | R550+NR24A-MP | R550+NR24A-MP |  | R550 | + | NR24A-MP | Communicative actuator | 0 | Scenario 1 |  | PPK¦SelectPro¦VDI3805¦Internet_EU |  |  | R550+NR24A-MP | Change-over ball valve | 1400 kPa | 400 kPa |  | EU\Inbox\Combinations\Folder..4/..5\ | 38
108082 | R550/NR24A-MP | R550/NR24A-MP |  | R550 | / | NR24A-MP | Communicative actuator | 0 | Scenario 1 |  | PPK¦SelectPro¦VDI3805¦Internet_EU |  |  | R550/NR24A-MP | Change-over ball valve | 1400 kPa | 400 kPa |  | EU\Inbox\Combinations\Folder..4/..5\ | 38
108084 | R550+NR24A-S | R550+NR24A-S |  | R550 | + | NR24A-S | Standard actuator | 0 | Scenario 1 |  | PPK¦SelectPro¦VDI3805¦Internet_EU |  |  | R550+NR24A-S | Change-over ball valve | 1400 kPa | 400 kPa |  | EU\Inbox\Combinations\Folder..4/..5\ | 39
108085 | R550/NR24A-S | R550/NR24A-S |  | R550 | / | NR24A-S | Standard actuator | 0 | Scenario 1 |  | PPK¦SelectPro¦VDI3805¦Internet_EU |  |  | R550/NR24A-S | Change-over ball valve | 1400 kPa | 400 kPa |  | EU\Inbox\Combinations\Folder..4/..5\ | 39
108408 | R431+NR230A | R431+NR230A |  | R431 | + | NR230A | Standard actuator | 1 | Scenario 2 |  | PPK¦SelectPro¦VDI3805¦Internet_EU |  |  | R431+NR230A | Characterised control valve | 1400 kPa | 200 kPa |  | EU\Inbox\Combinations\Folder..4/..5\ | 38
108409 | R431/NR230A | R431/NR230A |  | R431 | / | NR230A | Standard actuator | 1 | Scenario 2 |  | PPK¦SelectPro¦VDI3805¦Internet_EU |  |  | R431/NR230A | Characterised control valve | 1400 kPa | 200 kPa |  | EU\Inbox\Combinations\Folder..4/..5\ | 38
108410 | R431+NR230A-S | R431+NR230A-S |  | R431 | + | NR230A-S | Standard actuator | 0 | Scenario 2 |  | PPK¦SelectPro¦VDI3805¦Internet_EU |  |  | R431+NR230A-S | Characterised control valve | 1400 kPa | 200 kPa |  | EU\Inbox\Combinations\Folder..4/..5\ | 37
108411 | R431/NR230A-S | R431/NR230A-S |  | R431 | / | NR230A-S | Standard actuator | 0 | Scenario 2 |  | PPK¦SelectPro¦VDI3805¦Internet_EU |  |  | R431/NR230A-S | Characterised control valve | 1400 kPa | 200 kPa |  | EU\Inbox\Combinations\Folder..4/..5\ | 37
108412 | R431+NR24A | R431+NR24A |  | R431 | + | NR24A | Standard actuator | 1 | Scenario 2 |  | PPK¦SelectPro¦VDI3805¦Internet_EU |  |  | R431+NR24A | Characterised control valve | 1400 kPa | 200 kPa |  | EU\Inbox\Combinations\Folder..4/..5\ | 39
108413 | R431/NR24A | R431/NR24A |  | R431 | / | NR24A | Standard actuator | 1 | Scenario 2 |  | PPK¦SelectPro¦VDI3805¦Internet_EU |  |  | R431/NR24A | Characterised control valve | 1400 kPa | 200 kPa |  | EU\Inbox\Combinations\Folder..4/..5\ | 39
108416 | R431+NR24A-MP | R431+NR24A-MP |  | R431 | + | NR24A-MP | Communicative actuator | 0 | Scenario 2 |  | PPK¦SelectPro¦VDI3805¦Internet_EU |  |  | R431+NR24A-MP | Characterised control valve | 1400 kPa | 200 kPa |  | EU\Inbox\Combinations\Folder..4/..5\ | 37
108417 | R431/NR24A-MP | R431/NR24A-MP |  | R431 | / | NR24A-MP | Communicative actuator | 0 | Scenario 2 |  | PPK¦SelectPro¦VDI3805¦Internet_EU |  |  | R431/NR24A-MP | Characterised control valve | 1400 kPa | 200 kPa |  | EU\Inbox\Combinations\Folder..4/..5\ | 37
108418 | R431+NR24A-S | R431+NR24A-S |  | R431 | + | NR24A-S | Standard actuator | 0 | Scenario 2 |  | PPK¦SelectPro¦VDI3805¦Internet_EU |  |  | R431+NR24A-S | Characterised control valve | 1400 kPa | 200 kPa |  | EU\Inbox\Combinations\Folder..4/..5\ | 38
108419 | R431/NR24A-S | R431/NR24A-S |  | R431 | / | NR24A-S | Standard actuator | 0 | Scenario 2 |  | PPK¦SelectPro¦VDI3805¦Internet_EU |  |  | R431/NR24A-S | Characterised control valve | 1400 kPa | 200 kPa |  | EU\Inbox\Combinations\Folder..4/..5\ | 38
108420 | R431+NR24A-SR | R431+NR24A-SR |  | R431 | + | NR24A-SR | Standard actuator | 1 | Scenario 2 |  | PPK¦SelectPro¦VDI3805¦Internet_EU |  |  | R431+NR24A-SR | Characterised control valve | 1400 kPa | 200 kPa |  | EU\Inbox\Combinations\Folder..4/..5\ | 39
108421 | R431/NR24A-SR | R431/NR24A-SR |  | R431 | / | NR24A-SR | Standard actuator | 1 | Scenario 2 |  | PPK¦SelectPro¦VDI3805¦Internet_EU |  |  | R431/NR24A-SR | Characterised control valve | 1400 kPa | 200 kPa |  | EU\Inbox\Combinations\Folder..4/..5\ | 39
108424 | R431+NRC24A-SR | R431+NRC24A-SR |  | R431 | + | NRC24A-SR | Fast runner | 1 | Scenario 2 |  | PPK¦SelectPro¦VDI3805¦Internet_EU |  |  | R431+NRC24A-SR | Characterised control valve | 1400 kPa | 200 kPa |  | EU\Inbox\Combinations\Folder..4/..5\ | 38
108425 | R431/NRC24A-SR | R431/NRC24A-SR |  | R431 | / | NRC24A-SR | Fast runner | 1 | Scenario 2 |  | PPK¦SelectPro¦VDI3805¦Internet_EU |  |  | R431/NRC24A-SR | Characterised control valve | 1400 kPa | 200 kPa |  | EU\Inbox\Combinations\Folder..4/..5\ | 38
108454 | R432+NR230A | R432+NR230A |  | R432 | + | NR230A | Standard actuator | 1 | Scenario 1 |  | PPK¦SelectPro¦VDI3805¦Internet_EU |  |  | R432+NR230A | Open-close ball valve | 1400 kPa | 400 kPa |  | EU\Inbox\Combinations\Folder..4/..5\ | 39
108455 | R432/NR230A | R432/NR230A |  | R432 | / | NR230A | Standard actuator | 1 | Scenario 1 |  | PPK¦SelectPro¦VDI3805¦Internet_EU |  |  | R432/NR230A | Open-close ball valve | 1400 kPa | 400 kPa |  | EU\Inbox\Combinations\Folder..4/..5\ | 39
108456 | R432+NR230A-S | R432+NR230A-S |  | R432 | + | NR230A-S | Standard actuator | 0 | Scenario 1 |  | PPK¦SelectPro¦VDI3805¦Internet_EU |  |  | R432+NR230A-S | Open-close ball valve | 1400 kPa | 400 kPa |  | EU\Inbox\Combinations\Folder..4/..5\ | 38
108457 | R432/NR230A-S | R432/NR230A-S |  | R432 | / | NR230A-S | Standard actuator | 0 | Scenario 1 |  | PPK¦SelectPro¦VDI3805¦Internet_EU |  |  | R432/NR230A-S | Open-close ball valve | 1400 kPa | 400 kPa |  | EU\Inbox\Combinations\Folder..4/..5\ | 38
108458 | R432+NR24A | R432+NR24A |  | R432 | + | NR24A | Standard actuator | 1 | Scenario 1 |  | PPK¦SelectPro¦VDI3805¦Internet_EU |  |  | R432+NR24A | Open-close ball valve | 1400 kPa | 400 kPa |  | EU\Inbox\Combinations\Folder..4/..5\ | 40
108459 | R432/NR24A | R432/NR24A |  | R432 | / | NR24A | Standard actuator | 1 | Scenario 1 |  | PPK¦SelectPro¦VDI3805¦Internet_EU |  |  | R432/NR24A | Open-close ball valve | 1400 kPa | 400 kPa |  | EU\Inbox\Combinations\Folder..4/..5\ | 40
108462 | R432+NR24A-MP | R432+NR24A-MP |  | R432 | + | NR24A-MP | Communicative actuator | 0 | Scenario 1 |  | PPK¦SelectPro¦VDI3805¦Internet_EU |  |  | R432+NR24A-MP | Open-close ball valve | 1400 kPa | 400 kPa |  | EU\Inbox\Combinations\Folder..4/..5\ | 38
108463 | R432/NR24A-MP | R432/NR24A-MP |  | R432 | / | NR24A-MP | Communicative actuator | 0 | Scenario 1 |  | PPK¦SelectPro¦VDI3805¦Internet_EU |  |  | R432/NR24A-MP | Open-close ball valve | 1400 kPa | 400 kPa |  | EU\Inbox\Combinations\Folder..4/..5\ | 38
108464 | R432+NR24A-S | R432+NR24A-S |  | R432 | + | NR24A-S | Standard actuator | 0 | Scenario 1 |  | PPK¦SelectPro¦VDI3805¦Internet_EU |  |  | R432+NR24A-S | Open-close ball valve | 1400 kPa | 400 kPa |  | EU\Inbox\Combinations\Folder..4/..5\ | 39
108465 | R432/NR24A-S | R432/NR24A-S |  | R432 | / | NR24A-S | Standard actuator | 0 | Scenario 1 |  | PPK¦SelectPro¦VDI3805¦Internet_EU |  |  | R432/NR24A-S | Open-close ball valve | 1400 kPa | 400 kPa |  | EU\Inbox\Combinations\Folder..4/..5\ | 39
108498 | R438+NR230A | R438+NR230A |  | R438 | + | NR230A | Standard actuator | 1 | Scenario 2 |  | PPK¦SelectPro¦VDI3805¦Internet_EU |  |  | R438+NR230A | Characterised control valve | 1400 kPa | 200 kPa |  | EU\Inbox\Combinations\Folder..4/..5\ | 38
108499 | R438/NR230A | R438/NR230A |  | R438 | / | NR230A | Standard actuator | 1 | Scenario 2 |  | PPK¦SelectPro¦VDI3805¦Internet_EU |  |  | R438/NR230A | Characterised control valve | 1400 kPa | 200 kPa |  | EU\Inbox\Combinations\Folder..4/..5\ | 38
108500 | R438+NR230A-S | R438+NR230A-S |  | R438 | + | NR230A-S | Standard actuator | 0 | Scenario 2 |  | PPK¦SelectPro¦VDI3805¦Internet_EU |  |  | R438+NR230A-S | Characterised control valve | 1400 kPa | 200 kPa |  | EU\Inbox\Combinations\Folder..4/..5\ | 37
108501 | R438/NR230A-S | R438/NR230A-S |  | R438 | / | NR230A-S | Standard actuator | 0 | Scenario 2 |  | PPK¦SelectPro¦VDI3805¦Internet_EU |  |  | R438/NR230A-S | Characterised control valve | 1400 kPa | 200 kPa |  | EU\Inbox\Combinations\Folder..4/..5\ | 37
108502 | R438+NR24A | R438+NR24A |  | R438 | + | NR24A | Standard actuator | 1 | Scenario 2 |  | PPK¦SelectPro¦VDI3805¦Internet_EU |  |  | R438+NR24A | Characterised control valve | 1400 kPa | 200 kPa |  | EU\Inbox\Combinations\Folder..4/..5\ | 39
108503 | R438/NR24A | R438/NR24A |  | R438 | / | NR24A | Standard actuator | 1 | Scenario 2 |  | PPK¦SelectPro¦VDI3805¦Internet_EU |  |  | R438/NR24A | Characterised control valve | 1400 kPa | 200 kPa |  | EU\Inbox\Combinations\Folder..4/..5\ | 39
108506 | R438+NR24A-MP | R438+NR24A-MP |  | R438 | + | NR24A-MP | Communicative actuator | 0 | Scenario 2 |  | PPK¦SelectPro¦VDI3805¦Internet_EU |  |  | R438+NR24A-MP | Characterised control valve | 1400 kPa | 200 kPa |  | EU\Inbox\Combinations\Folder..4/..5\ | 37
108507 | R438/NR24A-MP | R438/NR24A-MP |  | R438 | / | NR24A-MP | Communicative actuator | 0 | Scenario 2 |  | PPK¦SelectPro¦VDI3805¦Internet_EU |  |  | R438/NR24A-MP | Characterised control valve | 1400 kPa | 200 kPa |  | EU\Inbox\Combinations\Folder..4/..5\ | 37
108508 | R438+NR24A-S | R438+NR24A-S |  | R438 | + | NR24A-S | Standard actuator | 0 | Scenario 2 |  | PPK¦SelectPro¦VDI3805¦Internet_EU |  |  | R438+NR24A-S | Characterised control valve | 1400 kPa | 200 kPa |  | EU\Inbox\Combinations\Folder..4/..5\ | 38
108509 | R438/NR24A-S | R438/NR24A-S |  | R438 | / | NR24A-S | Standard actuator | 0 | Scenario 2 |  | PPK¦SelectPro¦VDI3805¦Internet_EU |  |  | R438/NR24A-S | Characterised control valve | 1400 kPa | 200 kPa |  | EU\Inbox\Combinations\Folder..4/..5\ | 38
108510 | R438+NR24A-SR | R438+NR24A-SR |  | R438 | + | NR24A-SR | Standard actuator | 1 | Scenario 2 |  | PPK¦SelectPro¦VDI3805¦Internet_EU |  |  | R438+NR24A-SR | Characterised control valve | 1400 kPa | 200 kPa |  | EU\Inbox\Combinations\Folder..4/..5\ | 39
108511 | R438/NR24A-SR | R438/NR24A-SR |  | R438 | / | NR24A-SR | Standard actuator | 1 | Scenario 2 |  | PPK¦SelectPro¦VDI3805¦Internet_EU |  |  | R438/NR24A-SR | Characterised control valve | 1400 kPa | 200 kPa |  | EU\Inbox\Combinations\Folder..4/..5\ | 39
108514 | R438+NRC24A-SR | R438+NRC24A-SR |  | R438 | + | NRC24A-SR | Fast runner | 1 | Scenario 2 |  | PPK¦SelectPro¦VDI3805¦Internet_EU |  |  | R438+NRC24A-SR | Characterised control valve | 1400 kPa | 200 kPa |  | EU\Inbox\Combinations\Folder..4/..5\ | 38
108515 | R438/NRC24A-SR | R438/NRC24A-SR |  | R438 | / | NRC24A-SR | Fast runner | 1 | Scenario 2 |  | PPK¦SelectPro¦VDI3805¦Internet_EU |  |  | R438/NRC24A-SR | Characterised control valve | 1400 kPa | 200 kPa |  | EU\Inbox\Combinations\Folder..4/..5\ | 38
108548 | R439+NR230A | R439+NR230A |  | R439 | + | NR230A | Standard actuator | 1 | Scenario 2 |  | PPK¦SelectPro¦VDI3805¦Internet_EU |  |  | R439+NR230A | Characterised control valve | 1400 kPa | 200 kPa |  | EU\Inbox\Combinations\Folder..4/..5\ | 36
108549 | R439/NR230A | R439/NR230A |  | R439 | / | NR230A | Standard actuator | 1 | Scenario 2 |  | PPK¦SelectPro¦VDI3805¦Internet_EU |  |  | R439/NR230A | Characterised control valve | 1400 kPa | 200 kPa |  | EU\Inbox\Combinations\Folder..4/..5\ | 36
108550 | R439+NR230A-S | R439+NR230A-S |  | R439 | + | NR230A-S | Standard actuator | 0 | Scenario 2 |  | PPK¦SelectPro¦VDI3805¦Internet_EU |  |  | R439+NR230A-S | Characterised control valve | 1400 kPa | 200 kPa |  | EU\Inbox\Combinations\Folder..4/..5\ | 35
108551 | R439/NR230A-S | R439/NR230A-S |  | R439 | / | NR230A-S | Standard actuator | 0 | Scenario 2 |  | PPK¦SelectPro¦VDI3805¦Internet_EU |  |  | R439/NR230A-S | Characterised control valve | 1400 kPa | 200 kPa |  | EU\Inbox\Combinations\Folder..4/..5\ | 35
108552 | R439+NR24A | R439+NR24A |  | R439 | + | NR24A | Standard actuator | 1 | Scenario 2 |  | PPK¦SelectPro¦VDI3805¦Internet_EU |  |  | R439+NR24A | Characterised control valve | 1400 kPa | 200 kPa |  | EU\Inbox\Combinations\Folder..4/..5\ | 37
108553 | R439/NR24A | R439/NR24A |  | R439 | / | NR24A | Standard actuator | 1 | Scenario 2 |  | PPK¦SelectPro¦VDI3805¦Internet_EU |  |  | R439/NR24A | Characterised control valve | 1400 kPa | 200 kPa |  | EU\Inbox\Combinations\Folder..4/..5\ | 37
108556 | R439+NR24A-MP | R439+NR24A-MP |  | R439 | + | NR24A-MP | Communicative actuator | 0 | Scenario 2 |  | PPK¦SelectPro¦VDI3805¦Internet_EU |  |  | R439+NR24A-MP | Characterised control valve | 1400 kPa | 200 kPa |  | EU\Inbox\Combinations\Folder..4/..5\ | 36
108557 | R439/NR24A-MP | R439/NR24A-MP |  | R439 | / | NR24A-MP | Communicative actuator | 0 | Scenario 2 |  | PPK¦SelectPro¦VDI3805¦Internet_EU |  |  | R439/NR24A-MP | Characterised control valve | 1400 kPa | 200 kPa |  | EU\Inbox\Combinations\Folder..4/..5\ | 36
108558 | R439+NR24A-S | R439+NR24A-S |  | R439 | + | NR24A-S | Standard actuator | 0 | Scenario 2 |  | PPK¦SelectPro¦VDI3805¦Internet_EU |  |  | R439+NR24A-S | Characterised control valve | 1400 kPa | 200 kPa |  | EU\Inbox\Combinations\Folder..4/..5\ | 36
108559 | R439/NR24A-S | R439/NR24A-S |  | R439 | / | NR24A-S | Standard actuator | 0 | Scenario 2 |  | PPK¦SelectPro¦VDI3805¦Internet_EU |  |  | R439/NR24A-S | Characterised control valve | 1400 kPa | 200 kPa |  | EU\Inbox\Combinations\Folder..4/..5\ | 36
108560 | R439+NR24A-SR | R439+NR24A-SR |  | R439 | + | NR24A-SR | Standard actuator | 1 | Scenario 2 |  | PPK¦SelectPro¦VDI3805¦Internet_EU |  |  | R439+NR24A-SR | Characterised control valve | 1400 kPa | 200 kPa |  | EU\Inbox\Combinations\Folder..4/..5\ | 37
108561 | R439/NR24A-SR | R439/NR24A-SR |  | R439 | / | NR24A-SR | Standard actuator | 1 | Scenario 2 |  | PPK¦SelectPro¦VDI3805¦Internet_EU |  |  | R439/NR24A-SR | Characterised control valve | 1400 kPa | 200 kPa |  | EU\Inbox\Combinations\Folder..4/..5\ | 37
108564 | R439+NRC24A-SR | R439+NRC24A-SR |  | R439 | + | NRC24A-SR | Fast runner | 1 | Scenario 2 |  | PPK¦SelectPro¦VDI3805¦Internet_EU |  |  | R439+NRC24A-SR | Characterised control valve | 1400 kPa | 200 kPa |  | EU\Inbox\Combinations\Folder..4/..5\ | 36
108565 | R439/NRC24A-SR | R439/NRC24A-SR |  | R439 | / | NRC24A-SR | Fast runner | 1 | Scenario 2 |  | PPK¦SelectPro¦VDI3805¦Internet_EU |  |  | R439/NRC24A-SR | Characterised control valve | 1400 kPa | 200 kPa |  | EU\Inbox\Combinations\Folder..4/..5\ | 36
108594 | R440+NR230A | R440+NR230A |  | R440 | + | NR230A | Standard actuator | 1 | Scenario 1 |  | PPK¦SelectPro¦VDI3805¦Internet_EU |  |  | R440+NR230A | Open-close ball valve | 1400 kPa | 400 kPa |  | EU\Inbox\Combinations\Folder..4/..5\ | 37
108595 | R440/NR230A | R440/NR230A |  | R440 | / | NR230A | Standard actuator | 1 | Scenario 1 |  | PPK¦SelectPro¦VDI3805¦Internet_EU |  |  | R440/NR230A | Open-close ball valve | 1400 kPa | 400 kPa |  | EU\Inbox\Combinations\Folder..4/..5\ | 37
108596 | R440+NR230A-S | R440+NR230A-S |  | R440 | + | NR230A-S | Standard actuator | 0 | Scenario 1 |  | PPK¦SelectPro¦VDI3805¦Internet_EU |  |  | R440+NR230A-S | Open-close ball valve | 1400 kPa | 400 kPa |  | EU\Inbox\Combinations\Folder..4/..5\ | 36
108597 | R440/NR230A-S | R440/NR230A-S |  | R440 | / | NR230A-S | Standard actuator | 0 | Scenario 1 |  | PPK¦SelectPro¦VDI3805¦Internet_EU |  |  | R440/NR230A-S | Open-close ball valve | 1400 kPa | 400 kPa |  | EU\Inbox\Combinations\Folder..4/..5\ | 36
108598 | R440+NR24A | R440+NR24A |  | R440 | + | NR24A | Standard actuator | 1 | Scenario 1 |  | PPK¦SelectPro¦VDI3805¦Internet_EU |  |  | R440+NR24A | Open-close ball valve | 1400 kPa | 400 kPa |  | EU\Inbox\Combinations\Folder..4/..5\ | 38
108599 | R440/NR24A | R440/NR24A |  | R440 | / | NR24A | Standard actuator | 1 | Scenario 1 |  | PPK¦SelectPro¦VDI3805¦Internet_EU |  |  | R440/NR24A | Open-close ball valve | 1400 kPa | 400 kPa |  | EU\Inbox\Combinations\Folder..4/..5\ | 38
108602 | R440+NR24A-MP | R440+NR24A-MP |  | R440 | + | NR24A-MP | Communicative actuator | 0 | Scenario 1 |  | PPK¦SelectPro¦VDI3805¦Internet_EU |  |  | R440+NR24A-MP | Open-close ball valve | 1400 kPa | 400 kPa |  | EU\Inbox\Combinations\Folder..4/..5\ | 36
108603 | R440/NR24A-MP | R440/NR24A-MP |  | R440 | / | NR24A-MP | Communicative actuator | 0 | Scenario 1 |  | PPK¦SelectPro¦VDI3805¦Internet_EU |  |  | R440/NR24A-MP | Open-close ball valve | 1400 kPa | 400 kPa |  | EU\Inbox\Combinations\Folder..4/..5\ | 36
108642 | R440+NR24A-S | R440+NR24A-S |  | R440 | + | NR24A-S | Standard actuator | 0 | Scenario 1 |  | PPK¦SelectPro¦VDI3805¦Internet_EU |  |  | R440+NR24A-S | Open-close ball valve | 1400 kPa | 400 kPa |  | EU\Inbox\Combinations\Folder..4/..5\ | 37
108643 | R440/NR24A-S | R440/NR24A-S |  | R440 | / | NR24A-S | Standard actuator | 0 | Scenario 1 |  | PPK¦SelectPro¦VDI3805¦Internet_EU |  |  | R440/NR24A-S | Open-close ball valve | 1400 kPa | 400 kPa |  | EU\Inbox\Combinations\Folder..4/..5\ | 37
108676 | R448+NR230A | R448+NR230A |  | R448 | + | NR230A | Standard actuator | 1 | Scenario 2 |  | PPK¦SelectPro¦VDI3805¦Internet_EU |  |  | R448+NR230A | Characterised control valve | 1400 kPa | 200 kPa |  | EU\Inbox\Combinations\Folder..4/..5\ | 36
108677 | R448/NR230A | R448/NR230A |  | R448 | / | NR230A | Standard actuator | 1 | Scenario 2 |  | PPK¦SelectPro¦VDI3805¦Internet_EU |  |  | R448/NR230A | Characterised control valve | 1400 kPa | 200 kPa |  | EU\Inbox\Combinations\Folder..4/..5\ | 36
108678 | R448+NR230A-S | R448+NR230A-S |  | R448 | + | NR230A-S | Standard actuator | 0 | Scenario 2 |  | PPK¦SelectPro¦VDI3805¦Internet_EU |  |  | R448+NR230A-S | Characterised control valve | 1400 kPa | 200 kPa |  | EU\Inbox\Combinations\Folder..4/..5\ | 35
108679 | R448/NR230A-S | R448/NR230A-S |  | R448 | / | NR230A-S | Standard actuator | 0 | Scenario 2 |  | PPK¦SelectPro¦VDI3805¦Internet_EU |  |  | R448/NR230A-S | Characterised control valve | 1400 kPa | 200 kPa |  | EU\Inbox\Combinations\Folder..4/..5\ | 35
108680 | R448+NR24A | R448+NR24A |  | R448 | + | NR24A | Standard actuator | 1 | Scenario 2 |  | PPK¦SelectPro¦VDI3805¦Internet_EU |  |  | R448+NR24A | Characterised control valve | 1400 kPa | 200 kPa |  | EU\Inbox\Combinations\Folder..4/..5\ | 37
108681 | R448/NR24A | R448/NR24A |  | R448 | / | NR24A | Standard actuator | 1 | Scenario 2 |  | PPK¦SelectPro¦VDI3805¦Internet_EU |  |  | R448/NR24A | Characterised control valve | 1400 kPa | 200 kPa |  | EU\Inbox\Combinations\Folder..4/..5\ | 37
108684 | R448+NR24A-MP | R448+NR24A-MP |  | R448 | + | NR24A-MP | Communicative actuator | 0 | Scenario 2 |  | PPK¦SelectPro¦VDI3805¦Internet_EU |  |  | R448+NR24A-MP | Characterised control valve | 1400 kPa | 200 kPa |  | EU\Inbox\Combinations\Folder..4/..5\ | 35
108685 | R448/NR24A-MP | R448/NR24A-MP |  | R448 | / | NR24A-MP | Communicative actuator | 0 | Scenario 2 |  | PPK¦SelectPro¦VDI3805¦Internet_EU |  |  | R448/NR24A-MP | Characterised control valve | 1400 kPa | 200 kPa |  | EU\Inbox\Combinations\Folder..4/..5\ | 35
108686 | R448+NR24A-S | R448+NR24A-S |  | R448 | + | NR24A-S | Standard actuator | 0 | Scenario 2 |  | PPK¦SelectPro¦VDI3805¦Internet_EU |  |  | R448+NR24A-S | Characterised control valve | 1400 kPa | 200 kPa |  | EU\Inbox\Combinations\Folder..4/..5\ | 36
108687 | R448/NR24A-S | R448/NR24A-S |  | R448 | / | NR24A-S | Standard actuator | 0 | Scenario 2 |  | PPK¦SelectPro¦VDI3805¦Internet_EU |  |  | R448/NR24A-S | Characterised control valve | 1400 kPa | 200 kPa |  | EU\Inbox\Combinations\Folder..4/..5\ | 36
108688 | R448+NR24A-SR | R448+NR24A-SR |  | R448 | + | NR24A-SR | Standard actuator | 1 | Scenario 2 |  | PPK¦SelectPro¦VDI3805¦Internet_EU |  |  | R448+NR24A-SR | Characterised control valve | 1400 kPa | 200 kPa |  | EU\Inbox\Combinations\Folder..4/..5\ | 37
108689 | R448/NR24A-SR | R448/NR24A-SR |  | R448 | / | NR24A-SR | Standard actuator | 1 | Scenario 2 |  | PPK¦SelectPro¦VDI3805¦Internet_EU |  |  | R448/NR24A-SR | Characterised control valve | 1400 kPa | 200 kPa |  | EU\Inbox\Combinations\Folder..4/..5\ | 37
108692 | R448+NRC24A-SR | R448+NRC24A-SR |  | R448 | + | NRC24A-SR | Fast runner | 1 | Scenario 2 |  | PPK¦SelectPro¦VDI3805¦Internet_EU |  |  | R448+NRC24A-SR | Characterised control valve | 1400 kPa | 200 kPa |  | EU\Inbox\Combinations\Folder..4/..5\ | 36
108693 | R448/NRC24A-SR | R448/NRC24A-SR |  | R448 | / | NRC24A-SR | Fast runner | 1 | Scenario 2 |  | PPK¦SelectPro¦VDI3805¦Internet_EU |  |  | R448/NRC24A-SR | Characterised control valve | 1400 kPa | 200 kPa |  | EU\Inbox\Combinations\Folder..4/..5\ | 36
108726 | R449+NR230A | R449+NR230A |  | R449 | + | NR230A | Standard actuator | 1 | Scenario 2 |  | PPK¦SelectPro¦VDI3805¦Internet_EU |  |  | R449+NR230A | Characterised control valve | 1400 kPa | 200 kPa |  | EU\Inbox\Combinations\Folder..4/..5\ | 36
108727 | R449/NR230A | R449/NR230A |  | R449 | / | NR230A | Standard actuator | 1 | Scenario 2 |  | PPK¦SelectPro¦VDI3805¦Internet_EU |  |  | R449/NR230A | Characterised control valve | 1400 kPa | 200 kPa |  | EU\Inbox\Combinations\Folder..4/..5\ | 36
108728 | R449+NR230A-S | R449+NR230A-S |  | R449 | + | NR230A-S | Standard actuator | 0 | Scenario 2 |  | PPK¦SelectPro¦VDI3805¦Internet_EU |  |  | R449+NR230A-S | Characterised control valve | 1400 kPa | 200 kPa |  | EU\Inbox\Combinations\Folder..4/..5\ | 35
108729 | R449/NR230A-S | R449/NR230A-S |  | R449 | / | NR230A-S | Standard actuator | 0 | Scenario 2 |  | PPK¦SelectPro¦VDI3805¦Internet_EU |  |  | R449/NR230A-S | Characterised control valve | 1400 kPa | 200 kPa |  | EU\Inbox\Combinations\Folder..4/..5\ | 35
108730 | R449+NR24A | R449+NR24A |  | R449 | + | NR24A | Standard actuator | 1 | Scenario 2 |  | PPK¦SelectPro¦VDI3805¦Internet_EU |  |  | R449+NR24A | Characterised control valve | 1400 kPa | 200 kPa |  | EU\Inbox\Combinations\Folder..4/..5\ | 37
108731 | R449/NR24A | R449/NR24A |  | R449 | / | NR24A | Standard actuator | 1 | Scenario 2 |  | PPK¦SelectPro¦VDI3805¦Internet_EU |  |  | R449/NR24A | Characterised control valve | 1400 kPa | 200 kPa |  | EU\Inbox\Combinations\Folder..4/..5\ | 37
108734 | R449+NR24A-MP | R449+NR24A-MP |  | R449 | + | NR24A-MP | Communicative actuator | 0 | Scenario 2 |  | PPK¦SelectPro¦VDI3805¦Internet_EU |  |  | R449+NR24A-MP | Characterised control valve | 1400 kPa | 200 kPa |  | EU\Inbox\Combinations\Folder..4/..5\ | 35
108735 | R449/NR24A-MP | R449/NR24A-MP |  | R449 | / | NR24A-MP | Communicative actuator | 0 | Scenario 2 |  | PPK¦SelectPro¦VDI3805¦Internet_EU |  |  | R449/NR24A-MP | Characterised control valve | 1400 kPa | 200 kPa |  | EU\Inbox\Combinations\Folder..4/..5\ | 35
108736 | R449+NR24A-S | R449+NR24A-S |  | R449 | + | NR24A-S | Standard actuator | 0 | Scenario 2 |  | PPK¦SelectPro¦VDI3805¦Internet_EU |  |  | R449+NR24A-S | Characterised control valve | 1400 kPa | 200 kPa |  | EU\Inbox\Combinations\Folder..4/..5\ | 36
108737 | R449/NR24A-S | R449/NR24A-S |  | R449 | / | NR24A-S | Standard actuator | 0 | Scenario 2 |  | PPK¦SelectPro¦VDI3805¦Internet_EU |  |  | R449/NR24A-S | Characterised control valve | 1400 kPa | 200 kPa |  | EU\Inbox\Combinations\Folder..4/..5\ | 36
108738 | R449+NR24A-SR | R449+NR24A-SR |  | R449 | + | NR24A-SR | Standard actuator | 1 | Scenario 2 |  | PPK¦SelectPro¦VDI3805¦Internet_EU |  |  | R449+NR24A-SR | Characterised control valve | 1400 kPa | 200 kPa |  | EU\Inbox\Combinations\Folder..4/..5\ | 37
108739 | R449/NR24A-SR | R449/NR24A-SR |  | R449 | / | NR24A-SR | Standard actuator | 1 | Scenario 2 |  | PPK¦SelectPro¦VDI3805¦Internet_EU |  |  | R449/NR24A-SR | Characterised control valve | 1400 kPa | 200 kPa |  | EU\Inbox\Combinations\Folder..4/..5\ | 37
108742 | R449+NRC24A-SR | R449+NRC24A-SR |  | R449 | + | NRC24A-SR | Fast runner | 1 | Scenario 2 |  | PPK¦SelectPro¦VDI3805¦Internet_EU |  |  | R449+NRC24A-SR | Characterised control valve | 1400 kPa | 200 kPa |  | EU\Inbox\Combinations\Folder..4/..5\ | 36
108743 | R449/NRC24A-SR | R449/NRC24A-SR |  | R449 | / | NRC24A-SR | Fast runner | 1 | Scenario 2 |  | PPK¦SelectPro¦VDI3805¦Internet_EU |  |  | R449/NRC24A-SR | Characterised control valve | 1400 kPa | 200 kPa |  | EU\Inbox\Combinations\Folder..4/..5\ | 36
108772 | R450+NR230A | R450+NR230A |  | R450 | + | NR230A | Standard actuator | 1 | Scenario 1 |  | PPK¦SelectPro¦VDI3805¦Internet_EU |  |  | R450+NR230A | Open-close ball valve | 1400 kPa | 400 kPa |  | EU\Inbox\Combinations\Folder..4/..5\ | 37
108773 | R450/NR230A | R450/NR230A |  | R450 | / | NR230A | Standard actuator | 1 | Scenario 1 |  | PPK¦SelectPro¦VDI3805¦Internet_EU |  |  | R450/NR230A | Open-close ball valve | 1400 kPa | 400 kPa |  | EU\Inbox\Combinations\Folder..4/..5\ | 37
108774 | R450+NR230A-S | R450+NR230A-S |  | R450 | + | NR230A-S | Standard actuator | 0 | Scenario 1 |  | PPK¦SelectPro¦VDI3805¦Internet_EU |  |  | R450+NR230A-S | Open-close ball valve | 1400 kPa | 400 kPa |  | EU\Inbox\Combinations\Folder..4/..5\ | 36
108775 | R450/NR230A-S | R450/NR230A-S |  | R450 | / | NR230A-S | Standard actuator | 0 | Scenario 1 |  | PPK¦SelectPro¦VDI3805¦Internet_EU |  |  | R450/NR230A-S | Open-close ball valve | 1400 kPa | 400 kPa |  | EU\Inbox\Combinations\Folder..4/..5\ | 36
108776 | R450+NR24A | R450+NR24A |  | R450 | + | NR24A | Standard actuator | 1 | Scenario 1 |  | PPK¦SelectPro¦VDI3805¦Internet_EU |  |  | R450+NR24A | Open-close ball valve | 1400 kPa | 400 kPa |  | EU\Inbox\Combinations\Folder..4/..5\ | 38
108777 | R450/NR24A | R450/NR24A |  | R450 | / | NR24A | Standard actuator | 1 | Scenario 1 |  | PPK¦SelectPro¦VDI3805¦Internet_EU |  |  | R450/NR24A | Open-close ball valve | 1400 kPa | 400 kPa |  | EU\Inbox\Combinations\Folder..4/..5\ | 38
108780 | R450+NR24A-MP | R450+NR24A-MP |  | R450 | + | NR24A-MP | Communicative actuator | 0 | Scenario 1 |  | PPK¦SelectPro¦VDI3805¦Internet_EU |  |  | R450+NR24A-MP | Open-close ball valve | 1400 kPa | 400 kPa |  | EU\Inbox\Combinations\Folder..4/..5\ | 36
108781 | R450/NR24A-MP | R450/NR24A-MP |  | R450 | / | NR24A-MP | Communicative actuator | 0 | Scenario 1 |  | PPK¦SelectPro¦VDI3805¦Internet_EU |  |  | R450/NR24A-MP | Open-close ball valve | 1400 kPa | 400 kPa |  | EU\Inbox\Combinations\Folder..4/..5\ | 36
108782 | R450+NR24A-S | R450+NR24A-S |  | R450 | + | NR24A-S | Standard actuator | 0 | Scenario 1 |  | PPK¦SelectPro¦VDI3805¦Internet_EU |  |  | R450+NR24A-S | Open-close ball valve | 1400 kPa | 400 kPa |  | EU\Inbox\Combinations\Folder..4/..5\ | 37
108783 | R450/NR24A-S | R450/NR24A-S |  | R450 | / | NR24A-S | Standard actuator | 0 | Scenario 1 |  | PPK¦SelectPro¦VDI3805¦Internet_EU |  |  | R450/NR24A-S | Open-close ball valve | 1400 kPa | 400 kPa |  | EU\Inbox\Combinations\Folder..4/..5\ | 37
108878 | R509+LR230A | R509+LR230A |  | R509 | + | LR230A | Standard actuator | 1 | Scenario 2 |  | PPK¦SelectPro¦VDI3805¦Internet_EU |  |  | R509+LR230A | Characterised control valve | 1400 kPa | 200 kPa |  | EU\Inbox\Combinations\Folder..4/..5\ | 39
108879 | R509/LR230A | R509/LR230A |  | R509 | / | LR230A | Standard actuator | 1 | Scenario 2 |  | PPK¦SelectPro¦VDI3805¦Internet_EU |  |  | R509/LR230A | Characterised control valve | 1400 kPa | 200 kPa |  | EU\Inbox\Combinations\Folder..4/..5\ | 39
108880 | R509+LR230A-S | R509+LR230A-S |  | R509 | + | LR230A-S | Standard actuator | 0 | Scenario 2 |  | PPK¦SelectPro¦VDI3805¦Internet_EU |  |  | R509+LR230A-S | Characterised control valve | 1400 kPa | 200 kPa |  | EU\Inbox\Combinations\Folder..4/..5\ | 39
108881 | R509/LR230A-S | R509/LR230A-S |  | R509 | / | LR230A-S | Standard actuator | 0 | Scenario 2 |  | PPK¦SelectPro¦VDI3805¦Internet_EU |  |  | R509/LR230A-S | Characterised control valve | 1400 kPa | 200 kPa |  | EU\Inbox\Combinations\Folder..4/..5\ | 39
108882 | R509+LR24A | R509+LR24A |  | R509 | + | LR24A | Standard actuator | 1 | Scenario 2 |  | PPK¦SelectPro¦VDI3805¦Internet_EU |  |  | R509+LR24A | Characterised control valve | 1400 kPa | 200 kPa |  | EU\Inbox\Combinations\Folder..4/..5\ | 39
108883 | R509/LR24A | R509/LR24A |  | R509 | / | LR24A | Standard actuator | 1 | Scenario 2 |  | PPK¦SelectPro¦VDI3805¦Internet_EU |  |  | R509/LR24A | Characterised control valve | 1400 kPa | 200 kPa |  | EU\Inbox\Combinations\Folder..4/..5\ | 39
108886 | R509+LR24A-MP | R509+LR24A-MP |  | R509 | + | LR24A-MP | Communicative actuator | 0 | Scenario 2 |  | PPK¦SelectPro¦VDI3805¦Internet_EU |  |  | R509+LR24A-MP | Characterised control valve | 1400 kPa | 200 kPa |  | EU\Inbox\Combinations\Folder..4/..5\ | 37
108887 | R509/LR24A-MP | R509/LR24A-MP |  | R509 | / | LR24A-MP | Communicative actuator | 0 | Scenario 2 |  | PPK¦SelectPro¦VDI3805¦Internet_EU |  |  | R509/LR24A-MP | Characterised control valve | 1400 kPa | 200 kPa |  | EU\Inbox\Combinations\Folder..4/..5\ | 38
108888 | R509+LR24A-S | R509+LR24A-S |  | R509 | + | LR24A-S | Standard actuator | 0 | Scenario 2 |  | PPK¦SelectPro¦VDI3805¦Internet_EU |  |  | R509+LR24A-S | Characterised control valve | 1400 kPa | 200 kPa |  | EU\Inbox\Combinations\Folder..4/..5\ | 39
108889 | R509/LR24A-S | R509/LR24A-S |  | R509 | / | LR24A-S | Standard actuator | 0 | Scenario 2 |  | PPK¦SelectPro¦VDI3805¦Internet_EU |  |  | R509/LR24A-S | Characterised control valve | 1400 kPa | 200 kPa |  | EU\Inbox\Combinations\Folder..4/..5\ | 38
108890 | R509+LR24A-SR | R509+LR24A-SR |  | R509 | + | LR24A-SR | Standard actuator | 1 | Scenario 2 |  | PPK¦SelectPro¦VDI3805¦Internet_EU |  |  | R509+LR24A-SR | Characterised control valve | 1400 kPa | 200 kPa |  | EU\Inbox\Combinations\Folder..4/..5\ | 38
108891 | R509/LR24A-SR | R509/LR24A-SR |  | R509 | / | LR24A-SR | Standard actuator | 1 | Scenario 2 |  | PPK¦SelectPro¦VDI3805¦Internet_EU |  |  | R509/LR24A-SR | Characterised control valve | 1400 kPa | 200 kPa |  | EU\Inbox\Combinations\Folder..4/..5\ | 39
108894 | R509+LRC24A-SR | R509+LRC24A-SR |  | R509 | + | LRC24A-SR | Fast runner | 1 | Scenario 2 |  | PPK¦SelectPro¦VDI3805¦Internet_EU |  |  | R509+LRC24A-SR | Characterised control valve | 1400 kPa | 200 kPa |  | EU\Inbox\Combinations\Folder..4/..5\ | 38
108895 | R509/LRC24A-SR | R509/LRC24A-SR |  | R509 | / | LRC24A-SR | Fast runner | 1 | Scenario 2 |  | PPK¦SelectPro¦VDI3805¦Internet_EU |  |  | R509/LRC24A-SR | Characterised control valve | 1400 kPa | 200 kPa |  | EU\Inbox\Combinations\Folder..4/..5\ | 39
108998 | R510+LR230A | R510+LR230A |  | R510 | + | LR230A | Standard actuator | 1 | Scenario 2 |  | PPK¦SelectPro¦VDI3805¦Internet_EU |  |  | R510+LR230A | Characterised control valve | 1400 kPa | 200 kPa |  | EU\Inbox\Combinations\Folder..4/..5\ | 39
108999 | R510/LR230A | R510/LR230A |  | R510 | / | LR230A | Standard actuator | 1 | Scenario 2 |  | PPK¦SelectPro¦VDI3805¦Internet_EU |  |  | R510/LR230A | Characterised control valve | 1400 kPa | 200 kPa |  | EU\Inbox\Combinations\Folder..4/..5\ | 39
109000 | R510+LR230A-S | R510+LR230A-S |  | R510 | + | LR230A-S | Standard actuator | 0 | Scenario 2 |  | PPK¦SelectPro¦VDI3805¦Internet_EU |  |  | R510+LR230A-S | Characterised control valve | 1400 kPa | 200 kPa |  | EU\Inbox\Combinations\Folder..4/..5\ | 39
109001 | R510/LR230A-S | R510/LR230A-S |  | R510 | / | LR230A-S | Standard actuator | 0 | Scenario 2 |  | PPK¦SelectPro¦VDI3805¦Internet_EU |  |  | R510/LR230A-S | Characterised control valve | 1400 kPa | 200 kPa |  | EU\Inbox\Combinations\Folder..4/..5\ | 39
109002 | R510+LR24A | R510+LR24A |  | R510 | + | LR24A | Standard actuator | 1 | Scenario 2 |  | PPK¦SelectPro¦VDI3805¦Internet_EU |  |  | R510+LR24A | Characterised control valve | 1400 kPa | 200 kPa |  | EU\Inbox\Combinations\Folder..4/..5\ | 39
109003 | R510/LR24A | R510/LR24A |  | R510 | / | LR24A | Standard actuator | 1 | Scenario 2 |  | PPK¦SelectPro¦VDI3805¦Internet_EU |  |  | R510/LR24A | Characterised control valve | 1400 kPa | 200 kPa |  | EU\Inbox\Combinations\Folder..4/..5\ | 39
109006 | R510+LR24A-MP | R510+LR24A-MP |  | R510 | + | LR24A-MP | Communicative actuator | 0 | Scenario 2 |  | PPK¦SelectPro¦VDI3805¦Internet_EU |  |  | R510+LR24A-MP | Characterised control valve | 1400 kPa | 200 kPa |  | EU\Inbox\Combinations\Folder..4/..5\ | 38
109007 | R510/LR24A-MP | R510/LR24A-MP |  | R510 | / | LR24A-MP | Communicative actuator | 0 | Scenario 2 |  | PPK¦SelectPro¦VDI3805¦Internet_EU |  |  | R510/LR24A-MP | Characterised control valve | 1400 kPa | 200 kPa |  | EU\Inbox\Combinations\Folder..4/..5\ | 38
109008 | R510+LR24A-S | R510+LR24A-S |  | R510 | + | LR24A-S | Standard actuator | 0 | Scenario 2 |  | PPK¦SelectPro¦VDI3805¦Internet_EU |  |  | R510+LR24A-S | Characterised control valve | 1400 kPa | 200 kPa |  | EU\Inbox\Combinations\Folder..4/..5\ | 39
109009 | R510/LR24A-S | R510/LR24A-S |  | R510 | / | LR24A-S | Standard actuator | 0 | Scenario 2 |  | PPK¦SelectPro¦VDI3805¦Internet_EU |  |  | R510/LR24A-S | Characterised control valve | 1400 kPa | 200 kPa |  | EU\Inbox\Combinations\Folder..4/..5\ | 39
109010 | R510+LR24A-SR | R510+LR24A-SR |  | R510 | + | LR24A-SR | Standard actuator | 1 | Scenario 2 |  | PPK¦SelectPro¦VDI3805¦Internet_EU |  |  | R510+LR24A-SR | Characterised control valve | 1400 kPa | 200 kPa |  | EU\Inbox\Combinations\Folder..4/..5\ | 39
109011 | R510/LR24A-SR | R510/LR24A-SR |  | R510 | / | LR24A-SR | Standard actuator | 1 | Scenario 2 |  | PPK¦SelectPro¦VDI3805¦Internet_EU |  |  | R510/LR24A-SR | Characterised control valve | 1400 kPa | 200 kPa |  | EU\Inbox\Combinations\Folder..4/..5\ | 39
109014 | R510+LRC24A-SR | R510+LRC24A-SR |  | R510 | + | LRC24A-SR | Fast runner | 1 | Scenario 2 |  | PPK¦SelectPro¦VDI3805¦Internet_EU |  |  | R510+LRC24A-SR | Characterised control valve | 1400 kPa | 200 kPa |  | EU\Inbox\Combinations\Folder..4/..5\ | 39
109015 | R510/LRC24A-SR | R510/LRC24A-SR |  | R510 | / | LRC24A-SR | Fast runner | 1 | Scenario 2 |  | PPK¦SelectPro¦VDI3805¦Internet_EU |  |  | R510/LRC24A-SR | Characterised control valve | 1400 kPa | 200 kPa |  | EU\Inbox\Combinations\Folder..4/..5\ | 39
109118 | R511+LR230A | R511+LR230A |  | R511 | + | LR230A | Standard actuator | 1 | Scenario 2 |  | PPK¦SelectPro¦VDI3805¦Internet_EU |  |  | R511+LR230A | Characterised control valve | 1400 kPa | 200 kPa |  | EU\Inbox\Combinations\Folder..4/..5\ | 39
109119 | R511/LR230A | R511/LR230A |  | R511 | / | LR230A | Standard actuator | 1 | Scenario 2 |  | PPK¦SelectPro¦VDI3805¦Internet_EU |  |  | R511/LR230A | Characterised control valve | 1400 kPa | 200 kPa |  | EU\Inbox\Combinations\Folder..4/..5\ | 38
109120 | R511+LR230A-S | R511+LR230A-S |  | R511 | + | LR230A-S | Standard actuator | 0 | Scenario 2 |  | PPK¦SelectPro¦VDI3805¦Internet_EU |  |  | R511+LR230A-S | Characterised control valve | 1400 kPa | 200 kPa |  | EU\Inbox\Combinations\Folder..4/..5\ | 38
109121 | R511/LR230A-S | R511/LR230A-S |  | R511 | / | LR230A-S | Standard actuator | 0 | Scenario 2 |  | PPK¦SelectPro¦VDI3805¦Internet_EU |  |  | R511/LR230A-S | Characterised control valve | 1400 kPa | 200 kPa |  | EU\Inbox\Combinations\Folder..4/..5\ | 38
109122 | R511+LR24A | R511+LR24A |  | R511 | + | LR24A | Standard actuator | 1 | Scenario 2 |  | PPK¦SelectPro¦VDI3805¦Internet_EU |  |  | R511+LR24A | Characterised control valve | 1400 kPa | 200 kPa |  | EU\Inbox\Combinations\Folder..4/..5\ | 38
109123 | R511/LR24A | R511/LR24A |  | R511 | / | LR24A | Standard actuator | 1 | Scenario 2 |  | PPK¦SelectPro¦VDI3805¦Internet_EU |  |  | R511/LR24A | Characterised control valve | 1400 kPa | 200 kPa |  | EU\Inbox\Combinations\Folder..4/..5\ | 39
109126 | R511+LR24A-MP | R511+LR24A-MP |  | R511 | + | LR24A-MP | Communicative actuator | 0 | Scenario 2 |  | PPK¦SelectPro¦VDI3805¦Internet_EU |  |  | R511+LR24A-MP | Characterised control valve | 1400 kPa | 200 kPa |  | EU\Inbox\Combinations\Folder..4/..5\ | 36
109127 | R511/LR24A-MP | R511/LR24A-MP |  | R511 | / | LR24A-MP | Communicative actuator | 0 | Scenario 2 |  | PPK¦SelectPro¦VDI3805¦Internet_EU |  |  | R511/LR24A-MP | Characterised control valve | 1400 kPa | 200 kPa |  | EU\Inbox\Combinations\Folder..4/..5\ | 37
109128 | R511+LR24A-S | R511+LR24A-S |  | R511 | + | LR24A-S | Standard actuator | 0 | Scenario 2 |  | PPK¦SelectPro¦VDI3805¦Internet_EU |  |  | R511+LR24A-S | Characterised control valve | 1400 kPa | 200 kPa |  | EU\Inbox\Combinations\Folder..4/..5\ | 37
109129 | R511/LR24A-S | R511/LR24A-S |  | R511 | / | LR24A-S | Standard actuator | 0 | Scenario 2 |  | PPK¦SelectPro¦VDI3805¦Internet_EU |  |  | R511/LR24A-S | Characterised control valve | 1400 kPa | 200 kPa |  | EU\Inbox\Combinations\Folder..4/..5\ | 38
109130 | R511+LR24A-SR | R511+LR24A-SR |  | R511 | + | LR24A-SR | Standard actuator | 1 | Scenario 2 |  | PPK¦SelectPro¦VDI3805¦Internet_EU |  |  | R511+LR24A-SR | Characterised control valve | 1400 kPa | 200 kPa |  | EU\Inbox\Combinations\Folder..4/..5\ | 37
109131 | R511/LR24A-SR | R511/LR24A-SR |  | R511 | / | LR24A-SR | Standard actuator | 1 | Scenario 2 |  | PPK¦SelectPro¦VDI3805¦Internet_EU |  |  | R511/LR24A-SR | Characterised control valve | 1400 kPa | 200 kPa |  | EU\Inbox\Combinations\Folder..4/..5\ | 39
109134 | R511+LRC24A-SR | R511+LRC24A-SR |  | R511 | + | LRC24A-SR | Fast runner | 1 | Scenario 2 |  | PPK¦SelectPro¦VDI3805¦Internet_EU |  |  | R511+LRC24A-SR | Characterised control valve | 1400 kPa | 200 kPa |  | EU\Inbox\Combinations\Folder..4/..5\ | 39
109135 | R511/LRC24A-SR | R511/LRC24A-SR |  | R511 | / | LRC24A-SR | Fast runner | 1 | Scenario 2 |  | PPK¦SelectPro¦VDI3805¦Internet_EU |  |  | R511/LRC24A-SR | Characterised control valve | 1400 kPa | 200 kPa |  | EU\Inbox\Combinations\Folder..4/..5\ | 38
109238 | R512+LR230A | R512+LR230A |  | R512 | + | LR230A | Standard actuator | 1 | Scenario 2 |  | PPK¦SelectPro¦VDI3805¦Internet_EU |  |  | R512+LR230A | Characterised control valve | 1400 kPa | 200 kPa |  | EU\Inbox\Combinations\Folder..4/..5\ | 41
109239 | R512/LR230A | R512/LR230A |  | R512 | / | LR230A | Standard actuator | 1 | Scenario 2 |  | PPK¦SelectPro¦VDI3805¦Internet_EU |  |  | R512/LR230A | Characterised control valve | 1400 kPa | 200 kPa |  | EU\Inbox\Combinations\Folder..4/..5\ | 37
109240 | R512+LR230A-S | R512+LR230A-S |  | R512 | + | LR230A-S | Standard actuator | 0 | Scenario 2 |  | PPK¦SelectPro¦VDI3805¦Internet_EU |  |  | R512+LR230A-S | Characterised control valve | 1400 kPa | 200 kPa |  | EU\Inbox\Combinations\Folder..4/..5\ | 40
109241 | R512/LR230A-S | R512/LR230A-S |  | R512 | / | LR230A-S | Standard actuator | 0 | Scenario 2 |  | PPK¦SelectPro¦VDI3805¦Internet_EU |  |  | R512/LR230A-S | Characterised control valve | 1400 kPa | 200 kPa |  | EU\Inbox\Combinations\Folder..4/..5\ | 40
109242 | R512+LR24A | R512+LR24A |  | R512 | + | LR24A | Standard actuator | 1 | Scenario 2 |  | PPK¦SelectPro¦VDI3805¦Internet_EU |  |  | R512+LR24A | Characterised control valve | 1400 kPa | 200 kPa |  | EU\Inbox\Combinations\Folder..4/..5\ | 40
109243 | R512/LR24A | R512/LR24A |  | R512 | / | LR24A | Standard actuator | 1 | Scenario 2 |  | PPK¦SelectPro¦VDI3805¦Internet_EU |  |  | R512/LR24A | Characterised control valve | 1400 kPa | 200 kPa |  | EU\Inbox\Combinations\Folder..4/..5\ | 40
109246 | R512+LR24A-MP | R512+LR24A-MP |  | R512 | + | LR24A-MP | Communicative actuator | 0 | Scenario 2 |  | PPK¦SelectPro¦VDI3805¦Internet_EU |  |  | R512+LR24A-MP | Characterised control valve | 1400 kPa | 200 kPa |  | EU\Inbox\Combinations\Folder..4/..5\ | 39
109247 | R512/LR24A-MP | R512/LR24A-MP |  | R512 | / | LR24A-MP | Communicative actuator | 0 | Scenario 2 |  | PPK¦SelectPro¦VDI3805¦Internet_EU |  |  | R512/LR24A-MP | Characterised control valve | 1400 kPa | 200 kPa |  | EU\Inbox\Combinations\Folder..4/..5\ | 39
109248 | R512+LR24A-S | R512+LR24A-S |  | R512 | + | LR24A-S | Standard actuator | 0 | Scenario 2 |  | PPK¦SelectPro¦VDI3805¦Internet_EU |  |  | R512+LR24A-S | Characterised control valve | 1400 kPa | 200 kPa |  | EU\Inbox\Combinations\Folder..4/..5\ | 39
109249 | R512/LR24A-S | R512/LR24A-S |  | R512 | / | LR24A-S | Standard actuator | 0 | Scenario 2 |  | PPK¦SelectPro¦VDI3805¦Internet_EU |  |  | R512/LR24A-S | Characterised control valve | 1400 kPa | 200 kPa |  | EU\Inbox\Combinations\Folder..4/..5\ | 40
109250 | R512+LR24A-SR | R512+LR24A-SR |  | R512 | + | LR24A-SR | Standard actuator | 1 | Scenario 2 |  | PPK¦SelectPro¦VDI3805¦Internet_EU |  |  | R512+LR24A-SR | Characterised control valve | 1400 kPa | 200 kPa |  | EU\Inbox\Combinations\Folder..4/..5\ | 40
109251 | R512/LR24A-SR | R512/LR24A-SR |  | R512 | / | LR24A-SR | Standard actuator | 1 | Scenario 2 |  | PPK¦SelectPro¦VDI3805¦Internet_EU |  |  | R512/LR24A-SR | Characterised control valve | 1400 kPa | 200 kPa |  | EU\Inbox\Combinations\Folder..4/..5\ | 39
109254 | R512+LRC24A-SR | R512+LRC24A-SR |  | R512 | + | LRC24A-SR | Fast runner | 1 | Scenario 2 |  | PPK¦SelectPro¦VDI3805¦Internet_EU |  |  | R512+LRC24A-SR | Characterised control valve | 1400 kPa | 200 kPa |  | EU\Inbox\Combinations\Folder..4/..5\ | 40
109255 | R512/LRC24A-SR | R512/LRC24A-SR |  | R512 | / | LRC24A-SR | Fast runner | 1 | Scenario 2 |  | PPK¦SelectPro¦VDI3805¦Internet_EU |  |  | R512/LRC24A-SR | Characterised control valve | 1400 kPa | 200 kPa |  | EU\Inbox\Combinations\Folder..4/..5\ | 41
109346 | R409+LR230A | R409+LR230A |  | R409 | + | LR230A | Standard actuator | 1 | Scenario 2 |  | PPK¦SelectPro¦VDI3805¦Internet_EU |  |  | R409+LR230A | Characterised control valve | 1400 kPa | 200 kPa |  | EU\Inbox\Combinations\Folder..4/..5\ | 39
109347 | R409/LR230A | R409/LR230A |  | R409 | / | LR230A | Standard actuator | 1 | Scenario 2 |  | PPK¦SelectPro¦VDI3805¦Internet_EU |  |  | R409/LR230A | Characterised control valve | 1400 kPa | 200 kPa |  | EU\Inbox\Combinations\Folder..4/..5\ | 41
109348 | R409+LR230A-S | R409+LR230A-S |  | R409 | + | LR230A-S | Standard actuator | 0 | Scenario 2 |  | PPK¦SelectPro¦VDI3805¦Internet_EU |  |  | R409+LR230A-S | Characterised control valve | 1400 kPa | 200 kPa |  | EU\Inbox\Combinations\Folder..4/..5\ | 40
109349 | R409/LR230A-S | R409/LR230A-S |  | R409 | / | LR230A-S | Standard actuator | 0 | Scenario 2 |  | PPK¦SelectPro¦VDI3805¦Internet_EU |  |  | R409/LR230A-S | Characterised control valve | 1400 kPa | 200 kPa |  | EU\Inbox\Combinations\Folder..4/..5\ | 40
109350 | R409+LR24A | R409+LR24A |  | R409 | + | LR24A | Standard actuator | 1 | Scenario 2 |  | PPK¦SelectPro¦VDI3805¦Internet_EU |  |  | R409+LR24A | Characterised control valve | 1400 kPa | 200 kPa |  | EU\Inbox\Combinations\Folder..4/..5\ | 41
109351 | R409/LR24A | R409/LR24A |  | R409 | / | LR24A | Standard actuator | 1 | Scenario 2 |  | PPK¦SelectPro¦VDI3805¦Internet_EU |  |  | R409/LR24A | Characterised control valve | 1400 kPa | 200 kPa |  | EU\Inbox\Combinations\Folder..4/..5\ | 41
109354 | R409+LR24A-MP | R409+LR24A-MP |  | R409 | + | LR24A-MP | Communicative actuator | 0 | Scenario 2 |  | PPK¦SelectPro¦VDI3805¦Internet_EU |  |  | R409+LR24A-MP | Characterised control valve | 1400 kPa | 200 kPa |  | EU\Inbox\Combinations\Folder..4/..5\ | 38
109355 | R409/LR24A-MP | R409/LR24A-MP |  | R409 | / | LR24A-MP | Communicative actuator | 0 | Scenario 2 |  | PPK¦SelectPro¦VDI3805¦Internet_EU |  |  | R409/LR24A-MP | Characterised control valve | 1400 kPa | 200 kPa |  | EU\Inbox\Combinations\Folder..4/..5\ | 39
109356 | R409+LR24A-S | R409+LR24A-S |  | R409 | + | LR24A-S | Standard actuator | 0 | Scenario 2 |  | PPK¦SelectPro¦VDI3805¦Internet_EU |  |  | R409+LR24A-S | Characterised control valve | 1400 kPa | 200 kPa |  | EU\Inbox\Combinations\Folder..4/..5\ | 40
109357 | R409/LR24A-S | R409/LR24A-S |  | R409 | / | LR24A-S | Standard actuator | 0 | Scenario 2 |  | PPK¦SelectPro¦VDI3805¦Internet_EU |  |  | R409/LR24A-S | Characterised control valve | 1400 kPa | 200 kPa |  | EU\Inbox\Combinations\Folder..4/..5\ | 39
109358 | R409+LR24A-SR | R409+LR24A-SR |  | R409 | + | LR24A-SR | Standard actuator | 1 | Scenario 2 |  | PPK¦SelectPro¦VDI3805¦Internet_EU |  |  | R409+LR24A-SR | Characterised control valve | 1400 kPa | 200 kPa |  | EU\Inbox\Combinations\Folder..4/..5\ | 41
109359 | R409/LR24A-SR | R409/LR24A-SR |  | R409 | / | LR24A-SR | Standard actuator | 1 | Scenario 2 |  | PPK¦SelectPro¦VDI3805¦Internet_EU |  |  | R409/LR24A-SR | Characterised control valve | 1400 kPa | 200 kPa |  | EU\Inbox\Combinations\Folder..4/..5\ | 40
109362 | R409+LRC24A-SR | R409+LRC24A-SR |  | R409 | + | LRC24A-SR | Fast runner | 1 | Scenario 2 |  | PPK¦SelectPro¦VDI3805¦Internet_EU |  |  | R409+LRC24A-SR | Characterised control valve | 1400 kPa | 200 kPa |  | EU\Inbox\Combinations\Folder..4/..5\ | 40
109363 | R409/LRC24A-SR | R409/LRC24A-SR |  | R409 | / | LRC24A-SR | Fast runner | 1 | Scenario 2 |  | PPK¦SelectPro¦VDI3805¦Internet_EU |  |  | R409/LRC24A-SR | Characterised control valve | 1400 kPa | 200 kPa |  | EU\Inbox\Combinations\Folder..4/..5\ | 39
109422 | R513+LR24A-SR | R513+LR24A-SR |  | R513 | + | LR24A-SR | Standard actuator | 1 | Scenario 2 |  | PPK¦SelectPro¦VDI3805¦Internet_EU |  |  | R513+LR24A-SR | Characterised control valve | 1400 kPa | 200 kPa |  | EU\Inbox\Combinations\Folder..4/..5\ | 39
109423 | R513/LR24A-SR | R513/LR24A-SR |  | R513 | / | LR24A-SR | Standard actuator | 1 | Scenario 2 |  | PPK¦SelectPro¦VDI3805¦Internet_EU |  |  | R513/LR24A-SR | Characterised control valve | 1400 kPa | 200 kPa |  | EU\Inbox\Combinations\Folder..4/..5\ | 39
109424 | R513+LRC24A-SR | R513+LRC24A-SR |  | R513 | + | LRC24A-SR | Fast runner | 1 | Scenario 2 |  | PPK¦SelectPro¦VDI3805¦Internet_EU |  |  | R513+LRC24A-SR | Characterised control valve | 1400 kPa | 200 kPa |  | EU\Inbox\Combinations\Folder..4/..5\ | 37
109425 | R513/LRC24A-SR | R513/LRC24A-SR |  | R513 | / | LRC24A-SR | Fast runner | 1 | Scenario 2 |  | PPK¦SelectPro¦VDI3805¦Internet_EU |  |  | R513/LRC24A-SR | Characterised control valve | 1400 kPa | 200 kPa |  | EU\Inbox\Combinations\Folder..4/..5\ | 38
109524 | R515+LR230A | R515+LR230A |  | R515 | + | LR230A | Standard actuator | 1 | Scenario 1 |  | PPK¦SelectPro¦VDI3805¦Internet_EU |  |  | R515+LR230A | Change-over ball valve | 1400 kPa | 400 kPa |  | EU\Inbox\Combinations\Folder..4/..5\ | 39
109525 | R515/LR230A | R515/LR230A |  | R515 | / | LR230A | Standard actuator | 1 | Scenario 1 |  | PPK¦SelectPro¦VDI3805¦Internet_EU |  |  | R515/LR230A | Change-over ball valve | 1400 kPa | 400 kPa |  | EU\Inbox\Combinations\Folder..4/..5\ | 41
109526 | R515+LR230A-S | R515+LR230A-S |  | R515 | + | LR230A-S | Standard actuator | 0 | Scenario 1 |  | PPK¦SelectPro¦VDI3805¦Internet_EU |  |  | R515+LR230A-S | Change-over ball valve | 1400 kPa | 400 kPa |  | EU\Inbox\Combinations\Folder..4/..5\ | 40
109527 | R515/LR230A-S | R515/LR230A-S |  | R515 | / | LR230A-S | Standard actuator | 0 | Scenario 1 |  | PPK¦SelectPro¦VDI3805¦Internet_EU |  |  | R515/LR230A-S | Change-over ball valve | 1400 kPa | 400 kPa |  | EU\Inbox\Combinations\Folder..4/..5\ | 39
109528 | R515+LR24A | R515+LR24A |  | R515 | + | LR24A | Standard actuator | 1 | Scenario 1 |  | PPK¦SelectPro¦VDI3805¦Internet_EU |  |  | R515+LR24A | Change-over ball valve | 1400 kPa | 400 kPa |  | EU\Inbox\Combinations\Folder..4/..5\ | 39
109529 | R515/LR24A | R515/LR24A |  | R515 | / | LR24A | Standard actuator | 1 | Scenario 1 |  | PPK¦SelectPro¦VDI3805¦Internet_EU |  |  | R515/LR24A | Change-over ball valve | 1400 kPa | 400 kPa |  | EU\Inbox\Combinations\Folder..4/..5\ | 41
109532 | R515+LR24A-MP | R515+LR24A-MP |  | R515 | + | LR24A-MP | Communicative actuator | 0 | Scenario 1 |  | PPK¦SelectPro¦VDI3805¦Internet_EU |  |  | R515+LR24A-MP | Change-over ball valve | 1400 kPa | 400 kPa |  | EU\Inbox\Combinations\Folder..4/..5\ | 39
109533 | R515/LR24A-MP | R515/LR24A-MP |  | R515 | / | LR24A-MP | Communicative actuator | 0 | Scenario 1 |  | PPK¦SelectPro¦VDI3805¦Internet_EU |  |  | R515/LR24A-MP | Change-over ball valve | 1400 kPa | 400 kPa |  | EU\Inbox\Combinations\Folder..4/..5\ | 39
109534 | R515+LR24A-S | R515+LR24A-S |  | R515 | + | LR24A-S | Standard actuator | 0 | Scenario 1 |  | PPK¦SelectPro¦VDI3805¦Internet_EU |  |  | R515+LR24A-S | Change-over ball valve | 1400 kPa | 400 kPa |  | EU\Inbox\Combinations\Folder..4/..5\ | 39
109535 | R515/LR24A-S | R515/LR24A-S |  | R515 | / | LR24A-S | Standard actuator | 0 | Scenario 1 |  | PPK¦SelectPro¦VDI3805¦Internet_EU |  |  | R515/LR24A-S | Change-over ball valve | 1400 kPa | 400 kPa |  | EU\Inbox\Combinations\Folder..4/..5\ | 39
109538 | R515+LRF230 | R515+LRF230 |  | R515 | + | LRF230 | Actuator with emergency control function | 1 | Scenario 1 |  | PPK¦SelectPro¦VDI3805¦Internet_EU |  |  | R515+LRF230 | Change-over ball valve | 1400 kPa | 400 kPa |  | EU\Inbox\Combinations\Folder..4/..5\ | 40
109539 | R515/LRF230 | R515/LRF230 |  | R515 | / | LRF230 | Actuator with emergency control function | 1 | Scenario 1 |  | PPK¦SelectPro¦VDI3805¦Internet_EU |  |  | R515/LRF230 | Change-over ball valve | 1400 kPa | 400 kPa |  | EU\Inbox\Combinations\Folder..4/..5\ | 42
109546 | R515+LRF24 | R515+LRF24 |  | R515 | + | LRF24 | Actuator with emergency control function | 1 | Scenario 1 |  | PPK¦SelectPro¦VDI3805¦Internet_EU |  |  | R515+LRF24 | Change-over ball valve | 1400 kPa | 400 kPa |  | EU\Inbox\Combinations\Folder..4/..5\ | 41
109547 | R515/LRF24 | R515/LRF24 |  | R515 | / | LRF24 | Actuator with emergency control function | 1 | Scenario 1 |  | PPK¦SelectPro¦VDI3805¦Internet_EU |  |  | R515/LRF24 | Change-over ball valve | 1400 kPa | 400 kPa |  | EU\Inbox\Combinations\Folder..4/..5\ | 41
109682 | R410+LR230A | R410+LR230A |  | R410 | + | LR230A | Standard actuator | 1 | Scenario 2 |  | PPK¦SelectPro¦VDI3805¦Internet_EU |  |  | R410+LR230A | Characterised control valve | 1400 kPa | 200 kPa |  | EU\Inbox\Combinations\Folder..4/..5\ | 37
109683 | R410/LR230A | R410/LR230A |  | R410 | / | LR230A | Standard actuator | 1 | Scenario 2 |  | PPK¦SelectPro¦VDI3805¦Internet_EU |  |  | R410/LR230A | Characterised control valve | 1400 kPa | 200 kPa |  | EU\Inbox\Combinations\Folder..4/..5\ | 38
109684 | R410+LR230A-S | R410+LR230A-S |  | R410 | + | LR230A-S | Standard actuator | 0 | Scenario 2 |  | PPK¦SelectPro¦VDI3805¦Internet_EU |  |  | R410+LR230A-S | Characterised control valve | 1400 kPa | 200 kPa |  | EU\Inbox\Combinations\Folder..4/..5\ | 38
109685 | R410/LR230A-S | R410/LR230A-S |  | R410 | / | LR230A-S | Standard actuator | 0 | Scenario 2 |  | PPK¦SelectPro¦VDI3805¦Internet_EU |  |  | R410/LR230A-S | Characterised control valve | 1400 kPa | 200 kPa |  | EU\Inbox\Combinations\Folder..4/..5\ | 37
109686 | R410+LR24A | R410+LR24A |  | R410 | + | LR24A | Standard actuator | 1 | Scenario 2 |  | PPK¦SelectPro¦VDI3805¦Internet_EU |  |  | R410+LR24A | Characterised control valve | 1400 kPa | 200 kPa |  | EU\Inbox\Combinations\Folder..4/..5\ | 38
109687 | R410/LR24A | R410/LR24A |  | R410 | / | LR24A | Standard actuator | 1 | Scenario 2 |  | PPK¦SelectPro¦VDI3805¦Internet_EU |  |  | R410/LR24A | Characterised control valve | 1400 kPa | 200 kPa |  | EU\Inbox\Combinations\Folder..4/..5\ | 36
109690 | R410+LR24A-MP | R410+LR24A-MP |  | R410 | + | LR24A-MP | Communicative actuator | 0 | Scenario 2 |  | PPK¦SelectPro¦VDI3805¦Internet_EU |  |  | R410+LR24A-MP | Characterised control valve | 1400 kPa | 200 kPa |  | EU\Inbox\Combinations\Folder..4/..5\ | 37
109691 | R410/LR24A-MP | R410/LR24A-MP |  | R410 | / | LR24A-MP | Communicative actuator | 0 | Scenario 2 |  | PPK¦SelectPro¦VDI3805¦Internet_EU |  |  | R410/LR24A-MP | Characterised control valve | 1400 kPa | 200 kPa |  | EU\Inbox\Combinations\Folder..4/..5\ | 37
109692 | R410+LR24A-S | R410+LR24A-S |  | R410 | + | LR24A-S | Standard actuator | 0 | Scenario 2 |  | PPK¦SelectPro¦VDI3805¦Internet_EU |  |  | R410+LR24A-S | Characterised control valve | 1400 kPa | 200 kPa |  | EU\Inbox\Combinations\Folder..4/..5\ | 37
109693 | R410/LR24A-S | R410/LR24A-S |  | R410 | / | LR24A-S | Standard actuator | 0 | Scenario 2 |  | PPK¦SelectPro¦VDI3805¦Internet_EU |  |  | R410/LR24A-S | Characterised control valve | 1400 kPa | 200 kPa |  | EU\Inbox\Combinations\Folder..4/..5\ | 36
109694 | R410+LR24A-SR | R410+LR24A-SR |  | R410 | + | LR24A-SR | Standard actuator | 1 | Scenario 2 |  | PPK¦SelectPro¦VDI3805¦Internet_EU |  |  | R410+LR24A-SR | Characterised control valve | 1400 kPa | 200 kPa |  | EU\Inbox\Combinations\Folder..4/..5\ | 37
109695 | R410/LR24A-SR | R410/LR24A-SR |  | R410 | / | LR24A-SR | Standard actuator | 1 | Scenario 2 |  | PPK¦SelectPro¦VDI3805¦Internet_EU |  |  | R410/LR24A-SR | Characterised control valve | 1400 kPa | 200 kPa |  | EU\Inbox\Combinations\Folder..4/..5\ | 38
109698 | R410+LRC24A-SR | R410+LRC24A-SR |  | R410 | + | LRC24A-SR | Fast runner | 1 | Scenario 2 |  | PPK¦SelectPro¦VDI3805¦Internet_EU |  |  | R410+LRC24A-SR | Characterised control valve | 1400 kPa | 200 kPa |  | EU\Inbox\Combinations\Folder..4/..5\ | 37
109699 | R410/LRC24A-SR | R410/LRC24A-SR |  | R410 | / | LRC24A-SR | Fast runner | 1 | Scenario 2 |  | PPK¦SelectPro¦VDI3805¦Internet_EU |  |  | R410/LRC24A-SR | Characterised control valve | 1400 kPa | 200 kPa |  | EU\Inbox\Combinations\Folder..4/..5\ | 36
109778 | R517+LR230A | R517+LR230A |  | R517 | + | LR230A | Standard actuator | 1 | Scenario 2 |  | PPK¦SelectPro¦VDI3805¦Internet_EU |  |  | R517+LR230A | Characterised control valve | 1400 kPa | 200 kPa |  | EU\Inbox\Combinations\Folder..4/..5\ | 38
109779 | R517/LR230A | R517/LR230A |  | R517 | / | LR230A | Standard actuator | 1 | Scenario 2 |  | PPK¦SelectPro¦VDI3805¦Internet_EU |  |  | R517/LR230A | Characterised control valve | 1400 kPa | 200 kPa |  | EU\Inbox\Combinations\Folder..4/..5\ | 35
109780 | R517+LR230A-S | R517+LR230A-S |  | R517 | + | LR230A-S | Standard actuator | 0 | Scenario 2 |  | PPK¦SelectPro¦VDI3805¦Internet_EU |  |  | R517+LR230A-S | Characterised control valve | 1400 kPa | 200 kPa |  | EU\Inbox\Combinations\Folder..4/..5\ | 37
109781 | R517/LR230A-S | R517/LR230A-S |  | R517 | / | LR230A-S | Standard actuator | 0 | Scenario 2 |  | PPK¦SelectPro¦VDI3805¦Internet_EU |  |  | R517/LR230A-S | Characterised control valve | 1400 kPa | 200 kPa |  | EU\Inbox\Combinations\Folder..4/..5\ | 36
109782 | R517+LR24A | R517+LR24A |  | R517 | + | LR24A | Standard actuator | 1 | Scenario 2 |  | PPK¦SelectPro¦VDI3805¦Internet_EU |  |  | R517+LR24A | Characterised control valve | 1400 kPa | 200 kPa |  | EU\Inbox\Combinations\Folder..4/..5\ | 36
109783 | R517/LR24A | R517/LR24A |  | R517 | / | LR24A | Standard actuator | 1 | Scenario 2 |  | PPK¦SelectPro¦VDI3805¦Internet_EU |  |  | R517/LR24A | Characterised control valve | 1400 kPa | 200 kPa |  | EU\Inbox\Combinations\Folder..4/..5\ | 37
109786 | R517+LR24A-MP | R517+LR24A-MP |  | R517 | + | LR24A-MP | Communicative actuator | 0 | Scenario 2 |  | PPK¦SelectPro¦VDI3805¦Internet_EU |  |  | R517+LR24A-MP | Characterised control valve | 1400 kPa | 200 kPa |  | EU\Inbox\Combinations\Folder..4/..5\ | 37
109787 | R517/LR24A-MP | R517/LR24A-MP |  | R517 | / | LR24A-MP | Communicative actuator | 0 | Scenario 2 |  | PPK¦SelectPro¦VDI3805¦Internet_EU |  |  | R517/LR24A-MP | Characterised control valve | 1400 kPa | 200 kPa |  | EU\Inbox\Combinations\Folder..4/..5\ | 35
109788 | R517+LR24A-S | R517+LR24A-S |  | R517 | + | LR24A-S | Standard actuator | 0 | Scenario 2 |  | PPK¦SelectPro¦VDI3805¦Internet_EU |  |  | R517+LR24A-S | Characterised control valve | 1400 kPa | 200 kPa |  | EU\Inbox\Combinations\Folder..4/..5\ | 38
109789 | R517/LR24A-S | R517/LR24A-S |  | R517 | / | LR24A-S | Standard actuator | 0 | Scenario 2 |  | PPK¦SelectPro¦VDI3805¦Internet_EU |  |  | R517/LR24A-S | Characterised control valve | 1400 kPa | 200 kPa |  | EU\Inbox\Combinations\Folder..4/..5\ | 37
109790 | R517+LR24A-SR | R517+LR24A-SR |  | R517 | + | LR24A-SR | Standard actuator | 1 | Scenario 2 |  | PPK¦SelectPro¦VDI3805¦Internet_EU |  |  | R517+LR24A-SR | Characterised control valve | 1400 kPa | 200 kPa |  | EU\Inbox\Combinations\Folder..4/..5\ | 36
109791 | R517/LR24A-SR | R517/LR24A-SR |  | R517 | / | LR24A-SR | Standard actuator | 1 | Scenario 2 |  | PPK¦SelectPro¦VDI3805¦Internet_EU |  |  | R517/LR24A-SR | Characterised control valve | 1400 kPa | 200 kPa |  | EU\Inbox\Combinations\Folder..4/..5\ | 38
109794 | R517+LRC24A-SR | R517+LRC24A-SR |  | R517 | + | LRC24A-SR | Fast runner | 1 | Scenario 2 |  | PPK¦SelectPro¦VDI3805¦Internet_EU |  |  | R517+LRC24A-SR | Characterised control valve | 1400 kPa | 200 kPa |  | EU\Inbox\Combinations\Folder..4/..5\ | 35
109795 | R517/LRC24A-SR | R517/LRC24A-SR |  | R517 | / | LRC24A-SR | Fast runner | 1 | Scenario 2 |  | PPK¦SelectPro¦VDI3805¦Internet_EU |  |  | R517/LRC24A-SR | Characterised control valve | 1400 kPa | 200 kPa |  | EU\Inbox\Combinations\Folder..4/..5\ | 38
109876 | R518+LR230A | R518+LR230A |  | R518 | + | LR230A | Standard actuator | 1 | Scenario 2 |  | PPK¦SelectPro¦VDI3805¦Internet_EU |  |  | R518+LR230A | Characterised control valve | 1400 kPa | 200 kPa |  | EU\Inbox\Combinations\Folder..4/..5\ | 39
109877 | R518/LR230A | R518/LR230A |  | R518 | / | LR230A | Standard actuator | 1 | Scenario 2 |  | PPK¦SelectPro¦VDI3805¦Internet_EU |  |  | R518/LR230A | Characterised control valve | 1400 kPa | 200 kPa |  | EU\Inbox\Combinations\Folder..4/..5\ | 38
109878 | R518+LR230A-S | R518+LR230A-S |  | R518 | + | LR230A-S | Standard actuator | 0 | Scenario 2 |  | PPK¦SelectPro¦VDI3805¦Internet_EU |  |  | R518+LR230A-S | Characterised control valve | 1400 kPa | 200 kPa |  | EU\Inbox\Combinations\Folder..4/..5\ | 39
109879 | R518/LR230A-S | R518/LR230A-S |  | R518 | / | LR230A-S | Standard actuator | 0 | Scenario 2 |  | PPK¦SelectPro¦VDI3805¦Internet_EU |  |  | R518/LR230A-S | Characterised control valve | 1400 kPa | 200 kPa |  | EU\Inbox\Combinations\Folder..4/..5\ | 39
109880 | R518+LR24A | R518+LR24A |  | R518 | + | LR24A | Standard actuator | 1 | Scenario 2 |  | PPK¦SelectPro¦VDI3805¦Internet_EU |  |  | R518+LR24A | Characterised control valve | 1400 kPa | 200 kPa |  | EU\Inbox\Combinations\Folder..4/..5\ | 37
109881 | R518/LR24A | R518/LR24A |  | R518 | / | LR24A | Standard actuator | 1 | Scenario 2 |  | PPK¦SelectPro¦VDI3805¦Internet_EU |  |  | R518/LR24A | Characterised control valve | 1400 kPa | 200 kPa |  | EU\Inbox\Combinations\Folder..4/..5\ | 39
109964 | R411+LR230A | R411+LR230A |  | R411 | + | LR230A | Standard actuator | 1 | Scenario 2 |  | PPK¦SelectPro¦VDI3805¦Internet_EU |  |  | R411+LR230A | Characterised control valve | 1400 kPa | 200 kPa |  | EU\Inbox\Combinations\Folder..4/..5\ | 38
109965 | R411/LR230A | R411/LR230A |  | R411 | / | LR230A | Standard actuator | 1 | Scenario 2 |  | PPK¦SelectPro¦VDI3805¦Internet_EU |  |  | R411/LR230A | Characterised control valve | 1400 kPa | 200 kPa |  | EU\Inbox\Combinations\Folder..4/..5\ | 38
109966 | R411+LR230A-S | R411+LR230A-S |  | R411 | + | LR230A-S | Standard actuator | 0 | Scenario 2 |  | PPK¦SelectPro¦VDI3805¦Internet_EU |  |  | R411+LR230A-S | Characterised control valve | 1400 kPa | 200 kPa |  | EU\Inbox\Combinations\Folder..4/..5\ | 38
109967 | R411/LR230A-S | R411/LR230A-S |  | R411 | / | LR230A-S | Standard actuator | 0 | Scenario 2 |  | PPK¦SelectPro¦VDI3805¦Internet_EU |  |  | R411/LR230A-S | Characterised control valve | 1400 kPa | 200 kPa |  | EU\Inbox\Combinations\Folder..4/..5\ | 38
109968 | R411+LR24A | R411+LR24A |  | R411 | + | LR24A | Standard actuator | 1 | Scenario 2 |  | PPK¦SelectPro¦VDI3805¦Internet_EU |  |  | R411+LR24A | Characterised control valve | 1400 kPa | 200 kPa |  | EU\Inbox\Combinations\Folder..4/..5\ | 38
109969 | R411/LR24A | R411/LR24A |  | R411 | / | LR24A | Standard actuator | 1 | Scenario 2 |  | PPK¦SelectPro¦VDI3805¦Internet_EU |  |  | R411/LR24A | Characterised control valve | 1400 kPa | 200 kPa |  | EU\Inbox\Combinations\Folder..4/..5\ | 38
109972 | R411+LR24A-MP | R411+LR24A-MP |  | R411 | + | LR24A-MP | Communicative actuator | 0 | Scenario 2 |  | PPK¦SelectPro¦VDI3805¦Internet_EU |  |  | R411+LR24A-MP | Characterised control valve | 1400 kPa | 200 kPa |  | EU\Inbox\Combinations\Folder..4/..5\ | 37
109973 | R411/LR24A-MP | R411/LR24A-MP |  | R411 | / | LR24A-MP | Communicative actuator | 0 | Scenario 2 |  | PPK¦SelectPro¦VDI3805¦Internet_EU |  |  | R411/LR24A-MP | Characterised control valve | 1400 kPa | 200 kPa |  | EU\Inbox\Combinations\Folder..4/..5\ | 37
109974 | R411+LR24A-S | R411+LR24A-S |  | R411 | + | LR24A-S | Standard actuator | 0 | Scenario 2 |  | PPK¦SelectPro¦VDI3805¦Internet_EU |  |  | R411+LR24A-S | Characterised control valve | 1400 kPa | 200 kPa |  | EU\Inbox\Combinations\Folder..4/..5\ | 38
109975 | R411/LR24A-S | R411/LR24A-S |  | R411 | / | LR24A-S | Standard actuator | 0 | Scenario 2 |  | PPK¦SelectPro¦VDI3805¦Internet_EU |  |  | R411/LR24A-S | Characterised control valve | 1400 kPa | 200 kPa |  | EU\Inbox\Combinations\Folder..4/..5\ | 38
109976 | R411+LR24A-SR | R411+LR24A-SR |  | R411 | + | LR24A-SR | Standard actuator | 1 | Scenario 2 |  | PPK¦SelectPro¦VDI3805¦Internet_EU |  |  | R411+LR24A-SR | Characterised control valve | 1400 kPa | 200 kPa |  | EU\Inbox\Combinations\Folder..4/..5\ | 38
109977 | R411/LR24A-SR | R411/LR24A-SR |  | R411 | / | LR24A-SR | Standard actuator | 1 | Scenario 2 |  | PPK¦SelectPro¦VDI3805¦Internet_EU |  |  | R411/LR24A-SR | Characterised control valve | 1400 kPa | 200 kPa |  | EU\Inbox\Combinations\Folder..4/..5\ | 38
109980 | R411+LRC24A-SR | R411+LRC24A-SR |  | R411 | + | LRC24A-SR | Fast runner | 1 | Scenario 2 |  | PPK¦SelectPro¦VDI3805¦Internet_EU |  |  | R411+LRC24A-SR | Characterised control valve | 1400 kPa | 200 kPa |  | EU\Inbox\Combinations\Folder..4/..5\ | 38
109981 | R411/LRC24A-SR | R411/LRC24A-SR |  | R411 | / | LRC24A-SR | Fast runner | 1 | Scenario 2 |  | PPK¦SelectPro¦VDI3805¦Internet_EU |  |  | R411/LRC24A-SR | Characterised control valve | 1400 kPa | 200 kPa |  | EU\Inbox\Combinations\Folder..4/..5\ | 38
110054 | R518+LR24A-MP | R518+LR24A-MP |  | R518 | + | LR24A-MP | Communicative actuator | 0 | Scenario 2 |  | PPK¦SelectPro¦VDI3805¦Internet_EU |  |  | R518+LR24A-MP | Characterised control valve | 1400 kPa | 200 kPa |  | EU\Inbox\Combinations\Folder..4/..5\ | 39
110055 | R518/LR24A-MP | R518/LR24A-MP |  | R518 | / | LR24A-MP | Communicative actuator | 0 | Scenario 2 |  | PPK¦SelectPro¦VDI3805¦Internet_EU |  |  | R518/LR24A-MP | Characterised control valve | 1400 kPa | 200 kPa |  | EU\Inbox\Combinations\Folder..4/..5\ | 39
110056 | R518+LR24A-S | R518+LR24A-S |  | R518 | + | LR24A-S | Standard actuator | 0 | Scenario 2 |  | PPK¦SelectPro¦VDI3805¦Internet_EU |  |  | R518+LR24A-S | Characterised control valve | 1400 kPa | 200 kPa |  | EU\Inbox\Combinations\Folder..4/..5\ | 40
110057 | R518/LR24A-S | R518/LR24A-S |  | R518 | / | LR24A-S | Standard actuator | 0 | Scenario 2 |  | PPK¦SelectPro¦VDI3805¦Internet_EU |  |  | R518/LR24A-S | Characterised control valve | 1400 kPa | 200 kPa |  | EU\Inbox\Combinations\Folder..4/..5\ | 40
110058 | R518+LR24A-SR | R518+LR24A-SR |  | R518 | + | LR24A-SR | Standard actuator | 1 | Scenario 2 |  | PPK¦SelectPro¦VDI3805¦Internet_EU |  |  | R518+LR24A-SR | Characterised control valve | 1400 kPa | 200 kPa |  | EU\Inbox\Combinations\Folder..4/..5\ | 40
110059 | R518/LR24A-SR | R518/LR24A-SR |  | R518 | / | LR24A-SR | Standard actuator | 1 | Scenario 2 |  | PPK¦SelectPro¦VDI3805¦Internet_EU |  |  | R518/LR24A-SR | Characterised control valve | 1400 kPa | 200 kPa |  | EU\Inbox\Combinations\Folder..4/..5\ | 40
110062 | R518+LRC24A-SR | R518+LRC24A-SR |  | R518 | + | LRC24A-SR | Fast runner | 1 | Scenario 2 |  | PPK¦SelectPro¦VDI3805¦Internet_EU |  |  | R518+LRC24A-SR | Characterised control valve | 1400 kPa | 200 kPa |  | EU\Inbox\Combinations\Folder..4/..5\ | 40
110063 | R518/LRC24A-SR | R518/LRC24A-SR |  | R518 | / | LRC24A-SR | Fast runner | 1 | Scenario 2 |  | PPK¦SelectPro¦VDI3805¦Internet_EU |  |  | R518/LRC24A-SR | Characterised control valve | 1400 kPa | 200 kPa |  | EU\Inbox\Combinations\Folder..4/..5\ | 40
110140 | R520+LR230A | R520+LR230A |  | R520 | + | LR230A | Standard actuator | 1 | Scenario 1 |  | PPK¦SelectPro¦VDI3805¦Internet_EU |  |  | R520+LR230A | Change-over ball valve | 1400 kPa | 400 kPa |  | EU\Inbox\Combinations\Folder..4/..5\ | 41
110141 | R520/LR230A | R520/LR230A |  | R520 | / | LR230A | Standard actuator | 1 | Scenario 1 |  | PPK¦SelectPro¦VDI3805¦Internet_EU |  |  | R520/LR230A | Change-over ball valve | 1400 kPa | 400 kPa |  | EU\Inbox\Combinations\Folder..4/..5\ | 42
110142 | R520+LR230A-S | R520+LR230A-S |  | R520 | + | LR230A-S | Standard actuator | 0 | Scenario 1 |  | PPK¦SelectPro¦VDI3805¦Internet_EU |  |  | R520+LR230A-S | Change-over ball valve | 1400 kPa | 400 kPa |  | EU\Inbox\Combinations\Folder..4/..5\ | 40
110143 | R520/LR230A-S | R520/LR230A-S |  | R520 | / | LR230A-S | Standard actuator | 0 | Scenario 1 |  | PPK¦SelectPro¦VDI3805¦Internet_EU |  |  | R520/LR230A-S | Change-over ball valve | 1400 kPa | 400 kPa |  | EU\Inbox\Combinations\Folder..4/..5\ | 41
110144 | R520+LR24A | R520+LR24A |  | R520 | + | LR24A | Standard actuator | 1 | Scenario 1 |  | PPK¦SelectPro¦VDI3805¦Internet_EU |  |  | R520+LR24A | Change-over ball valve | 1400 kPa | 400 kPa |  | EU\Inbox\Combinations\Folder..4/..5\ | 42
110145 | R520/LR24A | R520/LR24A |  | R520 | / | LR24A | Standard actuator | 1 | Scenario 1 |  | PPK¦SelectPro¦VDI3805¦Internet_EU |  |  | R520/LR24A | Change-over ball valve | 1400 kPa | 400 kPa |  | EU\Inbox\Combinations\Folder..4/..5\ | 42
110148 | R520+LR24A-MP | R520+LR24A-MP |  | R520 | + | LR24A-MP | Communicative actuator | 0 | Scenario 1 |  | PPK¦SelectPro¦VDI3805¦Internet_EU |  |  | R520+LR24A-MP | Change-over ball valve | 1400 kPa | 400 kPa |  | EU\Inbox\Combinations\Folder..4/..5\ | 40
110149 | R520/LR24A-MP | R520/LR24A-MP |  | R520 | / | LR24A-MP | Communicative actuator | 0 | Scenario 1 |  | PPK¦SelectPro¦VDI3805¦Internet_EU |  |  | R520/LR24A-MP | Change-over ball valve | 1400 kPa | 400 kPa |  | EU\Inbox\Combinations\Folder..4/..5\ | 39
110150 | R520+LR24A-S | R520+LR24A-S |  | R520 | + | LR24A-S | Standard actuator | 0 | Scenario 1 |  | PPK¦SelectPro¦VDI3805¦Internet_EU |  |  | R520+LR24A-S | Change-over ball valve | 1400 kPa | 400 kPa |  | EU\Inbox\Combinations\Folder..4/..5\ | 41
110151 | R520/LR24A-S | R520/LR24A-S |  | R520 | / | LR24A-S | Standard actuator | 0 | Scenario 1 |  | PPK¦SelectPro¦VDI3805¦Internet_EU |  |  | R520/LR24A-S | Change-over ball valve | 1400 kPa | 400 kPa |  | EU\Inbox\Combinations\Folder..4/..5\ | 41
110154 | R520+LRF230 | R520+LRF230 |  | R520 | + | LRF230 | Actuator with emergency control function | 1 | Scenario 1 |  | PPK¦SelectPro¦VDI3805¦Internet_EU |  |  | R520+LRF230 | Change-over ball valve | 1400 kPa | 400 kPa |  | EU\Inbox\Combinations\Folder..4/..5\ | 42
110155 | R520/LRF230 | R520/LRF230 |  | R520 | / | LRF230 | Actuator with emergency control function | 1 | Scenario 1 |  | PPK¦SelectPro¦VDI3805¦Internet_EU |  |  | R520/LRF230 | Change-over ball valve | 1400 kPa | 400 kPa |  | EU\Inbox\Combinations\Folder..4/..5\ | 42
110162 | R520+LRF24 | R520+LRF24 |  | R520 | + | LRF24 | Actuator with emergency control function | 1 | Scenario 1 |  | PPK¦SelectPro¦VDI3805¦Internet_EU |  |  | R520+LRF24 | Change-over ball valve | 1400 kPa | 400 kPa |  | EU\Inbox\Combinations\Folder..4/..5\ | 41
110163 | R520/LRF24 | R520/LRF24 |  | R520 | / | LRF24 | Actuator with emergency control function | 1 | Scenario 1 |  | PPK¦SelectPro¦VDI3805¦Internet_EU |  |  | R520/LRF24 | Change-over ball valve | 1400 kPa | 400 kPa |  | EU\Inbox\Combinations\Folder..4/..5\ | 41
110242 | R412+LR230A | R412+LR230A |  | R412 | + | LR230A | Standard actuator | 1 | Scenario 2 |  | PPK¦SelectPro¦VDI3805¦Internet_EU |  |  | R412+LR230A | Characterised control valve | 1400 kPa | 200 kPa |  | EU\Inbox\Combinations\Folder..4/..5\ | 40
110243 | R412/LR230A | R412/LR230A |  | R412 | / | LR230A | Standard actuator | 1 | Scenario 2 |  | PPK¦SelectPro¦VDI3805¦Internet_EU |  |  | R412/LR230A | Characterised control valve | 1400 kPa | 200 kPa |  | EU\Inbox\Combinations\Folder..4/..5\ | 40
110244 | R412+LR230A-S | R412+LR230A-S |  | R412 | + | LR230A-S | Standard actuator | 0 | Scenario 2 |  | PPK¦SelectPro¦VDI3805¦Internet_EU |  |  | R412+LR230A-S | Characterised control valve | 1400 kPa | 200 kPa |  | EU\Inbox\Combinations\Folder..4/..5\ | 40
110245 | R412/LR230A-S | R412/LR230A-S |  | R412 | / | LR230A-S | Standard actuator | 0 | Scenario 2 |  | PPK¦SelectPro¦VDI3805¦Internet_EU |  |  | R412/LR230A-S | Characterised control valve | 1400 kPa | 200 kPa |  | EU\Inbox\Combinations\Folder..4/..5\ | 40
110246 | R412+LR24A | R412+LR24A |  | R412 | + | LR24A | Standard actuator | 1 | Scenario 2 |  | PPK¦SelectPro¦VDI3805¦Internet_EU |  |  | R412+LR24A | Characterised control valve | 1400 kPa | 200 kPa |  | EU\Inbox\Combinations\Folder..4/..5\ | 40
110247 | R412/LR24A | R412/LR24A |  | R412 | / | LR24A | Standard actuator | 1 | Scenario 2 |  | PPK¦SelectPro¦VDI3805¦Internet_EU |  |  | R412/LR24A | Characterised control valve | 1400 kPa | 200 kPa |  | EU\Inbox\Combinations\Folder..4/..5\ | 40
110250 | R412+LR24A-MP | R412+LR24A-MP |  | R412 | + | LR24A-MP | Communicative actuator | 0 | Scenario 2 |  | PPK¦SelectPro¦VDI3805¦Internet_EU |  |  | R412+LR24A-MP | Characterised control valve | 1400 kPa | 200 kPa |  | EU\Inbox\Combinations\Folder..4/..5\ | 39
110251 | R412/LR24A-MP | R412/LR24A-MP |  | R412 | / | LR24A-MP | Communicative actuator | 0 | Scenario 2 |  | PPK¦SelectPro¦VDI3805¦Internet_EU |  |  | R412/LR24A-MP | Characterised control valve | 1400 kPa | 200 kPa |  | EU\Inbox\Combinations\Folder..4/..5\ | 39
110252 | R412+LR24A-S | R412+LR24A-S |  | R412 | + | LR24A-S | Standard actuator | 0 | Scenario 2 |  | PPK¦SelectPro¦VDI3805¦Internet_EU |  |  | R412+LR24A-S | Characterised control valve | 1400 kPa | 200 kPa |  | EU\Inbox\Combinations\Folder..4/..5\ | 40
110253 | R412/LR24A-S | R412/LR24A-S |  | R412 | / | LR24A-S | Standard actuator | 0 | Scenario 2 |  | PPK¦SelectPro¦VDI3805¦Internet_EU |  |  | R412/LR24A-S | Characterised control valve | 1400 kPa | 200 kPa |  | EU\Inbox\Combinations\Folder..4/..5\ | 40
110254 | R412+LR24A-SR | R412+LR24A-SR |  | R412 | + | LR24A-SR | Standard actuator | 1 | Scenario 2 |  | PPK¦SelectPro¦VDI3805¦Internet_EU |  |  | R412+LR24A-SR | Characterised control valve | 1400 kPa | 200 kPa |  | EU\Inbox\Combinations\Folder..4/..5\ | 40
110255 | R412/LR24A-SR | R412/LR24A-SR |  | R412 | / | LR24A-SR | Standard actuator | 1 | Scenario 2 |  | PPK¦SelectPro¦VDI3805¦Internet_EU |  |  | R412/LR24A-SR | Characterised control valve | 1400 kPa | 200 kPa |  | EU\Inbox\Combinations\Folder..4/..5\ | 40
110258 | R412+LRC24A-SR | R412+LRC24A-SR |  | R412 | + | LRC24A-SR | Fast runner | 1 | Scenario 2 |  | PPK¦SelectPro¦VDI3805¦Internet_EU |  |  | R412+LRC24A-SR | Characterised control valve | 1400 kPa | 200 kPa |  | EU\Inbox\Combinations\Folder..4/..5\ | 40
110259 | R412/LRC24A-SR | R412/LRC24A-SR |  | R412 | / | LRC24A-SR | Fast runner | 1 | Scenario 2 |  | PPK¦SelectPro¦VDI3805¦Internet_EU |  |  | R412/LRC24A-SR | Characterised control valve | 1400 kPa | 200 kPa |  | EU\Inbox\Combinations\Folder..4/..5\ | 40
110362 | R413+LR230A | R413+LR230A |  | R413 | + | LR230A | Standard actuator | 1 | Scenario 2 |  | PPK¦SelectPro¦VDI3805¦Internet_EU |  |  | R413+LR230A | Characterised control valve | 1400 kPa | 200 kPa |  | EU\Inbox\Combinations\Folder..4/..5\ | 40
110363 | R413/LR230A | R413/LR230A |  | R413 | / | LR230A | Standard actuator | 1 | Scenario 2 |  | PPK¦SelectPro¦VDI3805¦Internet_EU |  |  | R413/LR230A | Characterised control valve | 1400 kPa | 200 kPa |  | EU\Inbox\Combinations\Folder..4/..5\ | 40
110364 | R413+LR230A-S | R413+LR230A-S |  | R413 | + | LR230A-S | Standard actuator | 0 | Scenario 2 |  | PPK¦SelectPro¦VDI3805¦Internet_EU |  |  | R413+LR230A-S | Characterised control valve | 1400 kPa | 200 kPa |  | EU\Inbox\Combinations\Folder..4/..5\ | 40
110365 | R413/LR230A-S | R413/LR230A-S |  | R413 | / | LR230A-S | Standard actuator | 0 | Scenario 2 |  | PPK¦SelectPro¦VDI3805¦Internet_EU |  |  | R413/LR230A-S | Characterised control valve | 1400 kPa | 200 kPa |  | EU\Inbox\Combinations\Folder..4/..5\ | 40
110366 | R413+LR24A | R413+LR24A |  | R413 | + | LR24A | Standard actuator | 1 | Scenario 2 |  | PPK¦SelectPro¦VDI3805¦Internet_EU |  |  | R413+LR24A | Characterised control valve | 1400 kPa | 200 kPa |  | EU\Inbox\Combinations\Folder..4/..5\ | 40
110367 | R413/LR24A | R413/LR24A |  | R413 | / | LR24A | Standard actuator | 1 | Scenario 2 |  | PPK¦SelectPro¦VDI3805¦Internet_EU |  |  | R413/LR24A | Characterised control valve | 1400 kPa | 200 kPa |  | EU\Inbox\Combinations\Folder..4/..5\ | 40
110370 | R413+LR24A-MP | R413+LR24A-MP |  | R413 | + | LR24A-MP | Communicative actuator | 0 | Scenario 2 |  | PPK¦SelectPro¦VDI3805¦Internet_EU |  |  | R413+LR24A-MP | Characterised control valve | 1400 kPa | 200 kPa |  | EU\Inbox\Combinations\Folder..4/..5\ | 39
110371 | R413/LR24A-MP | R413/LR24A-MP |  | R413 | / | LR24A-MP | Communicative actuator | 0 | Scenario 2 |  | PPK¦SelectPro¦VDI3805¦Internet_EU |  |  | R413/LR24A-MP | Characterised control valve | 1400 kPa | 200 kPa |  | EU\Inbox\Combinations\Folder..4/..5\ | 39
110372 | R413+LR24A-S | R413+LR24A-S |  | R413 | + | LR24A-S | Standard actuator | 0 | Scenario 2 |  | PPK¦SelectPro¦VDI3805¦Internet_EU |  |  | R413+LR24A-S | Characterised control valve | 1400 kPa | 200 kPa |  | EU\Inbox\Combinations\Folder..4/..5\ | 40
110373 | R413/LR24A-S | R413/LR24A-S |  | R413 | / | LR24A-S | Standard actuator | 0 | Scenario 2 |  | PPK¦SelectPro¦VDI3805¦Internet_EU |  |  | R413/LR24A-S | Characterised control valve | 1400 kPa | 200 kPa |  | EU\Inbox\Combinations\Folder..4/..5\ | 40
110374 | R413+LR24A-SR | R413+LR24A-SR |  | R413 | + | LR24A-SR | Standard actuator | 1 | Scenario 2 |  | PPK¦SelectPro¦VDI3805¦Internet_EU |  |  | R413+LR24A-SR | Characterised control valve | 1400 kPa | 200 kPa |  | EU\Inbox\Combinations\Folder..4/..5\ | 40
110375 | R413/LR24A-SR | R413/LR24A-SR |  | R413 | / | LR24A-SR | Standard actuator | 1 | Scenario 2 |  | PPK¦SelectPro¦VDI3805¦Internet_EU |  |  | R413/LR24A-SR | Characterised control valve | 1400 kPa | 200 kPa |  | EU\Inbox\Combinations\Folder..4/..5\ | 40
110378 | R413+LRC24A-SR | R413+LRC24A-SR |  | R413 | + | LRC24A-SR | Fast runner | 1 | Scenario 2 |  | PPK¦SelectPro¦VDI3805¦Internet_EU |  |  | R413+LRC24A-SR | Characterised control valve | 1400 kPa | 200 kPa |  | EU\Inbox\Combinations\Folder..4/..5\ | 40
110379 | R413/LRC24A-SR | R413/LRC24A-SR |  | R413 | / | LRC24A-SR | Fast runner | 1 | Scenario 2 |  | PPK¦SelectPro¦VDI3805¦Internet_EU |  |  | R413/LRC24A-SR | Characterised control valve | 1400 kPa | 200 kPa |  | EU\Inbox\Combinations\Folder..4/..5\ | 40
110482 | R414+LR230A | R414+LR230A |  | R414 | + | LR230A | Standard actuator | 1 | Scenario 2 |  | PPK¦SelectPro¦VDI3805¦Internet_EU |  |  | R414+LR230A | Characterised control valve | 1400 kPa | 200 kPa |  | EU\Inbox\Combinations\Folder..4/..5\ | 36
110483 | R414/LR230A | R414/LR230A |  | R414 | / | LR230A | Standard actuator | 1 | Scenario 2 |  | PPK¦SelectPro¦VDI3805¦Internet_EU |  |  | R414/LR230A | Characterised control valve | 1400 kPa | 200 kPa |  | EU\Inbox\Combinations\Folder..4/..5\ | 36
110484 | R414+LR230A-S | R414+LR230A-S |  | R414 | + | LR230A-S | Standard actuator | 0 | Scenario 2 |  | PPK¦SelectPro¦VDI3805¦Internet_EU |  |  | R414+LR230A-S | Characterised control valve | 1400 kPa | 200 kPa |  | EU\Inbox\Combinations\Folder..4/..5\ | 36
110485 | R414/LR230A-S | R414/LR230A-S |  | R414 | / | LR230A-S | Standard actuator | 0 | Scenario 2 |  | PPK¦SelectPro¦VDI3805¦Internet_EU |  |  | R414/LR230A-S | Characterised control valve | 1400 kPa | 200 kPa |  | EU\Inbox\Combinations\Folder..4/..5\ | 36
110486 | R414+LR24A | R414+LR24A |  | R414 | + | LR24A | Standard actuator | 1 | Scenario 2 |  | PPK¦SelectPro¦VDI3805¦Internet_EU |  |  | R414+LR24A | Characterised control valve | 1400 kPa | 200 kPa |  | EU\Inbox\Combinations\Folder..4/..5\ | 36
110487 | R414/LR24A | R414/LR24A |  | R414 | / | LR24A | Standard actuator | 1 | Scenario 2 |  | PPK¦SelectPro¦VDI3805¦Internet_EU |  |  | R414/LR24A | Characterised control valve | 1400 kPa | 200 kPa |  | EU\Inbox\Combinations\Folder..4/..5\ | 37
110490 | R414+LR24A-MP | R414+LR24A-MP |  | R414 | + | LR24A-MP | Communicative actuator | 0 | Scenario 2 |  | PPK¦SelectPro¦VDI3805¦Internet_EU |  |  | R414+LR24A-MP | Characterised control valve | 1400 kPa | 200 kPa |  | EU\Inbox\Combinations\Folder..4/..5\ | 36
110491 | R414/LR24A-MP | R414/LR24A-MP |  | R414 | / | LR24A-MP | Communicative actuator | 0 | Scenario 2 |  | PPK¦SelectPro¦VDI3805¦Internet_EU |  |  | R414/LR24A-MP | Characterised control valve | 1400 kPa | 200 kPa |  | EU\Inbox\Combinations\Folder..4/..5\ | 35
110492 | R414+LR24A-S | R414+LR24A-S |  | R414 | + | LR24A-S | Standard actuator | 0 | Scenario 2 |  | PPK¦SelectPro¦VDI3805¦Internet_EU |  |  | R414+LR24A-S | Characterised control valve | 1400 kPa | 200 kPa |  | EU\Inbox\Combinations\Folder..4/..5\ | 35
110493 | R414/LR24A-S | R414/LR24A-S |  | R414 | / | LR24A-S | Standard actuator | 0 | Scenario 2 |  | PPK¦SelectPro¦VDI3805¦Internet_EU |  |  | R414/LR24A-S | Characterised control valve | 1400 kPa | 200 kPa |  | EU\Inbox\Combinations\Folder..4/..5\ | 37
110494 | R414+LR24A-SR | R414+LR24A-SR |  | R414 | + | LR24A-SR | Standard actuator | 1 | Scenario 2 |  | PPK¦SelectPro¦VDI3805¦Internet_EU |  |  | R414+LR24A-SR | Characterised control valve | 1400 kPa | 200 kPa |  | EU\Inbox\Combinations\Folder..4/..5\ | 37
110495 | R414/LR24A-SR | R414/LR24A-SR |  | R414 | / | LR24A-SR | Standard actuator | 1 | Scenario 2 |  | PPK¦SelectPro¦VDI3805¦Internet_EU |  |  | R414/LR24A-SR | Characterised control valve | 1400 kPa | 200 kPa |  | EU\Inbox\Combinations\Folder..4/..5\ | 37
110498 | R414+LRC24A-SR | R414+LRC24A-SR |  | R414 | + | LRC24A-SR | Fast runner | 1 | Scenario 2 |  | PPK¦SelectPro¦VDI3805¦Internet_EU |  |  | R414+LRC24A-SR | Characterised control valve | 1400 kPa | 200 kPa |  | EU\Inbox\Combinations\Folder..4/..5\ | 36
110499 | R414/LRC24A-SR | R414/LRC24A-SR |  | R414 | / | LRC24A-SR | Fast runner | 1 | Scenario 2 |  | PPK¦SelectPro¦VDI3805¦Internet_EU |  |  | R414/LRC24A-SR | Characterised control valve | 1400 kPa | 200 kPa |  | EU\Inbox\Combinations\Folder..4/..5\ | 36
110588 | R522+LR230A | R522+LR230A |  | R522 | + | LR230A | Standard actuator | 1 | Scenario 2 |  | PPK¦SelectPro¦VDI3805¦Internet_EU |  |  | R522+LR230A | Characterised control valve | 1400 kPa | 200 kPa |  | EU\Inbox\Combinations\Folder..4/..5\ | 38
110589 | R522/LR230A | R522/LR230A |  | R522 | / | LR230A | Standard actuator | 1 | Scenario 2 |  | PPK¦SelectPro¦VDI3805¦Internet_EU |  |  | R522/LR230A | Characterised control valve | 1400 kPa | 200 kPa |  | EU\Inbox\Combinations\Folder..4/..5\ | 36
110590 | R522+LR230A-S | R522+LR230A-S |  | R522 | + | LR230A-S | Standard actuator | 0 | Scenario 2 |  | PPK¦SelectPro¦VDI3805¦Internet_EU |  |  | R522+LR230A-S | Characterised control valve | 1400 kPa | 200 kPa |  | EU\Inbox\Combinations\Folder..4/..5\ | 36
110591 | R522/LR230A-S | R522/LR230A-S |  | R522 | / | LR230A-S | Standard actuator | 0 | Scenario 2 |  | PPK¦SelectPro¦VDI3805¦Internet_EU |  |  | R522/LR230A-S | Characterised control valve | 1400 kPa | 200 kPa |  | EU\Inbox\Combinations\Folder..4/..5\ | 37
110592 | R522+LR24A | R522+LR24A |  | R522 | + | LR24A | Standard actuator | 1 | Scenario 2 |  | PPK¦SelectPro¦VDI3805¦Internet_EU |  |  | R522+LR24A | Characterised control valve | 1400 kPa | 200 kPa |  | EU\Inbox\Combinations\Folder..4/..5\ | 37
110593 | R522/LR24A | R522/LR24A |  | R522 | / | LR24A | Standard actuator | 1 | Scenario 2 |  | PPK¦SelectPro¦VDI3805¦Internet_EU |  |  | R522/LR24A | Characterised control valve | 1400 kPa | 200 kPa |  | EU\Inbox\Combinations\Folder..4/..5\ | 38
110616 | R415+LR230A | R415+LR230A |  | R415 | + | LR230A | Standard actuator | 1 | Scenario 1 |  | PPK¦SelectPro¦VDI3805¦Internet_EU |  |  | R415+LR230A | Open-close ball valve | 1400 kPa | 400 kPa |  | EU\Inbox\Combinations\Folder..4/..5\ | 39
110617 | R415/LR230A | R415/LR230A |  | R415 | / | LR230A | Standard actuator | 1 | Scenario 1 |  | PPK¦SelectPro¦VDI3805¦Internet_EU |  |  | R415/LR230A | Open-close ball valve | 1400 kPa | 400 kPa |  | EU\Inbox\Combinations\Folder..4/..5\ | 39
110618 | R415+LR230A-S | R415+LR230A-S |  | R415 | + | LR230A-S | Standard actuator | 0 | Scenario 1 |  | PPK¦SelectPro¦VDI3805¦Internet_EU |  |  | R415+LR230A-S | Open-close ball valve | 1400 kPa | 400 kPa |  | EU\Inbox\Combinations\Folder..4/..5\ | 38
110619 | R415/LR230A-S | R415/LR230A-S |  | R415 | / | LR230A-S | Standard actuator | 0 | Scenario 1 |  | PPK¦SelectPro¦VDI3805¦Internet_EU |  |  | R415/LR230A-S | Open-close ball valve | 1400 kPa | 400 kPa |  | EU\Inbox\Combinations\Folder..4/..5\ | 38
110620 | R415+LR24A | R415+LR24A |  | R415 | + | LR24A | Standard actuator | 1 | Scenario 1 |  | PPK¦SelectPro¦VDI3805¦Internet_EU |  |  | R415+LR24A | Open-close ball valve | 1400 kPa | 400 kPa |  | EU\Inbox\Combinations\Folder..4/..5\ | 40
110621 | R415/LR24A | R415/LR24A |  | R415 | / | LR24A | Standard actuator | 1 | Scenario 1 |  | PPK¦SelectPro¦VDI3805¦Internet_EU |  |  | R415/LR24A | Open-close ball valve | 1400 kPa | 400 kPa |  | EU\Inbox\Combinations\Folder..4/..5\ | 39
110624 | R415+LR24A-MP | R415+LR24A-MP |  | R415 | + | LR24A-MP | Communicative actuator | 0 | Scenario 1 |  | PPK¦SelectPro¦VDI3805¦Internet_EU |  |  | R415+LR24A-MP | Open-close ball valve | 1400 kPa | 400 kPa |  | EU\Inbox\Combinations\Folder..4/..5\ | 37
110625 | R415/LR24A-MP | R415/LR24A-MP |  | R415 | / | LR24A-MP | Communicative actuator | 0 | Scenario 1 |  | PPK¦SelectPro¦VDI3805¦Internet_EU |  |  | R415/LR24A-MP | Open-close ball valve | 1400 kPa | 400 kPa |  | EU\Inbox\Combinations\Folder..4/..5\ | 37
110626 | R415+LR24A-S | R415+LR24A-S |  | R415 | + | LR24A-S | Standard actuator | 0 | Scenario 1 |  | PPK¦SelectPro¦VDI3805¦Internet_EU |  |  | R415+LR24A-S | Open-close ball valve | 1400 kPa | 400 kPa |  | EU\Inbox\Combinations\Folder..4/..5\ | 39
110627 | R415/LR24A-S | R415/LR24A-S |  | R415 | / | LR24A-S | Standard actuator | 0 | Scenario 1 |  | PPK¦SelectPro¦VDI3805¦Internet_EU |  |  | R415/LR24A-S | Open-close ball valve | 1400 kPa | 400 kPa |  | EU\Inbox\Combinations\Folder..4/..5\ | 38
110630 | R415+LRF230 | R415+LRF230 |  | R415 | + | LRF230 | Actuator with emergency control function | 1 | Scenario 1 |  | PPK¦SelectPro¦VDI3805¦Internet_EU |  |  | R415+LRF230 | Open-close ball valve | 1400 kPa | 400 kPa |  | EU\Inbox\Combinations\Folder..4/..5\ | 40
110631 | R415/LRF230 | R415/LRF230 |  | R415 | / | LRF230 | Actuator with emergency control function | 1 | Scenario 1 |  | PPK¦SelectPro¦VDI3805¦Internet_EU |  |  | R415/LRF230 | Open-close ball valve | 1400 kPa | 400 kPa |  | EU\Inbox\Combinations\Folder..4/..5\ | 41
110638 | R415+LRF24 | R415+LRF24 |  | R415 | + | LRF24 | Actuator with emergency control function | 1 | Scenario 1 |  | PPK¦SelectPro¦VDI3805¦Internet_EU |  |  | R415+LRF24 | Open-close ball valve | 1400 kPa | 400 kPa |  | EU\Inbox\Combinations\Folder..4/..5\ | 39
110639 | R415/LRF24 | R415/LRF24 |  | R415 | / | LRF24 | Actuator with emergency control function | 1 | Scenario 1 |  | PPK¦SelectPro¦VDI3805¦Internet_EU |  |  | R415/LRF24 | Open-close ball valve | 1400 kPa | 400 kPa |  | EU\Inbox\Combinations\Folder..4/..5\ | 39
110726 | R417+LR230A | R417+LR230A |  | R417 | + | LR230A | Standard actuator | 1 | Scenario 2 |  | PPK¦SelectPro¦VDI3805¦Internet_EU |  |  | R417+LR230A | Characterised control valve | 1400 kPa | 200 kPa |  | EU\Inbox\Combinations\Folder..4/..5\ | 41
110727 | R417/LR230A | R417/LR230A |  | R417 | / | LR230A | Standard actuator | 1 | Scenario 2 |  | PPK¦SelectPro¦VDI3805¦Internet_EU |  |  | R417/LR230A | Characterised control valve | 1400 kPa | 200 kPa |  | EU\Inbox\Combinations\Folder..4/..5\ | 41
110728 | R417+LR230A-S | R417+LR230A-S |  | R417 | + | LR230A-S | Standard actuator | 0 | Scenario 2 |  | PPK¦SelectPro¦VDI3805¦Internet_EU |  |  | R417+LR230A-S | Characterised control valve | 1400 kPa | 200 kPa |  | EU\Inbox\Combinations\Folder..4/..5\ | 40
110729 | R417/LR230A-S | R417/LR230A-S |  | R417 | / | LR230A-S | Standard actuator | 0 | Scenario 2 |  | PPK¦SelectPro¦VDI3805¦Internet_EU |  |  | R417/LR230A-S | Characterised control valve | 1400 kPa | 200 kPa |  | EU\Inbox\Combinations\Folder..4/..5\ | 41
110730 | R417+LR24A | R417+LR24A |  | R417 | + | LR24A | Standard actuator | 1 | Scenario 2 |  | PPK¦SelectPro¦VDI3805¦Internet_EU |  |  | R417+LR24A | Characterised control valve | 1400 kPa | 200 kPa |  | EU\Inbox\Combinations\Folder..4/..5\ | 41
110731 | R417/LR24A | R417/LR24A |  | R417 | / | LR24A | Standard actuator | 1 | Scenario 2 |  | PPK¦SelectPro¦VDI3805¦Internet_EU |  |  | R417/LR24A | Characterised control valve | 1400 kPa | 200 kPa |  | EU\Inbox\Combinations\Folder..4/..5\ | 41
110734 | R417+LR24A-MP | R417+LR24A-MP |  | R417 | + | LR24A-MP | Communicative actuator | 0 | Scenario 2 |  | PPK¦SelectPro¦VDI3805¦Internet_EU |  |  | R417+LR24A-MP | Characterised control valve | 1400 kPa | 200 kPa |  | EU\Inbox\Combinations\Folder..4/..5\ | 39
110735 | R417/LR24A-MP | R417/LR24A-MP |  | R417 | / | LR24A-MP | Communicative actuator | 0 | Scenario 2 |  | PPK¦SelectPro¦VDI3805¦Internet_EU |  |  | R417/LR24A-MP | Characterised control valve | 1400 kPa | 200 kPa |  | EU\Inbox\Combinations\Folder..4/..5\ | 40
110736 | R417+LR24A-S | R417+LR24A-S |  | R417 | + | LR24A-S | Standard actuator | 0 | Scenario 2 |  | PPK¦SelectPro¦VDI3805¦Internet_EU |  |  | R417+LR24A-S | Characterised control valve | 1400 kPa | 200 kPa |  | EU\Inbox\Combinations\Folder..4/..5\ | 40
110737 | R417/LR24A-S | R417/LR24A-S |  | R417 | / | LR24A-S | Standard actuator | 0 | Scenario 2 |  | PPK¦SelectPro¦VDI3805¦Internet_EU |  |  | R417/LR24A-S | Characterised control valve | 1400 kPa | 200 kPa |  | EU\Inbox\Combinations\Folder..4/..5\ | 41
110738 | R417+LR24A-SR | R417+LR24A-SR |  | R417 | + | LR24A-SR | Standard actuator | 1 | Scenario 2 |  | PPK¦SelectPro¦VDI3805¦Internet_EU |  |  | R417+LR24A-SR | Characterised control valve | 1400 kPa | 200 kPa |  | EU\Inbox\Combinations\Folder..4/..5\ | 41
110739 | R417/LR24A-SR | R417/LR24A-SR |  | R417 | / | LR24A-SR | Standard actuator | 1 | Scenario 2 |  | PPK¦SelectPro¦VDI3805¦Internet_EU |  |  | R417/LR24A-SR | Characterised control valve | 1400 kPa | 200 kPa |  | EU\Inbox\Combinations\Folder..4/..5\ | 40
110742 | R522+LR24A-MP | R522+LR24A-MP |  | R522 | + | LR24A-MP | Communicative actuator | 0 | Scenario 2 |  | PPK¦SelectPro¦VDI3805¦Internet_EU |  |  | R522+LR24A-MP | Characterised control valve | 1400 kPa | 200 kPa |  | EU\Inbox\Combinations\Folder..4/..5\ | 39
110743 | R522/LR24A-MP | R522/LR24A-MP |  | R522 | / | LR24A-MP | Communicative actuator | 0 | Scenario 2 |  | PPK¦SelectPro¦VDI3805¦Internet_EU |  |  | R522/LR24A-MP | Characterised control valve | 1400 kPa | 200 kPa |  | EU\Inbox\Combinations\Folder..4/..5\ | 40
110744 | R522+LR24A-S | R522+LR24A-S |  | R522 | + | LR24A-S | Standard actuator | 0 | Scenario 2 |  | PPK¦SelectPro¦VDI3805¦Internet_EU |  |  | R522+LR24A-S | Characterised control valve | 1400 kPa | 200 kPa |  | EU\Inbox\Combinations\Folder..4/..5\ | 41
110745 | R522/LR24A-S | R522/LR24A-S |  | R522 | / | LR24A-S | Standard actuator | 0 | Scenario 2 |  | PPK¦SelectPro¦VDI3805¦Internet_EU |  |  | R522/LR24A-S | Characterised control valve | 1400 kPa | 200 kPa |  | EU\Inbox\Combinations\Folder..4/..5\ | 41
110746 | R522+LR24A-SR | R522+LR24A-SR |  | R522 | + | LR24A-SR | Standard actuator | 1 | Scenario 2 |  | PPK¦SelectPro¦VDI3805¦Internet_EU |  |  | R522+LR24A-SR | Characterised control valve | 1400 kPa | 200 kPa |  | EU\Inbox\Combinations\Folder..4/..5\ | 42
110747 | R522/LR24A-SR | R522/LR24A-SR |  | R522 | / | LR24A-SR | Standard actuator | 1 | Scenario 2 |  | PPK¦SelectPro¦VDI3805¦Internet_EU |  |  | R522/LR24A-SR | Characterised control valve | 1400 kPa | 200 kPa |  | EU\Inbox\Combinations\Folder..4/..5\ | 41
110750 | R522+LRC24A-SR | R522+LRC24A-SR |  | R522 | + | LRC24A-SR | Fast runner | 1 | Scenario 2 |  | PPK¦SelectPro¦VDI3805¦Internet_EU |  |  | R522+LRC24A-SR | Characterised control valve | 1400 kPa | 200 kPa |  | EU\Inbox\Combinations\Folder..4/..5\ | 41
110751 | R522/LRC24A-SR | R522/LRC24A-SR |  | R522 | / | LRC24A-SR | Fast runner | 1 | Scenario 2 |  | PPK¦SelectPro¦VDI3805¦Internet_EU |  |  | R522/LRC24A-SR | Characterised control valve | 1400 kPa | 200 kPa |  | EU\Inbox\Combinations\Folder..4/..5\ | 42
110826 | R523+LR230A | R523+LR230A |  | R523 | + | LR230A | Standard actuator | 1 | Scenario 2 |  | PPK¦SelectPro¦VDI3805¦Internet_EU |  |  | R523+LR230A | Characterised control valve | 1400 kPa | 200 kPa |  | EU\Inbox\Combinations\Folder..4/..5\ | 37
110827 | R523/LR230A | R523/LR230A |  | R523 | / | LR230A | Standard actuator | 1 | Scenario 2 |  | PPK¦SelectPro¦VDI3805¦Internet_EU |  |  | R523/LR230A | Characterised control valve | 1400 kPa | 200 kPa |  | EU\Inbox\Combinations\Folder..4/..5\ | 37
110828 | R523+LR230A-S | R523+LR230A-S |  | R523 | + | LR230A-S | Standard actuator | 0 | Scenario 2 |  | PPK¦SelectPro¦VDI3805¦Internet_EU |  |  | R523+LR230A-S | Characterised control valve | 1400 kPa | 200 kPa |  | EU\Inbox\Combinations\Folder..4/..5\ | 35
110829 | R523/LR230A-S | R523/LR230A-S |  | R523 | / | LR230A-S | Standard actuator | 0 | Scenario 2 |  | PPK¦SelectPro¦VDI3805¦Internet_EU |  |  | R523/LR230A-S | Characterised control valve | 1400 kPa | 200 kPa |  | EU\Inbox\Combinations\Folder..4/..5\ | 36
110830 | R523+LR24A | R523+LR24A |  | R523 | + | LR24A | Standard actuator | 1 | Scenario 2 |  | PPK¦SelectPro¦VDI3805¦Internet_EU |  |  | R523+LR24A | Characterised control valve | 1400 kPa | 200 kPa |  | EU\Inbox\Combinations\Folder..4/..5\ | 37
110831 | R523/LR24A | R523/LR24A |  | R523 | / | LR24A | Standard actuator | 1 | Scenario 2 |  | PPK¦SelectPro¦VDI3805¦Internet_EU |  |  | R523/LR24A | Characterised control valve | 1400 kPa | 200 kPa |  | EU\Inbox\Combinations\Folder..4/..5\ | 36
110834 | R523+LR24A-MP | R523+LR24A-MP |  | R523 | + | LR24A-MP | Communicative actuator | 0 | Scenario 2 |  | PPK¦SelectPro¦VDI3805¦Internet_EU |  |  | R523+LR24A-MP | Characterised control valve | 1400 kPa | 200 kPa |  | EU\Inbox\Combinations\Folder..4/..5\ | 35
110835 | R523/LR24A-MP | R523/LR24A-MP |  | R523 | / | LR24A-MP | Communicative actuator | 0 | Scenario 2 |  | PPK¦SelectPro¦VDI3805¦Internet_EU |  |  | R523/LR24A-MP | Characterised control valve | 1400 kPa | 200 kPa |  | EU\Inbox\Combinations\Folder..4/..5\ | 34
110836 | R523+LR24A-S | R523+LR24A-S |  | R523 | + | LR24A-S | Standard actuator | 0 | Scenario 2 |  | PPK¦SelectPro¦VDI3805¦Internet_EU |  |  | R523+LR24A-S | Characterised control valve | 1400 kPa | 200 kPa |  | EU\Inbox\Combinations\Folder..4/..5\ | 36
110837 | R523/LR24A-S | R523/LR24A-S |  | R523 | / | LR24A-S | Standard actuator | 0 | Scenario 2 |  | PPK¦SelectPro¦VDI3805¦Internet_EU |  |  | R523/LR24A-S | Characterised control valve | 1400 kPa | 200 kPa |  | EU\Inbox\Combinations\Folder..4/..5\ | 35
110838 | R523+LR24A-SR | R523+LR24A-SR |  | R523 | + | LR24A-SR | Standard actuator | 1 | Scenario 2 |  | PPK¦SelectPro¦VDI3805¦Internet_EU |  |  | R523+LR24A-SR | Characterised control valve | 1400 kPa | 200 kPa |  | EU\Inbox\Combinations\Folder..4/..5\ | 36
110839 | R523/LR24A-SR | R523/LR24A-SR |  | R523 | / | LR24A-SR | Standard actuator | 1 | Scenario 2 |  | PPK¦SelectPro¦VDI3805¦Internet_EU |  |  | R523/LR24A-SR | Characterised control valve | 1400 kPa | 200 kPa |  | EU\Inbox\Combinations\Folder..4/..5\ | 37
110842 | R523+LRC24A-SR | R523+LRC24A-SR |  | R523 | + | LRC24A-SR | Fast runner | 1 | Scenario 2 |  | PPK¦SelectPro¦VDI3805¦Internet_EU |  |  | R523+LRC24A-SR | Characterised control valve | 1400 kPa | 200 kPa |  | EU\Inbox\Combinations\Folder..4/..5\ | 37
110843 | R523/LRC24A-SR | R523/LRC24A-SR |  | R523 | / | LRC24A-SR | Fast runner | 1 | Scenario 2 |  | PPK¦SelectPro¦VDI3805¦Internet_EU |  |  | R523/LRC24A-SR | Characterised control valve | 1400 kPa | 200 kPa |  | EU\Inbox\Combinations\Folder..4/..5\ | 37
110914 | R525+LR230A | R525+LR230A |  | R525 | + | LR230A | Standard actuator | 1 | Scenario 1 |  | PPK¦SelectPro¦VDI3805¦Internet_EU |  |  | R525+LR230A | Change-over ball valve | 1400 kPa | 400 kPa |  | EU\Inbox\Combinations\Folder..4/..5\ | 38
110915 | R525/LR230A | R525/LR230A |  | R525 | / | LR230A | Standard actuator | 1 | Scenario 1 |  | PPK¦SelectPro¦VDI3805¦Internet_EU |  |  | R525/LR230A | Change-over ball valve | 1400 kPa | 400 kPa |  | EU\Inbox\Combinations\Folder..4/..5\ | 38
110916 | R525+LR230A-S | R525+LR230A-S |  | R525 | + | LR230A-S | Standard actuator | 0 | Scenario 1 |  | PPK¦SelectPro¦VDI3805¦Internet_EU |  |  | R525+LR230A-S | Change-over ball valve | 1400 kPa | 400 kPa |  | EU\Inbox\Combinations\Folder..4/..5\ | 38
110917 | R525/LR230A-S | R525/LR230A-S |  | R525 | / | LR230A-S | Standard actuator | 0 | Scenario 1 |  | PPK¦SelectPro¦VDI3805¦Internet_EU |  |  | R525/LR230A-S | Change-over ball valve | 1400 kPa | 400 kPa |  | EU\Inbox\Combinations\Folder..4/..5\ | 37
110918 | R525+LR24A | R525+LR24A |  | R525 | + | LR24A | Standard actuator | 1 | Scenario 1 |  | PPK¦SelectPro¦VDI3805¦Internet_EU |  |  | R525+LR24A | Change-over ball valve | 1400 kPa | 400 kPa |  | EU\Inbox\Combinations\Folder..4/..5\ | 39
110919 | R525/LR24A | R525/LR24A |  | R525 | / | LR24A | Standard actuator | 1 | Scenario 1 |  | PPK¦SelectPro¦VDI3805¦Internet_EU |  |  | R525/LR24A | Change-over ball valve | 1400 kPa | 400 kPa |  | EU\Inbox\Combinations\Folder..4/..5\ | 39
110922 | R525+LR24A-MP | R525+LR24A-MP |  | R525 | + | LR24A-MP | Communicative actuator | 0 | Scenario 1 |  | PPK¦SelectPro¦VDI3805¦Internet_EU |  |  | R525+LR24A-MP | Change-over ball valve | 1400 kPa | 400 kPa |  | EU\Inbox\Combinations\Folder..4/..5\ | 35
110923 | R525/LR24A-MP | R525/LR24A-MP |  | R525 | / | LR24A-MP | Communicative actuator | 0 | Scenario 1 |  | PPK¦SelectPro¦VDI3805¦Internet_EU |  |  | R525/LR24A-MP | Change-over ball valve | 1400 kPa | 400 kPa |  | EU\Inbox\Combinations\Folder..4/..5\ | 36
110924 | R525+LR24A-S | R525+LR24A-S |  | R525 | + | LR24A-S | Standard actuator | 0 | Scenario 1 |  | PPK¦SelectPro¦VDI3805¦Internet_EU |  |  | R525+LR24A-S | Change-over ball valve | 1400 kPa | 400 kPa |  | EU\Inbox\Combinations\Folder..4/..5\ | 38
110925 | R525/LR24A-S | R525/LR24A-S |  | R525 | / | LR24A-S | Standard actuator | 0 | Scenario 1 |  | PPK¦SelectPro¦VDI3805¦Internet_EU |  |  | R525/LR24A-S | Change-over ball valve | 1400 kPa | 400 kPa |  | EU\Inbox\Combinations\Folder..4/..5\ | 36
110928 | R525+LRF230 | R525+LRF230 |  | R525 | + | LRF230 | Actuator with emergency control function | 1 | Scenario 1 |  | PPK¦SelectPro¦VDI3805¦Internet_EU |  |  | R525+LRF230 | Change-over ball valve | 1400 kPa | 400 kPa |  | EU\Inbox\Combinations\Folder..4/..5\ | 38
110929 | R525/LRF230 | R525/LRF230 |  | R525 | / | LRF230 | Actuator with emergency control function | 1 | Scenario 1 |  | PPK¦SelectPro¦VDI3805¦Internet_EU |  |  | R525/LRF230 | Change-over ball valve | 1400 kPa | 400 kPa |  | EU\Inbox\Combinations\Folder..4/..5\ | 38
110936 | R525+LRF24 | R525+LRF24 |  | R525 | + | LRF24 | Actuator with emergency control function | 1 | Scenario 1 |  | PPK¦SelectPro¦VDI3805¦Internet_EU |  |  | R525+LRF24 | Change-over ball valve | 1400 kPa | 400 kPa |  | EU\Inbox\Combinations\Folder..4/..5\ | 38
110937 | R525/LRF24 | R525/LRF24 |  | R525 | / | LRF24 | Actuator with emergency control function | 1 | Scenario 1 |  | PPK¦SelectPro¦VDI3805¦Internet_EU |  |  | R525/LRF24 | Change-over ball valve | 1400 kPa | 400 kPa |  | EU\Inbox\Combinations\Folder..4/..5\ | 39
110966 | R417+LRC24A-SR | R417+LRC24A-SR |  | R417 | + | LRC24A-SR | Fast runner | 1 | Scenario 2 |  | PPK¦SelectPro¦VDI3805¦Internet_EU |  |  | R417+LRC24A-SR | Characterised control valve | 1400 kPa | 200 kPa |  | EU\Inbox\Combinations\Folder..4/..5\ | 36
110967 | R417/LRC24A-SR | R417/LRC24A-SR |  | R417 | / | LRC24A-SR | Fast runner | 1 | Scenario 2 |  | PPK¦SelectPro¦VDI3805¦Internet_EU |  |  | R417/LRC24A-SR | Characterised control valve | 1400 kPa | 200 kPa |  | EU\Inbox\Combinations\Folder..4/..5\ | 36
111048 | R418+LR230A | R418+LR230A |  | R418 | + | LR230A | Standard actuator | 1 | Scenario 2 |  | PPK¦SelectPro¦VDI3805¦Internet_EU |  |  | R418+LR230A | Characterised control valve | 1400 kPa | 200 kPa |  | EU\Inbox\Combinations\Folder..4/..5\ | 37
111049 | R418/LR230A | R418/LR230A |  | R418 | / | LR230A | Standard actuator | 1 | Scenario 2 |  | PPK¦SelectPro¦VDI3805¦Internet_EU |  |  | R418/LR230A | Characterised control valve | 1400 kPa | 200 kPa |  | EU\Inbox\Combinations\Folder..4/..5\ | 36
111050 | R418+LR230A-S | R418+LR230A-S |  | R418 | + | LR230A-S | Standard actuator | 0 | Scenario 2 |  | PPK¦SelectPro¦VDI3805¦Internet_EU |  |  | R418+LR230A-S | Characterised control valve | 1400 kPa | 200 kPa |  | EU\Inbox\Combinations\Folder..4/..5\ | 37
111051 | R418/LR230A-S | R418/LR230A-S |  | R418 | / | LR230A-S | Standard actuator | 0 | Scenario 2 |  | PPK¦SelectPro¦VDI3805¦Internet_EU |  |  | R418/LR230A-S | Characterised control valve | 1400 kPa | 200 kPa |  | EU\Inbox\Combinations\Folder..4/..5\ | 37
111052 | R418+LR24A | R418+LR24A |  | R418 | + | LR24A | Standard actuator | 1 | Scenario 2 |  | PPK¦SelectPro¦VDI3805¦Internet_EU |  |  | R418+LR24A | Characterised control valve | 1400 kPa | 200 kPa |  | EU\Inbox\Combinations\Folder..4/..5\ | 37
111053 | R418/LR24A | R418/LR24A |  | R418 | / | LR24A | Standard actuator | 1 | Scenario 2 |  | PPK¦SelectPro¦VDI3805¦Internet_EU |  |  | R418/LR24A | Characterised control valve | 1400 kPa | 200 kPa |  | EU\Inbox\Combinations\Folder..4/..5\ | 38
111056 | R418+LR24A-MP | R418+LR24A-MP |  | R418 | + | LR24A-MP | Communicative actuator | 0 | Scenario 2 |  | PPK¦SelectPro¦VDI3805¦Internet_EU |  |  | R418+LR24A-MP | Characterised control valve | 1400 kPa | 200 kPa |  | EU\Inbox\Combinations\Folder..4/..5\ | 36
111057 | R418/LR24A-MP | R418/LR24A-MP |  | R418 | / | LR24A-MP | Communicative actuator | 0 | Scenario 2 |  | PPK¦SelectPro¦VDI3805¦Internet_EU |  |  | R418/LR24A-MP | Characterised control valve | 1400 kPa | 200 kPa |  | EU\Inbox\Combinations\Folder..4/..5\ | 35
111058 | R418+LR24A-S | R418+LR24A-S |  | R418 | + | LR24A-S | Standard actuator | 0 | Scenario 2 |  | PPK¦SelectPro¦VDI3805¦Internet_EU |  |  | R418+LR24A-S | Characterised control valve | 1400 kPa | 200 kPa |  | EU\Inbox\Combinations\Folder..4/..5\ | 37
111059 | R418/LR24A-S | R418/LR24A-S |  | R418 | / | LR24A-S | Standard actuator | 0 | Scenario 2 |  | PPK¦SelectPro¦VDI3805¦Internet_EU |  |  | R418/LR24A-S | Characterised control valve | 1400 kPa | 200 kPa |  | EU\Inbox\Combinations\Folder..4/..5\ | 37
111060 | R418+LR24A-SR | R418+LR24A-SR |  | R418 | + | LR24A-SR | Standard actuator | 1 | Scenario 2 |  | PPK¦SelectPro¦VDI3805¦Internet_EU |  |  | R418+LR24A-SR | Characterised control valve | 1400 kPa | 200 kPa |  | EU\Inbox\Combinations\Folder..4/..5\ | 38
111061 | R418/LR24A-SR | R418/LR24A-SR |  | R418 | / | LR24A-SR | Standard actuator | 1 | Scenario 2 |  | PPK¦SelectPro¦VDI3805¦Internet_EU |  |  | R418/LR24A-SR | Characterised control valve | 1400 kPa | 200 kPa |  | EU\Inbox\Combinations\Folder..4/..5\ | 37
111064 | R418+LRC24A-SR | R418+LRC24A-SR |  | R418 | + | LRC24A-SR | Fast runner | 1 | Scenario 2 |  | PPK¦SelectPro¦VDI3805¦Internet_EU |  |  | R418+LRC24A-SR | Characterised control valve | 1400 kPa | 200 kPa |  | EU\Inbox\Combinations\Folder..4/..5\ | 37
111065 | R418/LRC24A-SR | R418/LRC24A-SR |  | R418 | / | LRC24A-SR | Fast runner | 1 | Scenario 2 |  | PPK¦SelectPro¦VDI3805¦Internet_EU |  |  | R418/LRC24A-SR | Characterised control valve | 1400 kPa | 200 kPa |  | EU\Inbox\Combinations\Folder..4/..5\ | 36
111160 | R529+LR230A | R529+LR230A |  | R529 | + | LR230A | Standard actuator | 0 | Scenario 2 |  | SelectPro¦VDI3805¦Internet_EU |  |  | R529+LR230A | Characterised control valve | 1400 kPa | 200 kPa |  | EU\Inbox\Combinations\Folder..4/..5\ | 36
111161 | R529/LR230A | R529/LR230A |  | R529 | / | LR230A | Standard actuator | 0 | Scenario 2 |  | SelectPro¦VDI3805¦Internet_EU |  |  | R529/LR230A | Characterised control valve | 1400 kPa | 200 kPa |  | EU\Inbox\Combinations\Folder..4/..5\ | 37
111162 | R529+LR230A-S | R529+LR230A-S |  | R529 | + | LR230A-S | Standard actuator | 0 | Scenario 2 |  | SelectPro¦VDI3805¦Internet_EU |  |  | R529+LR230A-S | Characterised control valve | 1400 kPa | 200 kPa |  | EU\Inbox\Combinations\Folder..4/..5\ | 36
111163 | R529/LR230A-S | R529/LR230A-S |  | R529 | / | LR230A-S | Standard actuator | 0 | Scenario 2 |  | SelectPro¦VDI3805¦Internet_EU |  |  | R529/LR230A-S | Characterised control valve | 1400 kPa | 200 kPa |  | EU\Inbox\Combinations\Folder..4/..5\ | 36
111164 | R529+LR24A | R529+LR24A |  | R529 | + | LR24A | Standard actuator | 0 | Scenario 2 |  | SelectPro¦VDI3805¦Internet_EU |  |  | R529+LR24A | Characterised control valve | 1400 kPa | 200 kPa |  | EU\Inbox\Combinations\Folder..4/..5\ | 37
111165 | R529/LR24A | R529/LR24A |  | R529 | / | LR24A | Standard actuator | 0 | Scenario 2 |  | SelectPro¦VDI3805¦Internet_EU |  |  | R529/LR24A | Characterised control valve | 1400 kPa | 200 kPa |  | EU\Inbox\Combinations\Folder..4/..5\ | 35
111168 | R529+LR24A-MP | R529+LR24A-MP |  | R529 | + | LR24A-MP | Communicative actuator | 0 | Scenario 2 |  | SelectPro¦VDI3805¦Internet_EU |  |  | R529+LR24A-MP | Characterised control valve | 1400 kPa | 200 kPa |  | EU\Inbox\Combinations\Folder..4/..5\ | 37
111169 | R529/LR24A-MP | R529/LR24A-MP |  | R529 | / | LR24A-MP | Communicative actuator | 0 | Scenario 2 |  | SelectPro¦VDI3805¦Internet_EU |  |  | R529/LR24A-MP | Characterised control valve | 1400 kPa | 200 kPa |  | EU\Inbox\Combinations\Folder..4/..5\ | 38
111170 | R529+LR24A-S | R529+LR24A-S |  | R529 | + | LR24A-S | Standard actuator | 0 | Scenario 2 |  | SelectPro¦VDI3805¦Internet_EU |  |  | R529+LR24A-S | Characterised control valve | 1400 kPa | 200 kPa |  | EU\Inbox\Combinations\Folder..4/..5\ | 36
111171 | R529/LR24A-S | R529/LR24A-S |  | R529 | / | LR24A-S | Standard actuator | 0 | Scenario 2 |  | SelectPro¦VDI3805¦Internet_EU |  |  | R529/LR24A-S | Characterised control valve | 1400 kPa | 200 kPa |  | EU\Inbox\Combinations\Folder..4/..5\ | 36
111172 | R529+LR24A-SR | R529+LR24A-SR |  | R529 | + | LR24A-SR | Standard actuator | 0 | Scenario 2 |  | SelectPro¦VDI3805¦Internet_EU |  |  | R529+LR24A-SR | Characterised control valve | 1400 kPa | 200 kPa |  | EU\Inbox\Combinations\Folder..4/..5\ | 37
111173 | R529/LR24A-SR | R529/LR24A-SR |  | R529 | / | LR24A-SR | Standard actuator | 0 | Scenario 2 |  | SelectPro¦VDI3805¦Internet_EU |  |  | R529/LR24A-SR | Characterised control valve | 1400 kPa | 200 kPa |  | EU\Inbox\Combinations\Folder..4/..5\ | 36
111176 | R529+LRC24A-SR | R529+LRC24A-SR |  | R529 | + | LRC24A-SR | Fast runner | 0 | Scenario 2 |  | SelectPro¦VDI3805¦Internet_EU |  |  | R529+LRC24A-SR | Characterised control valve | 1400 kPa | 200 kPa |  | EU\Inbox\Combinations\Folder..4/..5\ | 38
111177 | R529/LRC24A-SR | R529/LRC24A-SR |  | R529 | / | LRC24A-SR | Fast runner | 0 | Scenario 2 |  | SelectPro¦VDI3805¦Internet_EU |  |  | R529/LRC24A-SR | Characterised control valve | 1400 kPa | 200 kPa |  | EU\Inbox\Combinations\Folder..4/..5\ | 37
111264 | R419+LR230A | R419+LR230A |  | R419 | + | LR230A | Standard actuator | 1 | Scenario 2 |  | PPK¦SelectPro¦VDI3805¦Internet_EU |  |  | R419+LR230A | Characterised control valve | 1400 kPa | 200 kPa |  | EU\Inbox\Combinations\Folder..4/..5\ | 40
111265 | R419/LR230A | R419/LR230A |  | R419 | / | LR230A | Standard actuator | 1 | Scenario 2 |  | PPK¦SelectPro¦VDI3805¦Internet_EU |  |  | R419/LR230A | Characterised control valve | 1400 kPa | 200 kPa |  | EU\Inbox\Combinations\Folder..4/..5\ | 38
111266 | R419+LR230A-S | R419+LR230A-S |  | R419 | + | LR230A-S | Standard actuator | 0 | Scenario 2 |  | PPK¦SelectPro¦VDI3805¦Internet_EU |  |  | R419+LR230A-S | Characterised control valve | 1400 kPa | 200 kPa |  | EU\Inbox\Combinations\Folder..4/..5\ | 38
111267 | R419/LR230A-S | R419/LR230A-S |  | R419 | / | LR230A-S | Standard actuator | 0 | Scenario 2 |  | PPK¦SelectPro¦VDI3805¦Internet_EU |  |  | R419/LR230A-S | Characterised control valve | 1400 kPa | 200 kPa |  | EU\Inbox\Combinations\Folder..4/..5\ | 39
111268 | R419+LR24A | R419+LR24A |  | R419 | + | LR24A | Standard actuator | 1 | Scenario 2 |  | PPK¦SelectPro¦VDI3805¦Internet_EU |  |  | R419+LR24A | Characterised control valve | 1400 kPa | 200 kPa |  | EU\Inbox\Combinations\Folder..4/..5\ | 39
111269 | R419/LR24A | R419/LR24A |  | R419 | / | LR24A | Standard actuator | 1 | Scenario 2 |  | PPK¦SelectPro¦VDI3805¦Internet_EU |  |  | R419/LR24A | Characterised control valve | 1400 kPa | 200 kPa |  | EU\Inbox\Combinations\Folder..4/..5\ | 39
111272 | R419+LR24A-MP | R419+LR24A-MP |  | R419 | + | LR24A-MP | Communicative actuator | 0 | Scenario 2 |  | PPK¦SelectPro¦VDI3805¦Internet_EU |  |  | R419+LR24A-MP | Characterised control valve | 1400 kPa | 200 kPa |  | EU\Inbox\Combinations\Folder..4/..5\ | 38
111273 | R419/LR24A-MP | R419/LR24A-MP |  | R419 | / | LR24A-MP | Communicative actuator | 0 | Scenario 2 |  | PPK¦SelectPro¦VDI3805¦Internet_EU |  |  | R419/LR24A-MP | Characterised control valve | 1400 kPa | 200 kPa |  | EU\Inbox\Combinations\Folder..4/..5\ | 38
111274 | R419+LR24A-S | R419+LR24A-S |  | R419 | + | LR24A-S | Standard actuator | 0 | Scenario 2 |  | PPK¦SelectPro¦VDI3805¦Internet_EU |  |  | R419+LR24A-S | Characterised control valve | 1400 kPa | 200 kPa |  | EU\Inbox\Combinations\Folder..4/..5\ | 38
111275 | R419/LR24A-S | R419/LR24A-S |  | R419 | / | LR24A-S | Standard actuator | 0 | Scenario 2 |  | PPK¦SelectPro¦VDI3805¦Internet_EU |  |  | R419/LR24A-S | Characterised control valve | 1400 kPa | 200 kPa |  | EU\Inbox\Combinations\Folder..4/..5\ | 38
111276 | R419+LR24A-SR | R419+LR24A-SR |  | R419 | + | LR24A-SR | Standard actuator | 1 | Scenario 2 |  | PPK¦SelectPro¦VDI3805¦Internet_EU |  |  | R419+LR24A-SR | Characterised control valve | 1400 kPa | 200 kPa |  | EU\Inbox\Combinations\Folder..4/..5\ | 38
111277 | R419/LR24A-SR | R419/LR24A-SR |  | R419 | / | LR24A-SR | Standard actuator | 1 | Scenario 2 |  | PPK¦SelectPro¦VDI3805¦Internet_EU |  |  | R419/LR24A-SR | Characterised control valve | 1400 kPa | 200 kPa |  | EU\Inbox\Combinations\Folder..4/..5\ | 39
111280 | R419+LRC24A-SR | R419+LRC24A-SR |  | R419 | + | LRC24A-SR | Fast runner | 1 | Scenario 2 |  | PPK¦SelectPro¦VDI3805¦Internet_EU |  |  | R419+LRC24A-SR | Characterised control valve | 1400 kPa | 200 kPa |  | EU\Inbox\Combinations\Folder..4/..5\ | 38
111281 | R419/LRC24A-SR | R419/LRC24A-SR |  | R419 | / | LRC24A-SR | Fast runner | 1 | Scenario 2 |  | PPK¦SelectPro¦VDI3805¦Internet_EU |  |  | R419/LRC24A-SR | Characterised control valve | 1400 kPa | 200 kPa |  | EU\Inbox\Combinations\Folder..4/..5\ | 39
111358 | R420+LR230A | R420+LR230A |  | R420 | + | LR230A | Standard actuator | 1 | Scenario 1 |  | PPK¦SelectPro¦VDI3805¦Internet_EU |  |  | R420+LR230A | Open-close ball valve | 1400 kPa | 400 kPa |  | EU\Inbox\Combinations\Folder..4/..5\ | 39
111359 | R420/LR230A | R420/LR230A |  | R420 | / | LR230A | Standard actuator | 1 | Scenario 1 |  | PPK¦SelectPro¦VDI3805¦Internet_EU |  |  | R420/LR230A | Open-close ball valve | 1400 kPa | 400 kPa |  | EU\Inbox\Combinations\Folder..4/..5\ | 41
111360 | R420+LR230A-S | R420+LR230A-S |  | R420 | + | LR230A-S | Standard actuator | 0 | Scenario 1 |  | PPK¦SelectPro¦VDI3805¦Internet_EU |  |  | R420+LR230A-S | Open-close ball valve | 1400 kPa | 400 kPa |  | EU\Inbox\Combinations\Folder..4/..5\ | 39
111361 | R420/LR230A-S | R420/LR230A-S |  | R420 | / | LR230A-S | Standard actuator | 0 | Scenario 1 |  | PPK¦SelectPro¦VDI3805¦Internet_EU |  |  | R420/LR230A-S | Open-close ball valve | 1400 kPa | 400 kPa |  | EU\Inbox\Combinations\Folder..4/..5\ | 39
111362 | R420+LR24A | R420+LR24A |  | R420 | + | LR24A | Standard actuator | 1 | Scenario 1 |  | PPK¦SelectPro¦VDI3805¦Internet_EU |  |  | R420+LR24A | Open-close ball valve | 1400 kPa | 400 kPa |  | EU\Inbox\Combinations\Folder..4/..5\ | 39
111363 | R420/LR24A | R420/LR24A |  | R420 | / | LR24A | Standard actuator | 1 | Scenario 1 |  | PPK¦SelectPro¦VDI3805¦Internet_EU |  |  | R420/LR24A | Open-close ball valve | 1400 kPa | 400 kPa |  | EU\Inbox\Combinations\Folder..4/..5\ | 40
111366 | R420+LR24A-MP | R420+LR24A-MP |  | R420 | + | LR24A-MP | Communicative actuator | 0 | Scenario 1 |  | PPK¦SelectPro¦VDI3805¦Internet_EU |  |  | R420+LR24A-MP | Open-close ball valve | 1400 kPa | 400 kPa |  | EU\Inbox\Combinations\Folder..4/..5\ | 39
111367 | R420/LR24A-MP | R420/LR24A-MP |  | R420 | / | LR24A-MP | Communicative actuator | 0 | Scenario 1 |  | PPK¦SelectPro¦VDI3805¦Internet_EU |  |  | R420/LR24A-MP | Open-close ball valve | 1400 kPa | 400 kPa |  | EU\Inbox\Combinations\Folder..4/..5\ | 38
111368 | R420+LR24A-S | R420+LR24A-S |  | R420 | + | LR24A-S | Standard actuator | 0 | Scenario 1 |  | PPK¦SelectPro¦VDI3805¦Internet_EU |  |  | R420+LR24A-S | Open-close ball valve | 1400 kPa | 400 kPa |  | EU\Inbox\Combinations\Folder..4/..5\ | 40
111369 | R420/LR24A-S | R420/LR24A-S |  | R420 | / | LR24A-S | Standard actuator | 0 | Scenario 1 |  | PPK¦SelectPro¦VDI3805¦Internet_EU |  |  | R420/LR24A-S | Open-close ball valve | 1400 kPa | 400 kPa |  | EU\Inbox\Combinations\Folder..4/..5\ | 38
111452 | R531+NR230A | R531+NR230A |  | R531 | + | NR230A | Standard actuator | 1 | Scenario 2 |  | PPK¦SelectPro¦VDI3805¦Internet_EU |  |  | R531+NR230A | Characterised control valve | 1400 kPa | 200 kPa |  | EU\Inbox\Combinations\Folder..4/..5\ | 39
111453 | R531/NR230A | R531/NR230A |  | R531 | / | NR230A | Standard actuator | 1 | Scenario 2 |  | PPK¦SelectPro¦VDI3805¦Internet_EU |  |  | R531/NR230A | Characterised control valve | 1400 kPa | 200 kPa |  | EU\Inbox\Combinations\Folder..4/..5\ | 39
111454 | R531+NR230A-S | R531+NR230A-S |  | R531 | + | NR230A-S | Standard actuator | 0 | Scenario 2 |  | PPK¦SelectPro¦VDI3805¦Internet_EU |  |  | R531+NR230A-S | Characterised control valve | 1400 kPa | 200 kPa |  | EU\Inbox\Combinations\Folder..4/..5\ | 36
111455 | R531/NR230A-S | R531/NR230A-S |  | R531 | / | NR230A-S | Standard actuator | 0 | Scenario 2 |  | PPK¦SelectPro¦VDI3805¦Internet_EU |  |  | R531/NR230A-S | Characterised control valve | 1400 kPa | 200 kPa |  | EU\Inbox\Combinations\Folder..4/..5\ | 38
111456 | R531+NR24A | R531+NR24A |  | R531 | + | NR24A | Standard actuator | 1 | Scenario 2 |  | PPK¦SelectPro¦VDI3805¦Internet_EU |  |  | R531+NR24A | Characterised control valve | 1400 kPa | 200 kPa |  | EU\Inbox\Combinations\Folder..4/..5\ | 39
111457 | R531/NR24A | R531/NR24A |  | R531 | / | NR24A | Standard actuator | 1 | Scenario 2 |  | PPK¦SelectPro¦VDI3805¦Internet_EU |  |  | R531/NR24A | Characterised control valve | 1400 kPa | 200 kPa |  | EU\Inbox\Combinations\Folder..4/..5\ | 39
111460 | R531+NR24A-MP | R531+NR24A-MP |  | R531 | + | NR24A-MP | Communicative actuator | 0 | Scenario 2 |  | PPK¦SelectPro¦VDI3805¦Internet_EU |  |  | R531+NR24A-MP | Characterised control valve | 1400 kPa | 200 kPa |  | EU\Inbox\Combinations\Folder..4/..5\ | 37
111461 | R531/NR24A-MP | R531/NR24A-MP |  | R531 | / | NR24A-MP | Communicative actuator | 0 | Scenario 2 |  | PPK¦SelectPro¦VDI3805¦Internet_EU |  |  | R531/NR24A-MP | Characterised control valve | 1400 kPa | 200 kPa |  | EU\Inbox\Combinations\Folder..4/..5\ | 38
111462 | R531+NR24A-S | R531+NR24A-S |  | R531 | + | NR24A-S | Standard actuator | 0 | Scenario 2 |  | PPK¦SelectPro¦VDI3805¦Internet_EU |  |  | R531+NR24A-S | Characterised control valve | 1400 kPa | 200 kPa |  | EU\Inbox\Combinations\Folder..4/..5\ | 39
111463 | R531/NR24A-S | R531/NR24A-S |  | R531 | / | NR24A-S | Standard actuator | 0 | Scenario 2 |  | PPK¦SelectPro¦VDI3805¦Internet_EU |  |  | R531/NR24A-S | Characterised control valve | 1400 kPa | 200 kPa |  | EU\Inbox\Combinations\Folder..4/..5\ | 39
111464 | R531+NR24A-SR | R531+NR24A-SR |  | R531 | + | NR24A-SR | Standard actuator | 1 | Scenario 2 |  | PPK¦SelectPro¦VDI3805¦Internet_EU |  |  | R531+NR24A-SR | Characterised control valve | 1400 kPa | 200 kPa |  | EU\Inbox\Combinations\Folder..4/..5\ | 37
111465 | R531/NR24A-SR | R531/NR24A-SR |  | R531 | / | NR24A-SR | Standard actuator | 1 | Scenario 2 |  | PPK¦SelectPro¦VDI3805¦Internet_EU |  |  | R531/NR24A-SR | Characterised control valve | 1400 kPa | 200 kPa |  | EU\Inbox\Combinations\Folder..4/..5\ | 37
111468 | R531+NRC24A-SR | R531+NRC24A-SR |  | R531 | + | NRC24A-SR | Fast runner | 1 | Scenario 2 |  | PPK¦SelectPro¦VDI3805¦Internet_EU |  |  | R531+NRC24A-SR | Characterised control valve | 1400 kPa | 200 kPa |  | EU\Inbox\Combinations\Folder..4/..5\ | 36
111469 | R531/NRC24A-SR | R531/NRC24A-SR |  | R531 | / | NRC24A-SR | Fast runner | 1 | Scenario 2 |  | PPK¦SelectPro¦VDI3805¦Internet_EU |  |  | R531/NRC24A-SR | Characterised control valve | 1400 kPa | 200 kPa |  | EU\Inbox\Combinations\Folder..4/..5\ | 36
111498 | R532+NR230A | R532+NR230A |  | R532 | + | NR230A | Standard actuator | 1 | Scenario 1 |  | PPK¦SelectPro¦VDI3805¦Internet_EU |  |  | R532+NR230A | Change-over ball valve | 1400 kPa | 400 kPa |  | EU\Inbox\Combinations\Folder..4/..5\ | 36
111499 | R532/NR230A | R532/NR230A |  | R532 | / | NR230A | Standard actuator | 1 | Scenario 1 |  | PPK¦SelectPro¦VDI3805¦Internet_EU |  |  | R532/NR230A | Change-over ball valve | 1400 kPa | 400 kPa |  | EU\Inbox\Combinations\Folder..4/..5\ | 35
111500 | R532+NR230A-S | R532+NR230A-S |  | R532 | + | NR230A-S | Standard actuator | 0 | Scenario 1 |  | PPK¦SelectPro¦VDI3805¦Internet_EU |  |  | R532+NR230A-S | Change-over ball valve | 1400 kPa | 400 kPa |  | EU\Inbox\Combinations\Folder..4/..5\ | 34
111501 | R532/NR230A-S | R532/NR230A-S |  | R532 | / | NR230A-S | Standard actuator | 0 | Scenario 1 |  | PPK¦SelectPro¦VDI3805¦Internet_EU |  |  | R532/NR230A-S | Change-over ball valve | 1400 kPa | 400 kPa |  | EU\Inbox\Combinations\Folder..4/..5\ | 34
111502 | R532+NR24A | R532+NR24A |  | R532 | + | NR24A | Standard actuator | 1 | Scenario 1 |  | PPK¦SelectPro¦VDI3805¦Internet_EU |  |  | R532+NR24A | Change-over ball valve | 1400 kPa | 400 kPa |  | EU\Inbox\Combinations\Folder..4/..5\ | 36
111503 | R532/NR24A | R532/NR24A |  | R532 | / | NR24A | Standard actuator | 1 | Scenario 1 |  | PPK¦SelectPro¦VDI3805¦Internet_EU |  |  | R532/NR24A | Change-over ball valve | 1400 kPa | 400 kPa |  | EU\Inbox\Combinations\Folder..4/..5\ | 36
111506 | R532+NR24A-MP | R532+NR24A-MP |  | R532 | + | NR24A-MP | Communicative actuator | 0 | Scenario 1 |  | PPK¦SelectPro¦VDI3805¦Internet_EU |  |  | R532+NR24A-MP | Change-over ball valve | 1400 kPa | 400 kPa |  | EU\Inbox\Combinations\Folder..4/..5\ | 34
111507 | R532/NR24A-MP | R532/NR24A-MP |  | R532 | / | NR24A-MP | Communicative actuator | 0 | Scenario 1 |  | PPK¦SelectPro¦VDI3805¦Internet_EU |  |  | R532/NR24A-MP | Change-over ball valve | 1400 kPa | 400 kPa |  | EU\Inbox\Combinations\Folder..4/..5\ | 34
111508 | R532+NR24A-S | R532+NR24A-S |  | R532 | + | NR24A-S | Standard actuator | 0 | Scenario 1 |  | PPK¦SelectPro¦VDI3805¦Internet_EU |  |  | R532+NR24A-S | Change-over ball valve | 1400 kPa | 400 kPa |  | EU\Inbox\Combinations\Folder..4/..5\ | 35
111509 | R532/NR24A-S | R532/NR24A-S |  | R532 | / | NR24A-S | Standard actuator | 0 | Scenario 1 |  | PPK¦SelectPro¦VDI3805¦Internet_EU |  |  | R532/NR24A-S | Change-over ball valve | 1400 kPa | 400 kPa |  | EU\Inbox\Combinations\Folder..4/..5\ | 35
112100 | R409+LRF24-SR | R409+LRF24-SR |  | R409 | + | LRF24-SR | Actuator with emergency control function | 1 | Scenario 2 |  | PPK¦SelectPro¦VDI3805¦Internet_EU |  |  | R409+LRF24-SR | Characterised control valve | 1400 kPa | 200 kPa |  | EU\Inbox\Combinations\Folder..4/..5\ | 37
112101 | R409/LRF24-SR | R409/LRF24-SR |  | R409 | / | LRF24-SR | Actuator with emergency control function | 1 | Scenario 2 |  | PPK¦SelectPro¦VDI3805¦Internet_EU |  |  | R409/LRF24-SR | Characterised control valve | 1400 kPa | 200 kPa |  | EU\Inbox\Combinations\Folder..4/..5\ | 37
112102 | R410+LRF24-SR | R410+LRF24-SR |  | R410 | + | LRF24-SR | Actuator with emergency control function | 1 | Scenario 2 |  | PPK¦SelectPro¦VDI3805¦Internet_EU |  |  | R410+LRF24-SR | Characterised control valve | 1400 kPa | 200 kPa |  | EU\Inbox\Combinations\Folder..4/..5\ | 37
112103 | R410/LRF24-SR | R410/LRF24-SR |  | R410 | / | LRF24-SR | Actuator with emergency control function | 1 | Scenario 2 |  | PPK¦SelectPro¦VDI3805¦Internet_EU |  |  | R410/LRF24-SR | Characterised control valve | 1400 kPa | 200 kPa |  | EU\Inbox\Combinations\Folder..4/..5\ | 37
112104 | R411+LRF24-SR | R411+LRF24-SR |  | R411 | + | LRF24-SR | Actuator with emergency control function | 1 | Scenario 2 |  | PPK¦SelectPro¦VDI3805¦Internet_EU |  |  | R411+LRF24-SR | Characterised control valve | 1400 kPa | 200 kPa |  | EU\Inbox\Combinations\Folder..4/..5\ | 37
112105 | R411/LRF24-SR | R411/LRF24-SR |  | R411 | / | LRF24-SR | Actuator with emergency control function | 1 | Scenario 2 |  | PPK¦SelectPro¦VDI3805¦Internet_EU |  |  | R411/LRF24-SR | Characterised control valve | 1400 kPa | 200 kPa |  | EU\Inbox\Combinations\Folder..4/..5\ | 37
112106 | R412+LRF24-SR | R412+LRF24-SR |  | R412 | + | LRF24-SR | Actuator with emergency control function | 1 | Scenario 2 |  | PPK¦SelectPro¦VDI3805¦Internet_EU |  |  | R412+LRF24-SR | Characterised control valve | 1400 kPa | 200 kPa |  | EU\Inbox\Combinations\Folder..4/..5\ | 37
112107 | R412/LRF24-SR | R412/LRF24-SR |  | R412 | / | LRF24-SR | Actuator with emergency control function | 1 | Scenario 2 |  | PPK¦SelectPro¦VDI3805¦Internet_EU |  |  | R412/LRF24-SR | Characterised control valve | 1400 kPa | 200 kPa |  | EU\Inbox\Combinations\Folder..4/..5\ | 37
112108 | R413+LRF24-SR | R413+LRF24-SR |  | R413 | + | LRF24-SR | Actuator with emergency control function | 1 | Scenario 2 |  | PPK¦SelectPro¦VDI3805¦Internet_EU |  |  | R413+LRF24-SR | Characterised control valve | 1400 kPa | 200 kPa |  | EU\Inbox\Combinations\Folder..4/..5\ | 37
112109 | R413/LRF24-SR | R413/LRF24-SR |  | R413 | / | LRF24-SR | Actuator with emergency control function | 1 | Scenario 2 |  | PPK¦SelectPro¦VDI3805¦Internet_EU |  |  | R413/LRF24-SR | Characterised control valve | 1400 kPa | 200 kPa |  | EU\Inbox\Combinations\Folder..4/..5\ | 37
112110 | R414+LRF24-SR | R414+LRF24-SR |  | R414 | + | LRF24-SR | Actuator with emergency control function | 1 | Scenario 2 |  | PPK¦SelectPro¦VDI3805¦Internet_EU |  |  | R414+LRF24-SR | Characterised control valve | 1400 kPa | 200 kPa |  | EU\Inbox\Combinations\Folder..4/..5\ | 37
112111 | R414/LRF24-SR | R414/LRF24-SR |  | R414 | / | LRF24-SR | Actuator with emergency control function | 1 | Scenario 2 |  | PPK¦SelectPro¦VDI3805¦Internet_EU |  |  | R414/LRF24-SR | Characterised control valve | 1400 kPa | 200 kPa |  | EU\Inbox\Combinations\Folder..4/..5\ | 37
112114 | R417+LRF24-SR | R417+LRF24-SR |  | R417 | + | LRF24-SR | Actuator with emergency control function | 1 | Scenario 2 |  | PPK¦SelectPro¦VDI3805¦Internet_EU |  |  | R417+LRF24-SR | Characterised control valve | 1400 kPa | 200 kPa |  | EU\Inbox\Combinations\Folder..4/..5\ | 38
112115 | R417/LRF24-SR | R417/LRF24-SR |  | R417 | / | LRF24-SR | Actuator with emergency control function | 1 | Scenario 2 |  | PPK¦SelectPro¦VDI3805¦Internet_EU |  |  | R417/LRF24-SR | Characterised control valve | 1400 kPa | 200 kPa |  | EU\Inbox\Combinations\Folder..4/..5\ | 38
112116 | R418+LRF24-SR | R418+LRF24-SR |  | R418 | + | LRF24-SR | Actuator with emergency control function | 1 | Scenario 2 |  | PPK¦SelectPro¦VDI3805¦Internet_EU |  |  | R418+LRF24-SR | Characterised control valve | 1400 kPa | 200 kPa |  | EU\Inbox\Combinations\Folder..4/..5\ | 38
112117 | R418/LRF24-SR | R418/LRF24-SR |  | R418 | / | LRF24-SR | Actuator with emergency control function | 1 | Scenario 2 |  | PPK¦SelectPro¦VDI3805¦Internet_EU |  |  | R418/LRF24-SR | Characterised control valve | 1400 kPa | 200 kPa |  | EU\Inbox\Combinations\Folder..4/..5\ | 38
112118 | R419+LRF24-SR | R419+LRF24-SR |  | R419 | + | LRF24-SR | Actuator with emergency control function | 1 | Scenario 2 |  | PPK¦SelectPro¦VDI3805¦Internet_EU |  |  | R419+LRF24-SR | Characterised control valve | 1400 kPa | 200 kPa |  | EU\Inbox\Combinations\Folder..4/..5\ | 38
112119 | R419/LRF24-SR | R419/LRF24-SR |  | R419 | / | LRF24-SR | Actuator with emergency control function | 1 | Scenario 2 |  | PPK¦SelectPro¦VDI3805¦Internet_EU |  |  | R419/LRF24-SR | Characterised control valve | 1400 kPa | 200 kPa |  | EU\Inbox\Combinations\Folder..4/..5\ | 38
112122 | R422+LRF24-SR | R422+LRF24-SR |  | R422 | + | LRF24-SR | Actuator with emergency control function | 1 | Scenario 2 |  | PPK¦SelectPro¦VDI3805¦Internet_EU |  |  | R422+LRF24-SR | Characterised control valve | 1400 kPa | 200 kPa |  | EU\Inbox\Combinations\Folder..4/..5\ | 38
112123 | R422/LRF24-SR | R422/LRF24-SR |  | R422 | / | LRF24-SR | Actuator with emergency control function | 1 | Scenario 2 |  | PPK¦SelectPro¦VDI3805¦Internet_EU |  |  | R422/LRF24-SR | Characterised control valve | 1400 kPa | 200 kPa |  | EU\Inbox\Combinations\Folder..4/..5\ | 38
112124 | R423+LRF24-SR | R423+LRF24-SR |  | R423 | + | LRF24-SR | Actuator with emergency control function | 1 | Scenario 2 |  | PPK¦SelectPro¦VDI3805¦Internet_EU |  |  | R423+LRF24-SR | Characterised control valve | 1400 kPa | 200 kPa |  | EU\Inbox\Combinations\Folder..4/..5\ | 38
112125 | R423/LRF24-SR | R423/LRF24-SR |  | R423 | / | LRF24-SR | Actuator with emergency control function | 1 | Scenario 2 |  | PPK¦SelectPro¦VDI3805¦Internet_EU |  |  | R423/LRF24-SR | Characterised control valve | 1400 kPa | 200 kPa |  | EU\Inbox\Combinations\Folder..4/..5\ | 38
112126 | R424+LRF24-SR | R424+LRF24-SR |  | R424 | + | LRF24-SR | Actuator with emergency control function | 1 | Scenario 2 |  | PPK¦SelectPro¦VDI3805¦Internet_EU |  |  | R424+LRF24-SR | Characterised control valve | 1400 kPa | 200 kPa |  | EU\Inbox\Combinations\Folder..4/..5\ | 38
112127 | R424/LRF24-SR | R424/LRF24-SR |  | R424 | / | LRF24-SR | Actuator with emergency control function | 1 | Scenario 2 |  | PPK¦SelectPro¦VDI3805¦Internet_EU |  |  | R424/LRF24-SR | Characterised control valve | 1400 kPa | 200 kPa |  | EU\Inbox\Combinations\Folder..4/..5\ | 38
112134 | R509+LRF24-SR | R509+LRF24-SR |  | R509 | + | LRF24-SR | Actuator with emergency control function | 1 | Scenario 2 |  | PPK¦SelectPro¦VDI3805¦Internet_EU |  |  | R509+LRF24-SR | Characterised control valve | 1400 kPa | 200 kPa |  | EU\Inbox\Combinations\Folder..4/..5\ | 37
112135 | R509/LRF24-SR | R509/LRF24-SR |  | R509 | / | LRF24-SR | Actuator with emergency control function | 1 | Scenario 2 |  | PPK¦SelectPro¦VDI3805¦Internet_EU |  |  | R509/LRF24-SR | Characterised control valve | 1400 kPa | 200 kPa |  | EU\Inbox\Combinations\Folder..4/..5\ | 37
112136 | R510+LRF24-SR | R510+LRF24-SR |  | R510 | + | LRF24-SR | Actuator with emergency control function | 1 | Scenario 2 |  | PPK¦SelectPro¦VDI3805¦Internet_EU |  |  | R510+LRF24-SR | Characterised control valve | 1400 kPa | 200 kPa |  | EU\Inbox\Combinations\Folder..4/..5\ | 37
112137 | R510/LRF24-SR | R510/LRF24-SR |  | R510 | / | LRF24-SR | Actuator with emergency control function | 1 | Scenario 2 |  | PPK¦SelectPro¦VDI3805¦Internet_EU |  |  | R510/LRF24-SR | Characterised control valve | 1400 kPa | 200 kPa |  | EU\Inbox\Combinations\Folder..4/..5\ | 37
112138 | R511+LRF24-SR | R511+LRF24-SR |  | R511 | + | LRF24-SR | Actuator with emergency control function | 1 | Scenario 2 |  | PPK¦SelectPro¦VDI3805¦Internet_EU |  |  | R511+LRF24-SR | Characterised control valve | 1400 kPa | 200 kPa |  | EU\Inbox\Combinations\Folder..4/..5\ | 37
112139 | R511/LRF24-SR | R511/LRF24-SR |  | R511 | / | LRF24-SR | Actuator with emergency control function | 1 | Scenario 2 |  | PPK¦SelectPro¦VDI3805¦Internet_EU |  |  | R511/LRF24-SR | Characterised control valve | 1400 kPa | 200 kPa |  | EU\Inbox\Combinations\Folder..4/..5\ | 37
112140 | R512+LRF24-SR | R512+LRF24-SR |  | R512 | + | LRF24-SR | Actuator with emergency control function | 1 | Scenario 2 |  | PPK¦SelectPro¦VDI3805¦Internet_EU |  |  | R512+LRF24-SR | Characterised control valve | 1400 kPa | 200 kPa |  | EU\Inbox\Combinations\Folder..4/..5\ | 37
112141 | R512/LRF24-SR | R512/LRF24-SR |  | R512 | / | LRF24-SR | Actuator with emergency control function | 1 | Scenario 2 |  | PPK¦SelectPro¦VDI3805¦Internet_EU |  |  | R512/LRF24-SR | Characterised control valve | 1400 kPa | 200 kPa |  | EU\Inbox\Combinations\Folder..4/..5\ | 37
112142 | R513+LRF24-SR | R513+LRF24-SR |  | R513 | + | LRF24-SR | Actuator with emergency control function | 1 | Scenario 2 |  | PPK¦SelectPro¦VDI3805¦Internet_EU |  |  | R513+LRF24-SR | Characterised control valve | 1400 kPa | 200 kPa |  | EU\Inbox\Combinations\Folder..4/..5\ | 37
112143 | R513/LRF24-SR | R513/LRF24-SR |  | R513 | / | LRF24-SR | Actuator with emergency control function | 1 | Scenario 2 |  | PPK¦SelectPro¦VDI3805¦Internet_EU |  |  | R513/LRF24-SR | Characterised control valve | 1400 kPa | 200 kPa |  | EU\Inbox\Combinations\Folder..4/..5\ | 37
112146 | R517+LRF24-SR | R517+LRF24-SR |  | R517 | + | LRF24-SR | Actuator with emergency control function | 1 | Scenario 2 |  | PPK¦SelectPro¦VDI3805¦Internet_EU |  |  | R517+LRF24-SR | Characterised control valve | 1400 kPa | 200 kPa |  | EU\Inbox\Combinations\Folder..4/..5\ | 38
112147 | R517/LRF24-SR | R517/LRF24-SR |  | R517 | / | LRF24-SR | Actuator with emergency control function | 1 | Scenario 2 |  | PPK¦SelectPro¦VDI3805¦Internet_EU |  |  | R517/LRF24-SR | Characterised control valve | 1400 kPa | 200 kPa |  | EU\Inbox\Combinations\Folder..4/..5\ | 38
112148 | R518+LRF24-SR | R518+LRF24-SR |  | R518 | + | LRF24-SR | Actuator with emergency control function | 1 | Scenario 2 |  | PPK¦SelectPro¦VDI3805¦Internet_EU |  |  | R518+LRF24-SR | Characterised control valve | 1400 kPa | 200 kPa |  | EU\Inbox\Combinations\Folder..4/..5\ | 38
112149 | R518/LRF24-SR | R518/LRF24-SR |  | R518 | / | LRF24-SR | Actuator with emergency control function | 1 | Scenario 2 |  | PPK¦SelectPro¦VDI3805¦Internet_EU |  |  | R518/LRF24-SR | Characterised control valve | 1400 kPa | 200 kPa |  | EU\Inbox\Combinations\Folder..4/..5\ | 38
112152 | R522+LRF24-SR | R522+LRF24-SR |  | R522 | + | LRF24-SR | Actuator with emergency control function | 1 | Scenario 2 |  | PPK¦SelectPro¦VDI3805¦Internet_EU |  |  | R522+LRF24-SR | Characterised control valve | 1400 kPa | 200 kPa |  | EU\Inbox\Combinations\Folder..4/..5\ | 38
112153 | R522/LRF24-SR | R522/LRF24-SR |  | R522 | / | LRF24-SR | Actuator with emergency control function | 1 | Scenario 2 |  | PPK¦SelectPro¦VDI3805¦Internet_EU |  |  | R522/LRF24-SR | Characterised control valve | 1400 kPa | 200 kPa |  | EU\Inbox\Combinations\Folder..4/..5\ | 38
112154 | R523+LRF24-SR | R523+LRF24-SR |  | R523 | + | LRF24-SR | Actuator with emergency control function | 1 | Scenario 2 |  | PPK¦SelectPro¦VDI3805¦Internet_EU |  |  | R523+LRF24-SR | Characterised control valve | 1400 kPa | 200 kPa |  | EU\Inbox\Combinations\Folder..4/..5\ | 38
112155 | R523/LRF24-SR | R523/LRF24-SR |  | R523 | / | LRF24-SR | Actuator with emergency control function | 1 | Scenario 2 |  | PPK¦SelectPro¦VDI3805¦Internet_EU |  |  | R523/LRF24-SR | Characterised control valve | 1400 kPa | 200 kPa |  | EU\Inbox\Combinations\Folder..4/..5\ | 38
112158 | R529+LRF24-SR | R529+LRF24-SR |  | R529 | + | LRF24-SR | Actuator with emergency control function | 0 | Scenario 2 |  | SelectPro¦VDI3805¦Internet_EU |  |  | R529+LRF24-SR | Characterised control valve | 1400 kPa | 200 kPa |  | EU\Inbox\Combinations\Folder..4/..5\ | 35
112159 | R529/LRF24-SR | R529/LRF24-SR |  | R529 | / | LRF24-SR | Actuator with emergency control function | 0 | Scenario 2 |  | SelectPro¦VDI3805¦Internet_EU |  |  | R529/LRF24-SR | Characterised control valve | 1400 kPa | 200 kPa |  | EU\Inbox\Combinations\Folder..4/..5\ | 35
112166 | D625N+SR230A-SR-5 | D625N+SR230A-SR-5 |  | D625N | + | SR230A-SR-5 | Standard actuator | 0 | Scenario 2 |  | PPK¦SelectPro¦VDI3805¦Internet_EU |  |  | D625N+SR230A-SR-5 | Butterfly valve | 1200 kPa | 1.6 kPa |  | EU\Inbox\Combinations\Folder..6/..7\ | 33
112167 | D625N/SR230A-SR-5 | D625N/SR230A-SR-5 |  | D625N | / | SR230A-SR-5 | Standard actuator | 0 | Scenario 2 |  | PPK¦SelectPro¦VDI3805¦Internet_EU |  |  | D625N/SR230A-SR-5 | Butterfly valve | 1200 kPa | 1.6 kPa |  | EU\Inbox\Combinations\Folder..6/..7\ | 33
112168 | D625N+SR24A-SR-5 | D625N+SR24A-SR-5 |  | D625N | + | SR24A-SR-5 | Standard actuator | 0 | Scenario 2 |  | PPK¦SelectPro¦VDI3805¦Internet_EU |  |  | D625N+SR24A-SR-5 | Butterfly valve | 1200 kPa | 1.6 kPa |  | EU\Inbox\Combinations\Folder..6/..7\ | 33
112169 | D625N/SR24A-SR-5 | D625N/SR24A-SR-5 |  | D625N | / | SR24A-SR-5 | Standard actuator | 0 | Scenario 2 |  | PPK¦SelectPro¦VDI3805¦Internet_EU |  |  | D625N/SR24A-SR-5 | Butterfly valve | 1200 kPa | 1.6 kPa |  | EU\Inbox\Combinations\Folder..6/..7\ | 33
112170 | D632N+SR230A-SR-5 | D632N+SR230A-SR-5 |  | D632N | + | SR230A-SR-5 | Standard actuator | 0 | Scenario 2 |  | PPK¦SelectPro¦VDI3805¦Internet_EU |  |  | D632N+SR230A-SR-5 | Butterfly valve | 1200 kPa | 2.5 kPa |  | EU\Inbox\Combinations\Folder..6/..7\ | 35
112171 | D632N/SR230A-SR-5 | D632N/SR230A-SR-5 |  | D632N | / | SR230A-SR-5 | Standard actuator | 0 | Scenario 2 |  | PPK¦SelectPro¦VDI3805¦Internet_EU |  |  | D632N/SR230A-SR-5 | Butterfly valve | 1200 kPa | 2.5 kPa |  | EU\Inbox\Combinations\Folder..6/..7\ | 35
112172 | D632N+SR24A-SR-5 | D632N+SR24A-SR-5 |  | D632N | + | SR24A-SR-5 | Standard actuator | 0 | Scenario 2 |  | PPK¦SelectPro¦VDI3805¦Internet_EU |  |  | D632N+SR24A-SR-5 | Butterfly valve | 1200 kPa | 2.5 kPa |  | EU\Inbox\Combinations\Folder..6/..7\ | 35
112173 | D632N/SR24A-SR-5 | D632N/SR24A-SR-5 |  | D632N | / | SR24A-SR-5 | Standard actuator | 0 | Scenario 2 |  | PPK¦SelectPro¦VDI3805¦Internet_EU |  |  | D632N/SR24A-SR-5 | Butterfly valve | 1200 kPa | 2.5 kPa |  | EU\Inbox\Combinations\Folder..6/..7\ | 35
112174 | D640N+SR230A-SR-5 | D640N+SR230A-SR-5 |  | D640N | + | SR230A-SR-5 | Standard actuator | 0 | Scenario 2 |  | PPK¦SelectPro¦VDI3805¦Internet_EU |  |  | D640N+SR230A-SR-5 | Butterfly valve | 1200 kPa | 3.4 kPa |  | EU\Inbox\Combinations\Folder..6/..7\ | 33
112175 | D640N/SR230A-SR-5 | D640N/SR230A-SR-5 |  | D640N | / | SR230A-SR-5 | Standard actuator | 0 | Scenario 2 |  | PPK¦SelectPro¦VDI3805¦Internet_EU |  |  | D640N/SR230A-SR-5 | Butterfly valve | 1200 kPa | 3.4 kPa |  | EU\Inbox\Combinations\Folder..6/..7\ | 33
112176 | D640N+SR24A-SR-5 | D640N+SR24A-SR-5 |  | D640N | + | SR24A-SR-5 | Standard actuator | 0 | Scenario 2 |  | PPK¦SelectPro¦VDI3805¦Internet_EU |  |  | D640N+SR24A-SR-5 | Butterfly valve | 1200 kPa | 3.4 kPa |  | EU\Inbox\Combinations\Folder..6/..7\ | 33
112177 | D640N/SR24A-SR-5 | D640N/SR24A-SR-5 |  | D640N | / | SR24A-SR-5 | Standard actuator | 0 | Scenario 2 |  | PPK¦SelectPro¦VDI3805¦Internet_EU |  |  | D640N/SR24A-SR-5 | Butterfly valve | 1200 kPa | 3.4 kPa |  | EU\Inbox\Combinations\Folder..6/..7\ | 33
112178 | D650N+SR230A-SR-5 | D650N+SR230A-SR-5 |  | D650N | + | SR230A-SR-5 | Standard actuator | 0 | Scenario 2 |  | PPK¦SelectPro¦VDI3805¦Internet_EU |  |  | D650N+SR230A-SR-5 | Butterfly valve | 1200 kPa | 3.1 kPa |  | EU\Inbox\Combinations\Folder..6/..7\ | 33
112179 | D650N/SR230A-SR-5 | D650N/SR230A-SR-5 |  | D650N | / | SR230A-SR-5 | Standard actuator | 0 | Scenario 2 |  | PPK¦SelectPro¦VDI3805¦Internet_EU |  |  | D650N/SR230A-SR-5 | Butterfly valve | 1200 kPa | 3.1 kPa |  | EU\Inbox\Combinations\Folder..6/..7\ | 33
112180 | D650N+SR24A-SR-5 | D650N+SR24A-SR-5 |  | D650N | + | SR24A-SR-5 | Standard actuator | 0 | Scenario 2 |  | PPK¦SelectPro¦VDI3805¦Internet_EU |  |  | D650N+SR24A-SR-5 | Butterfly valve | 1200 kPa | 3.1 kPa |  | EU\Inbox\Combinations\Folder..6/..7\ | 33
112181 | D650N/SR24A-SR-5 | D650N/SR24A-SR-5 |  | D650N | / | SR24A-SR-5 | Standard actuator | 0 | Scenario 2 |  | PPK¦SelectPro¦VDI3805¦Internet_EU |  |  | D650N/SR24A-SR-5 | Butterfly valve | 1200 kPa | 3.1 kPa |  | EU\Inbox\Combinations\Folder..6/..7\ | 33
112182 | D665N+SR230A-SR-5 | D665N+SR230A-SR-5 |  | D665N | + | SR230A-SR-5 | Standard actuator | 0 | Scenario 2 |  | PPK¦SelectPro¦VDI3805¦Internet_EU |  |  | D665N+SR230A-SR-5 | Butterfly valve | 1200 kPa | 2.4 kPa |  | EU\Inbox\Combinations\Folder..6/..7\ | 33
112183 | D665N/SR230A-SR-5 | D665N/SR230A-SR-5 |  | D665N | / | SR230A-SR-5 | Standard actuator | 0 | Scenario 2 |  | PPK¦SelectPro¦VDI3805¦Internet_EU |  |  | D665N/SR230A-SR-5 | Butterfly valve | 1200 kPa | 2.4 kPa |  | EU\Inbox\Combinations\Folder..6/..7\ | 33
112184 | D665N+SR24A-SR-5 | D665N+SR24A-SR-5 |  | D665N | + | SR24A-SR-5 | Standard actuator | 0 | Scenario 2 |  | PPK¦SelectPro¦VDI3805¦Internet_EU |  |  | D665N+SR24A-SR-5 | Butterfly valve | 1200 kPa | 2.4 kPa |  | EU\Inbox\Combinations\Folder..6/..7\ | 33
112185 | D665N/SR24A-SR-5 | D665N/SR24A-SR-5 |  | D665N | / | SR24A-SR-5 | Standard actuator | 0 | Scenario 2 |  | PPK¦SelectPro¦VDI3805¦Internet_EU |  |  | D665N/SR24A-SR-5 | Butterfly valve | 1200 kPa | 2.4 kPa |  | EU\Inbox\Combinations\Folder..6/..7\ | 33
112230 | R404DK+LRF24-SR | R404DK+LRF24-SR |  | R404DK | + | LRF24-SR | Actuator with emergency control function | 1 | Scenario 2 |  | PPK¦SelectPro¦VDI3805¦Internet_EU |  |  | R404DK+LRF24-SR | Characterised control valve | 1400 kPa | 400 kPa |  | EU\Inbox\Combinations\Folder..4/..5\ | 34
112231 | R404DK/LRF24-SR | R404DK/LRF24-SR |  | R404DK | / | LRF24-SR | Actuator with emergency control function | 1 | Scenario 2 |  | PPK¦SelectPro¦VDI3805¦Internet_EU |  |  | R404DK/LRF24-SR | Characterised control valve | 1400 kPa | 400 kPa |  | EU\Inbox\Combinations\Folder..4/..5\ | 34
112236 | R405DK+LRF24-SR | R405DK+LRF24-SR |  | R405DK | + | LRF24-SR | Actuator with emergency control function | 1 | Scenario 2 |  | PPK¦SelectPro¦VDI3805¦Internet_EU |  |  | R405DK+LRF24-SR | Characterised control valve | 1400 kPa | 400 kPa |  | EU\Inbox\Combinations\Folder..4/..5\ | 34
112237 | R405DK/LRF24-SR | R405DK/LRF24-SR |  | R405DK | / | LRF24-SR | Actuator with emergency control function | 1 | Scenario 2 |  | PPK¦SelectPro¦VDI3805¦Internet_EU |  |  | R405DK/LRF24-SR | Characterised control valve | 1400 kPa | 400 kPa |  | EU\Inbox\Combinations\Folder..4/..5\ | 34
112242 | R406DK+LRF24-SR | R406DK+LRF24-SR |  | R406DK | + | LRF24-SR | Actuator with emergency control function | 1 | Scenario 2 |  | PPK¦SelectPro¦VDI3805¦Internet_EU |  |  | R406DK+LRF24-SR | Characterised control valve | 1400 kPa | 400 kPa |  | EU\Inbox\Combinations\Folder..4/..5\ | 34
112243 | R406DK/LRF24-SR | R406DK/LRF24-SR |  | R406DK | / | LRF24-SR | Actuator with emergency control function | 1 | Scenario 2 |  | PPK¦SelectPro¦VDI3805¦Internet_EU |  |  | R406DK/LRF24-SR | Characterised control valve | 1400 kPa | 400 kPa |  | EU\Inbox\Combinations\Folder..4/..5\ | 34
112248 | R407DK+LRF24-SR | R407DK+LRF24-SR |  | R407DK | + | LRF24-SR | Actuator with emergency control function | 1 | Scenario 2 |  | PPK¦SelectPro¦VDI3805¦Internet_EU |  |  | R407DK+LRF24-SR | Characterised control valve | 1400 kPa | 400 kPa |  | EU\Inbox\Combinations\Folder..4/..5\ | 34
112249 | R407DK/LRF24-SR | R407DK/LRF24-SR |  | R407DK | / | LRF24-SR | Actuator with emergency control function | 1 | Scenario 2 |  | PPK¦SelectPro¦VDI3805¦Internet_EU |  |  | R407DK/LRF24-SR | Characterised control valve | 1400 kPa | 400 kPa |  | EU\Inbox\Combinations\Folder..4/..5\ | 34
112254 | R408DK+LRF24-SR | R408DK+LRF24-SR |  | R408DK | + | LRF24-SR | Actuator with emergency control function | 1 | Scenario 2 |  | PPK¦SelectPro¦VDI3805¦Internet_EU |  |  | R408DK+LRF24-SR | Characterised control valve | 1400 kPa | 400 kPa |  | EU\Inbox\Combinations\Folder..4/..5\ | 34
112255 | R408DK/LRF24-SR | R408DK/LRF24-SR |  | R408DK | / | LRF24-SR | Actuator with emergency control function | 1 | Scenario 2 |  | PPK¦SelectPro¦VDI3805¦Internet_EU |  |  | R408DK/LRF24-SR | Characterised control valve | 1400 kPa | 400 kPa |  | EU\Inbox\Combinations\Folder..4/..5\ | 34
112260 | R409DK+LRF24-SR | R409DK+LRF24-SR |  | R409DK | + | LRF24-SR | Actuator with emergency control function | 1 | Scenario 2 |  | PPK¦SelectPro¦VDI3805¦Internet_EU |  |  | R409DK+LRF24-SR | Characterised control valve | 1400 kPa | 400 kPa |  | EU\Inbox\Combinations\Folder..4/..5\ | 34
112261 | R409DK/LRF24-SR | R409DK/LRF24-SR |  | R409DK | / | LRF24-SR | Actuator with emergency control function | 1 | Scenario 2 |  | PPK¦SelectPro¦VDI3805¦Internet_EU |  |  | R409DK/LRF24-SR | Characterised control valve | 1400 kPa | 400 kPa |  | EU\Inbox\Combinations\Folder..4/..5\ | 34
112288 | R412D+LRF24-SR | R412D+LRF24-SR |  | R412D | + | LRF24-SR | Actuator with emergency control function | 1 | Scenario 2 |  | PPK¦SelectPro¦VDI3805¦Internet_EU |  |  | R412D+LRF24-SR | Characterised control valve | 1400 kPa | 400 kPa |  | EU\Inbox\Combinations\Folder..4/..5\ | 39
112289 | R412D/LRF24-SR | R412D/LRF24-SR |  | R412D | / | LRF24-SR | Actuator with emergency control function | 1 | Scenario 2 |  | PPK¦SelectPro¦VDI3805¦Internet_EU |  |  | R412D/LRF24-SR | Characterised control valve | 1400 kPa | 400 kPa |  | EU\Inbox\Combinations\Folder..4/..5\ | 39
112294 | R413D+LRF24-SR | R413D+LRF24-SR |  | R413D | + | LRF24-SR | Actuator with emergency control function | 1 | Scenario 2 |  | PPK¦SelectPro¦VDI3805¦Internet_EU |  |  | R413D+LRF24-SR | Characterised control valve | 1400 kPa | 400 kPa |  | EU\Inbox\Combinations\Folder..4/..5\ | 39
112295 | R413D/LRF24-SR | R413D/LRF24-SR |  | R413D | / | LRF24-SR | Actuator with emergency control function | 1 | Scenario 2 |  | PPK¦SelectPro¦VDI3805¦Internet_EU |  |  | R413D/LRF24-SR | Characterised control valve | 1400 kPa | 400 kPa |  | EU\Inbox\Combinations\Folder..4/..5\ | 39
112300 | R414D+LRF24-SR | R414D+LRF24-SR |  | R414D | + | LRF24-SR | Actuator with emergency control function | 1 | Scenario 2 |  | PPK¦SelectPro¦VDI3805¦Internet_EU |  |  | R414D+LRF24-SR | Characterised control valve | 1400 kPa | 400 kPa |  | EU\Inbox\Combinations\Folder..4/..5\ | 39
112301 | R414D/LRF24-SR | R414D/LRF24-SR |  | R414D | / | LRF24-SR | Actuator with emergency control function | 1 | Scenario 2 |  | PPK¦SelectPro¦VDI3805¦Internet_EU |  |  | R414D/LRF24-SR | Characterised control valve | 1400 kPa | 400 kPa |  | EU\Inbox\Combinations\Folder..4/..5\ | 39
112328 | R417D+LRF24-SR | R417D+LRF24-SR |  | R417D | + | LRF24-SR | Actuator with emergency control function | 1 | Scenario 2 |  | PPK¦SelectPro¦VDI3805¦Internet_EU |  |  | R417D+LRF24-SR | Characterised control valve | 1400 kPa | 400 kPa |  | EU\Inbox\Combinations\Folder..4/..5\ | 39
112329 | R417D/LRF24-SR | R417D/LRF24-SR |  | R417D | / | LRF24-SR | Actuator with emergency control function | 1 | Scenario 2 |  | PPK¦SelectPro¦VDI3805¦Internet_EU |  |  | R417D/LRF24-SR | Characterised control valve | 1400 kPa | 400 kPa |  | EU\Inbox\Combinations\Folder..4/..5\ | 39
112334 | R418D+LRF24-SR | R418D+LRF24-SR |  | R418D | + | LRF24-SR | Actuator with emergency control function | 1 | Scenario 2 |  | PPK¦SelectPro¦VDI3805¦Internet_EU |  |  | R418D+LRF24-SR | Characterised control valve | 1400 kPa | 400 kPa |  | EU\Inbox\Combinations\Folder..4/..5\ | 39
112335 | R418D/LRF24-SR | R418D/LRF24-SR |  | R418D | / | LRF24-SR | Actuator with emergency control function | 1 | Scenario 2 |  | PPK¦SelectPro¦VDI3805¦Internet_EU |  |  | R418D/LRF24-SR | Characterised control valve | 1400 kPa | 400 kPa |  | EU\Inbox\Combinations\Folder..4/..5\ | 39
112340 | R419D+LRF24-SR | R419D+LRF24-SR |  | R419D | + | LRF24-SR | Actuator with emergency control function | 1 | Scenario 2 |  | PPK¦SelectPro¦VDI3805¦Internet_EU |  |  | R419D+LRF24-SR | Characterised control valve | 1400 kPa | 400 kPa |  | EU\Inbox\Combinations\Folder..4/..5\ | 39
112341 | R419D/LRF24-SR | R419D/LRF24-SR |  | R419D | / | LRF24-SR | Actuator with emergency control function | 1 | Scenario 2 |  | PPK¦SelectPro¦VDI3805¦Internet_EU |  |  | R419D/LRF24-SR | Characterised control valve | 1400 kPa | 400 kPa |  | EU\Inbox\Combinations\Folder..4/..5\ | 39
112500 | R3015-1-1-B2+LR24A-MP | R3015-1-1-B2+LR24A-MP |  | R3015-1-1-B2 | + | LR24A-MP | Communicative actuator | 1 | Scenario 5 |  | PPK¦SelectPro¦VDI3805¦Internet_EU |  |  | R3015-1-1-B2+LR24A-MP | Characterised control valve | 100 kPa | 100 kPa |  | EU\Inbox\Combinations\Folder..2/..3\ | 40
112501 | R3015-1-1-B2/LR24A-MP | R3015-1-1-B2/LR24A-MP |  | R3015-1-1-B2 | / | LR24A-MP | Communicative actuator | 1 | Scenario 5 |  | PPK¦SelectPro¦VDI3805¦Internet_EU |  |  | R3015-1-1-B2/LR24A-MP | Characterised control valve | 100 kPa | 100 kPa |  | EU\Inbox\Combinations\Folder..2/..3\ | 40
112502 | R3015-1-1-B2+LR24A-SR | R3015-1-1-B2+LR24A-SR |  | R3015-1-1-B2 | + | LR24A-SR | Standard actuator | 1 | Scenario 5 |  | PPK¦SelectPro¦VDI3805¦Internet_EU |  |  | R3015-1-1-B2+LR24A-SR | Characterised control valve | 100 kPa | 100 kPa |  | EU\Inbox\Combinations\Folder..2/..3\ | 41
112503 | R3015-1-1-B2/LR24A-SR | R3015-1-1-B2/LR24A-SR |  | R3015-1-1-B2 | / | LR24A-SR | Standard actuator | 1 | Scenario 5 |  | PPK¦SelectPro¦VDI3805¦Internet_EU |  |  | R3015-1-1-B2/LR24A-SR | Characterised control valve | 100 kPa | 100 kPa |  | EU\Inbox\Combinations\Folder..2/..3\ | 41
112506 | R3015-1-1P3-B2+LR24A-MP | R3015-1-1P3-B2+LR24A-MP |  | R3015-1-1P3-B2 | + | LR24A-MP | Communicative actuator | 1 | Scenario 5 |  | PPK¦SelectPro¦VDI3805¦Internet_EU |  |  | R3015-1-1P3-B2+LR24A-MP | Characterised control valve | 100 kPa | 100 kPa |  | EU\Inbox\Combinations\Folder..2/..3\ | 41
112507 | R3015-1-1P3-B2/LR24A-MP | R3015-1-1P3-B2/LR24A-MP |  | R3015-1-1P3-B2 | / | LR24A-MP | Communicative actuator | 1 | Scenario 5 |  | PPK¦SelectPro¦VDI3805¦Internet_EU |  |  | R3015-1-1P3-B2/LR24A-MP | Characterised control valve | 100 kPa | 100 kPa |  | EU\Inbox\Combinations\Folder..2/..3\ | 41
112508 | R3015-1-1P3-B2+LR24A-SR | R3015-1-1P3-B2+LR24A-SR |  | R3015-1-1P3-B2 | + | LR24A-SR | Standard actuator | 1 | Scenario 5 |  | PPK¦SelectPro¦VDI3805¦Internet_EU |  |  | R3015-1-1P3-B2+LR24A-SR | Characterised control valve | 100 kPa | 100 kPa |  | EU\Inbox\Combinations\Folder..2/..3\ | 41
112509 | R3015-1-1P3-B2/LR24A-SR | R3015-1-1P3-B2/LR24A-SR |  | R3015-1-1P3-B2 | / | LR24A-SR | Standard actuator | 1 | Scenario 5 |  | PPK¦SelectPro¦VDI3805¦Internet_EU |  |  | R3015-1-1P3-B2/LR24A-SR | Characterised control valve | 100 kPa | 100 kPa |  | EU\Inbox\Combinations\Folder..2/..3\ | 41
112512 | R3015-1-P25-B2+LR24A-MP | R3015-1-P25-B2+LR24A-MP |  | R3015-1-P25-B2 | + | LR24A-MP | Communicative actuator | 1 | Scenario 5 |  | PPK¦SelectPro¦VDI3805¦Internet_EU |  |  | R3015-1-P25-B2+LR24A-MP | Characterised control valve | 100 kPa | 100 kPa |  | EU\Inbox\Combinations\Folder..2/..3\ | 41
112513 | R3015-1-P25-B2/LR24A-MP | R3015-1-P25-B2/LR24A-MP |  | R3015-1-P25-B2 | / | LR24A-MP | Communicative actuator | 1 | Scenario 5 |  | PPK¦SelectPro¦VDI3805¦Internet_EU |  |  | R3015-1-P25-B2/LR24A-MP | Characterised control valve | 100 kPa | 100 kPa |  | EU\Inbox\Combinations\Folder..2/..3\ | 41
112514 | R3015-1-P25-B2+LR24A-SR | R3015-1-P25-B2+LR24A-SR |  | R3015-1-P25-B2 | + | LR24A-SR | Standard actuator | 1 | Scenario 5 |  | PPK¦SelectPro¦VDI3805¦Internet_EU |  |  | R3015-1-P25-B2+LR24A-SR | Characterised control valve | 100 kPa | 100 kPa |  | EU\Inbox\Combinations\Folder..2/..3\ | 41
112515 | R3015-1-P25-B2/LR24A-SR | R3015-1-P25-B2/LR24A-SR |  | R3015-1-P25-B2 | / | LR24A-SR | Standard actuator | 1 | Scenario 5 |  | PPK¦SelectPro¦VDI3805¦Internet_EU |  |  | R3015-1-P25-B2/LR24A-SR | Characterised control valve | 100 kPa | 100 kPa |  | EU\Inbox\Combinations\Folder..2/..3\ | 41
112518 | R3015-1-P4-B2+LR24A-MP | R3015-1-P4-B2+LR24A-MP |  | R3015-1-P4-B2 | + | LR24A-MP | Communicative actuator | 1 | Scenario 5 |  | PPK¦SelectPro¦VDI3805¦Internet_EU |  |  | R3015-1-P4-B2+LR24A-MP | Characterised control valve | 100 kPa | 100 kPa |  | EU\Inbox\Combinations\Folder..2/..3\ | 41
112519 | R3015-1-P4-B2/LR24A-MP | R3015-1-P4-B2/LR24A-MP |  | R3015-1-P4-B2 | / | LR24A-MP | Communicative actuator | 1 | Scenario 5 |  | PPK¦SelectPro¦VDI3805¦Internet_EU |  |  | R3015-1-P4-B2/LR24A-MP | Characterised control valve | 100 kPa | 100 kPa |  | EU\Inbox\Combinations\Folder..2/..3\ | 41
112520 | R3015-1-P4-B2+LR24A-SR | R3015-1-P4-B2+LR24A-SR |  | R3015-1-P4-B2 | + | LR24A-SR | Standard actuator | 1 | Scenario 5 |  | PPK¦SelectPro¦VDI3805¦Internet_EU |  |  | R3015-1-P4-B2+LR24A-SR | Characterised control valve | 100 kPa | 100 kPa |  | EU\Inbox\Combinations\Folder..2/..3\ | 41
112521 | R3015-1-P4-B2/LR24A-SR | R3015-1-P4-B2/LR24A-SR |  | R3015-1-P4-B2 | / | LR24A-SR | Standard actuator | 1 | Scenario 5 |  | PPK¦SelectPro¦VDI3805¦Internet_EU |  |  | R3015-1-P4-B2/LR24A-SR | Characterised control valve | 100 kPa | 100 kPa |  | EU\Inbox\Combinations\Folder..2/..3\ | 41
112524 | R3015-1-P63-B2+LR24A-MP | R3015-1-P63-B2+LR24A-MP |  | R3015-1-P63-B2 | + | LR24A-MP | Communicative actuator | 1 | Scenario 5 |  | PPK¦SelectPro¦VDI3805¦Internet_EU |  |  | R3015-1-P63-B2+LR24A-MP | Characterised control valve | 100 kPa | 100 kPa |  | EU\Inbox\Combinations\Folder..2/..3\ | 41
112525 | R3015-1-P63-B2/LR24A-MP | R3015-1-P63-B2/LR24A-MP |  | R3015-1-P63-B2 | / | LR24A-MP | Communicative actuator | 1 | Scenario 5 |  | PPK¦SelectPro¦VDI3805¦Internet_EU |  |  | R3015-1-P63-B2/LR24A-MP | Characterised control valve | 100 kPa | 100 kPa |  | EU\Inbox\Combinations\Folder..2/..3\ | 41
112526 | R3015-1-P63-B2+LR24A-SR | R3015-1-P63-B2+LR24A-SR |  | R3015-1-P63-B2 | + | LR24A-SR | Standard actuator | 1 | Scenario 5 |  | PPK¦SelectPro¦VDI3805¦Internet_EU |  |  | R3015-1-P63-B2+LR24A-SR | Characterised control valve | 100 kPa | 100 kPa |  | EU\Inbox\Combinations\Folder..2/..3\ | 40
112527 | R3015-1-P63-B2/LR24A-SR | R3015-1-P63-B2/LR24A-SR |  | R3015-1-P63-B2 | / | LR24A-SR | Standard actuator | 1 | Scenario 5 |  | PPK¦SelectPro¦VDI3805¦Internet_EU |  |  | R3015-1-P63-B2/LR24A-SR | Characterised control valve | 100 kPa | 100 kPa |  | EU\Inbox\Combinations\Folder..2/..3\ | 41
112530 | R3015-1P3-1-B2+LR24A-MP | R3015-1P3-1-B2+LR24A-MP |  | R3015-1P3-1-B2 | + | LR24A-MP | Communicative actuator | 1 | Scenario 5 |  | PPK¦SelectPro¦VDI3805¦Internet_EU |  |  | R3015-1P3-1-B2+LR24A-MP | Characterised control valve | 100 kPa | 100 kPa |  | EU\Inbox\Combinations\Folder..2/..3\ | 41
112531 | R3015-1P3-1-B2/LR24A-MP | R3015-1P3-1-B2/LR24A-MP |  | R3015-1P3-1-B2 | / | LR24A-MP | Communicative actuator | 1 | Scenario 5 |  | PPK¦SelectPro¦VDI3805¦Internet_EU |  |  | R3015-1P3-1-B2/LR24A-MP | Characterised control valve | 100 kPa | 100 kPa |  | EU\Inbox\Combinations\Folder..2/..3\ | 41
112532 | R3015-1P3-1-B2+LR24A-SR | R3015-1P3-1-B2+LR24A-SR |  | R3015-1P3-1-B2 | + | LR24A-SR | Standard actuator | 1 | Scenario 5 |  | PPK¦SelectPro¦VDI3805¦Internet_EU |  |  | R3015-1P3-1-B2+LR24A-SR | Characterised control valve | 100 kPa | 100 kPa |  | EU\Inbox\Combinations\Folder..2/..3\ | 41
112533 | R3015-1P3-1-B2/LR24A-SR | R3015-1P3-1-B2/LR24A-SR |  | R3015-1P3-1-B2 | / | LR24A-SR | Standard actuator | 1 | Scenario 5 |  | PPK¦SelectPro¦VDI3805¦Internet_EU |  |  | R3015-1P3-1-B2/LR24A-SR | Characterised control valve | 100 kPa | 100 kPa |  | EU\Inbox\Combinations\Folder..2/..3\ | 41
112536 | R3015-1P3-1P3-B2+LR24A-MP | R3015-1P3-1P3-B2+LR24A-MP |  | R3015-1P3-1P3-B2 | + | LR24A-MP | Communicative actuator | 1 | Scenario 5 |  | PPK¦SelectPro¦VDI3805¦Internet_EU |  |  | R3015-1P3-1P3-B2+LR24A-MP | Characterised control valve | 100 kPa | 100 kPa |  | EU\Inbox\Combinations\Folder..2/..3\ | 41
112537 | R3015-1P3-1P3-B2/LR24A-MP | R3015-1P3-1P3-B2/LR24A-MP |  | R3015-1P3-1P3-B2 | / | LR24A-MP | Communicative actuator | 1 | Scenario 5 |  | PPK¦SelectPro¦VDI3805¦Internet_EU |  |  | R3015-1P3-1P3-B2/LR24A-MP | Characterised control valve | 100 kPa | 100 kPa |  | EU\Inbox\Combinations\Folder..2/..3\ | 41
112538 | R3015-1P3-1P3-B2+LR24A-SR | R3015-1P3-1P3-B2+LR24A-SR |  | R3015-1P3-1P3-B2 | + | LR24A-SR | Standard actuator | 1 | Scenario 5 |  | PPK¦SelectPro¦VDI3805¦Internet_EU |  |  | R3015-1P3-1P3-B2+LR24A-SR | Characterised control valve | 100 kPa | 100 kPa |  | EU\Inbox\Combinations\Folder..2/..3\ | 41
112539 | R3015-1P3-1P3-B2/LR24A-SR | R3015-1P3-1P3-B2/LR24A-SR |  | R3015-1P3-1P3-B2 | / | LR24A-SR | Standard actuator | 1 | Scenario 5 |  | PPK¦SelectPro¦VDI3805¦Internet_EU |  |  | R3015-1P3-1P3-B2/LR24A-SR | Characterised control valve | 100 kPa | 100 kPa |  | EU\Inbox\Combinations\Folder..2/..3\ | 41
112542 | R3015-1P3-P25-B2+LR24A-MP | R3015-1P3-P25-B2+LR24A-MP |  | R3015-1P3-P25-B2 | + | LR24A-MP | Communicative actuator | 1 | Scenario 5 |  | PPK¦SelectPro¦VDI3805¦Internet_EU |  |  | R3015-1P3-P25-B2+LR24A-MP | Characterised control valve | 100 kPa | 100 kPa |  | EU\Inbox\Combinations\Folder..2/..3\ | 41
112543 | R3015-1P3-P25-B2/LR24A-MP | R3015-1P3-P25-B2/LR24A-MP |  | R3015-1P3-P25-B2 | / | LR24A-MP | Communicative actuator | 1 | Scenario 5 |  | PPK¦SelectPro¦VDI3805¦Internet_EU |  |  | R3015-1P3-P25-B2/LR24A-MP | Characterised control valve | 100 kPa | 100 kPa |  | EU\Inbox\Combinations\Folder..2/..3\ | 41
112544 | R3015-1P3-P25-B2+LR24A-SR | R3015-1P3-P25-B2+LR24A-SR |  | R3015-1P3-P25-B2 | + | LR24A-SR | Standard actuator | 1 | Scenario 5 |  | PPK¦SelectPro¦VDI3805¦Internet_EU |  |  | R3015-1P3-P25-B2+LR24A-SR | Characterised control valve | 100 kPa | 100 kPa |  | EU\Inbox\Combinations\Folder..2/..3\ | 41
112545 | R3015-1P3-P25-B2/LR24A-SR | R3015-1P3-P25-B2/LR24A-SR |  | R3015-1P3-P25-B2 | / | LR24A-SR | Standard actuator | 1 | Scenario 5 |  | PPK¦SelectPro¦VDI3805¦Internet_EU |  |  | R3015-1P3-P25-B2/LR24A-SR | Characterised control valve | 100 kPa | 100 kPa |  | EU\Inbox\Combinations\Folder..2/..3\ | 40
112548 | R3015-1P3-P4-B2+LR24A-MP | R3015-1P3-P4-B2+LR24A-MP |  | R3015-1P3-P4-B2 | + | LR24A-MP | Communicative actuator | 1 | Scenario 5 |  | PPK¦SelectPro¦VDI3805¦Internet_EU |  |  | R3015-1P3-P4-B2+LR24A-MP | Characterised control valve | 100 kPa | 100 kPa |  | EU\Inbox\Combinations\Folder..2/..3\ | 40
112549 | R3015-1P3-P4-B2/LR24A-MP | R3015-1P3-P4-B2/LR24A-MP |  | R3015-1P3-P4-B2 | / | LR24A-MP | Communicative actuator | 1 | Scenario 5 |  | PPK¦SelectPro¦VDI3805¦Internet_EU |  |  | R3015-1P3-P4-B2/LR24A-MP | Characterised control valve | 100 kPa | 100 kPa |  | EU\Inbox\Combinations\Folder..2/..3\ | 41
112550 | R3015-1P3-P4-B2+LR24A-SR | R3015-1P3-P4-B2+LR24A-SR |  | R3015-1P3-P4-B2 | + | LR24A-SR | Standard actuator | 1 | Scenario 5 |  | PPK¦SelectPro¦VDI3805¦Internet_EU |  |  | R3015-1P3-P4-B2+LR24A-SR | Characterised control valve | 100 kPa | 100 kPa |  | EU\Inbox\Combinations\Folder..2/..3\ | 38
112551 | R3015-1P3-P4-B2/LR24A-SR | R3015-1P3-P4-B2/LR24A-SR |  | R3015-1P3-P4-B2 | / | LR24A-SR | Standard actuator | 1 | Scenario 5 |  | PPK¦SelectPro¦VDI3805¦Internet_EU |  |  | R3015-1P3-P4-B2/LR24A-SR | Characterised control valve | 100 kPa | 100 kPa |  | EU\Inbox\Combinations\Folder..2/..3\ | 38
112554 | R3015-1P3-P63-B2+LR24A-MP | R3015-1P3-P63-B2+LR24A-MP |  | R3015-1P3-P63-B2 | + | LR24A-MP | Communicative actuator | 1 | Scenario 5 |  | PPK¦SelectPro¦VDI3805¦Internet_EU |  |  | R3015-1P3-P63-B2+LR24A-MP | Characterised control valve | 100 kPa | 100 kPa |  | EU\Inbox\Combinations\Folder..2/..3\ | 40
112555 | R3015-1P3-P63-B2/LR24A-MP | R3015-1P3-P63-B2/LR24A-MP |  | R3015-1P3-P63-B2 | / | LR24A-MP | Communicative actuator | 1 | Scenario 5 |  | PPK¦SelectPro¦VDI3805¦Internet_EU |  |  | R3015-1P3-P63-B2/LR24A-MP | Characterised control valve | 100 kPa | 100 kPa |  | EU\Inbox\Combinations\Folder..2/..3\ | 40
112556 | R3015-1P3-P63-B2+LR24A-SR | R3015-1P3-P63-B2+LR24A-SR |  | R3015-1P3-P63-B2 | + | LR24A-SR | Standard actuator | 1 | Scenario 5 |  | PPK¦SelectPro¦VDI3805¦Internet_EU |  |  | R3015-1P3-P63-B2+LR24A-SR | Characterised control valve | 100 kPa | 100 kPa |  | EU\Inbox\Combinations\Folder..2/..3\ | 38
112557 | R3015-1P3-P63-B2/LR24A-SR | R3015-1P3-P63-B2/LR24A-SR |  | R3015-1P3-P63-B2 | / | LR24A-SR | Standard actuator | 1 | Scenario 5 |  | PPK¦SelectPro¦VDI3805¦Internet_EU |  |  | R3015-1P3-P63-B2/LR24A-SR | Characterised control valve | 100 kPa | 100 kPa |  | EU\Inbox\Combinations\Folder..2/..3\ | 38
112560 | R3015-P25-1-B2+LR24A-MP | R3015-P25-1-B2+LR24A-MP |  | R3015-P25-1-B2 | + | LR24A-MP | Communicative actuator | 1 | Scenario 5 |  | PPK¦SelectPro¦VDI3805¦Internet_EU |  |  | R3015-P25-1-B2+LR24A-MP | Characterised control valve | 100 kPa | 100 kPa |  | EU\Inbox\Combinations\Folder..2/..3\ | 41
112561 | R3015-P25-1-B2/LR24A-MP | R3015-P25-1-B2/LR24A-MP |  | R3015-P25-1-B2 | / | LR24A-MP | Communicative actuator | 1 | Scenario 5 |  | PPK¦SelectPro¦VDI3805¦Internet_EU |  |  | R3015-P25-1-B2/LR24A-MP | Characterised control valve | 100 kPa | 100 kPa |  | EU\Inbox\Combinations\Folder..2/..3\ | 41
112562 | R3015-P25-1-B2+LR24A-SR | R3015-P25-1-B2+LR24A-SR |  | R3015-P25-1-B2 | + | LR24A-SR | Standard actuator | 1 | Scenario 5 |  | PPK¦SelectPro¦VDI3805¦Internet_EU |  |  | R3015-P25-1-B2+LR24A-SR | Characterised control valve | 100 kPa | 100 kPa |  | EU\Inbox\Combinations\Folder..2/..3\ | 38
112563 | R3015-P25-1-B2/LR24A-SR | R3015-P25-1-B2/LR24A-SR |  | R3015-P25-1-B2 | / | LR24A-SR | Standard actuator | 1 | Scenario 5 |  | PPK¦SelectPro¦VDI3805¦Internet_EU |  |  | R3015-P25-1-B2/LR24A-SR | Characterised control valve | 100 kPa | 100 kPa |  | EU\Inbox\Combinations\Folder..2/..3\ | 38
112566 | R3015-P25-1P3-B2+LR24A-MP | R3015-P25-1P3-B2+LR24A-MP |  | R3015-P25-1P3-B2 | + | LR24A-MP | Communicative actuator | 1 | Scenario 5 |  | PPK¦SelectPro¦VDI3805¦Internet_EU |  |  | R3015-P25-1P3-B2+LR24A-MP | Characterised control valve | 100 kPa | 100 kPa |  | EU\Inbox\Combinations\Folder..2/..3\ | 41
112567 | R3015-P25-1P3-B2/LR24A-MP | R3015-P25-1P3-B2/LR24A-MP |  | R3015-P25-1P3-B2 | / | LR24A-MP | Communicative actuator | 1 | Scenario 5 |  | PPK¦SelectPro¦VDI3805¦Internet_EU |  |  | R3015-P25-1P3-B2/LR24A-MP | Characterised control valve | 100 kPa | 100 kPa |  | EU\Inbox\Combinations\Folder..2/..3\ | 43
112568 | R3015-P25-1P3-B2+LR24A-SR | R3015-P25-1P3-B2+LR24A-SR |  | R3015-P25-1P3-B2 | + | LR24A-SR | Standard actuator | 1 | Scenario 5 |  | PPK¦SelectPro¦VDI3805¦Internet_EU |  |  | R3015-P25-1P3-B2+LR24A-SR | Characterised control valve | 100 kPa | 100 kPa |  | EU\Inbox\Combinations\Folder..2/..3\ | 40
112569 | R3015-P25-1P3-B2/LR24A-SR | R3015-P25-1P3-B2/LR24A-SR |  | R3015-P25-1P3-B2 | / | LR24A-SR | Standard actuator | 1 | Scenario 5 |  | PPK¦SelectPro¦VDI3805¦Internet_EU |  |  | R3015-P25-1P3-B2/LR24A-SR | Characterised control valve | 100 kPa | 100 kPa |  | EU\Inbox\Combinations\Folder..2/..3\ | 40
112572 | R3015-P25-P25-B2+LR24A-MP | R3015-P25-P25-B2+LR24A-MP |  | R3015-P25-P25-B2 | + | LR24A-MP | Communicative actuator | 1 | Scenario 5 |  | PPK¦SelectPro¦VDI3805¦Internet_EU |  |  | R3015-P25-P25-B2+LR24A-MP | Characterised control valve | 100 kPa | 100 kPa |  | EU\Inbox\Combinations\Folder..2/..3\ | 43
112573 | R3015-P25-P25-B2/LR24A-MP | R3015-P25-P25-B2/LR24A-MP |  | R3015-P25-P25-B2 | / | LR24A-MP | Communicative actuator | 1 | Scenario 5 |  | PPK¦SelectPro¦VDI3805¦Internet_EU |  |  | R3015-P25-P25-B2/LR24A-MP | Characterised control valve | 100 kPa | 100 kPa |  | EU\Inbox\Combinations\Folder..2/..3\ | 43
112574 | R3015-P25-P25-B2+LR24A-SR | R3015-P25-P25-B2+LR24A-SR |  | R3015-P25-P25-B2 | + | LR24A-SR | Standard actuator | 1 | Scenario 5 |  | PPK¦SelectPro¦VDI3805¦Internet_EU |  |  | R3015-P25-P25-B2+LR24A-SR | Characterised control valve | 100 kPa | 100 kPa |  | EU\Inbox\Combinations\Folder..2/..3\ | 40
112575 | R3015-P25-P25-B2/LR24A-SR | R3015-P25-P25-B2/LR24A-SR |  | R3015-P25-P25-B2 | / | LR24A-SR | Standard actuator | 1 | Scenario 5 |  | PPK¦SelectPro¦VDI3805¦Internet_EU |  |  | R3015-P25-P25-B2/LR24A-SR | Characterised control valve | 100 kPa | 100 kPa |  | EU\Inbox\Combinations\Folder..2/..3\ | 40
112578 | R3015-P25-P4-B2+LR24A-MP | R3015-P25-P4-B2+LR24A-MP |  | R3015-P25-P4-B2 | + | LR24A-MP | Communicative actuator | 1 | Scenario 5 |  | PPK¦SelectPro¦VDI3805¦Internet_EU |  |  | R3015-P25-P4-B2+LR24A-MP | Characterised control valve | 100 kPa | 100 kPa |  | EU\Inbox\Combinations\Folder..2/..3\ | 43
112579 | R3015-P25-P4-B2/LR24A-MP | R3015-P25-P4-B2/LR24A-MP |  | R3015-P25-P4-B2 | / | LR24A-MP | Communicative actuator | 1 | Scenario 5 |  | PPK¦SelectPro¦VDI3805¦Internet_EU |  |  | R3015-P25-P4-B2/LR24A-MP | Characterised control valve | 100 kPa | 100 kPa |  | EU\Inbox\Combinations\Folder..2/..3\ | 43
112580 | R3015-P25-P4-B2+LR24A-SR | R3015-P25-P4-B2+LR24A-SR |  | R3015-P25-P4-B2 | + | LR24A-SR | Standard actuator | 1 | Scenario 5 |  | PPK¦SelectPro¦VDI3805¦Internet_EU |  |  | R3015-P25-P4-B2+LR24A-SR | Characterised control valve | 100 kPa | 100 kPa |  | EU\Inbox\Combinations\Folder..2/..3\ | 40
112581 | R3015-P25-P4-B2/LR24A-SR | R3015-P25-P4-B2/LR24A-SR |  | R3015-P25-P4-B2 | / | LR24A-SR | Standard actuator | 1 | Scenario 5 |  | PPK¦SelectPro¦VDI3805¦Internet_EU |  |  | R3015-P25-P4-B2/LR24A-SR | Characterised control valve | 100 kPa | 100 kPa |  | EU\Inbox\Combinations\Folder..2/..3\ | 40
112584 | R3015-P25-P63-B2+LR24A-MP | R3015-P25-P63-B2+LR24A-MP |  | R3015-P25-P63-B2 | + | LR24A-MP | Communicative actuator | 1 | Scenario 5 |  | PPK¦SelectPro¦VDI3805¦Internet_EU |  |  | R3015-P25-P63-B2+LR24A-MP | Characterised control valve | 100 kPa | 100 kPa |  | EU\Inbox\Combinations\Folder..2/..3\ | 43
112585 | R3015-P25-P63-B2/LR24A-MP | R3015-P25-P63-B2/LR24A-MP |  | R3015-P25-P63-B2 | / | LR24A-MP | Communicative actuator | 1 | Scenario 5 |  | PPK¦SelectPro¦VDI3805¦Internet_EU |  |  | R3015-P25-P63-B2/LR24A-MP | Characterised control valve | 100 kPa | 100 kPa |  | EU\Inbox\Combinations\Folder..2/..3\ | 43
112586 | R3015-P25-P63-B2+LR24A-SR | R3015-P25-P63-B2+LR24A-SR |  | R3015-P25-P63-B2 | + | LR24A-SR | Standard actuator | 1 | Scenario 5 |  | PPK¦SelectPro¦VDI3805¦Internet_EU |  |  | R3015-P25-P63-B2+LR24A-SR | Characterised control valve | 100 kPa | 100 kPa |  | EU\Inbox\Combinations\Folder..2/..3\ | 40
112587 | R3015-P25-P63-B2/LR24A-SR | R3015-P25-P63-B2/LR24A-SR |  | R3015-P25-P63-B2 | / | LR24A-SR | Standard actuator | 1 | Scenario 5 |  | PPK¦SelectPro¦VDI3805¦Internet_EU |  |  | R3015-P25-P63-B2/LR24A-SR | Characterised control valve | 100 kPa | 100 kPa |  | EU\Inbox\Combinations\Folder..2/..3\ | 40
112590 | R3015-P4-1-B2+LR24A-MP | R3015-P4-1-B2+LR24A-MP |  | R3015-P4-1-B2 | + | LR24A-MP | Communicative actuator | 1 | Scenario 5 |  | PPK¦SelectPro¦VDI3805¦Internet_EU |  |  | R3015-P4-1-B2+LR24A-MP | Characterised control valve | 100 kPa | 100 kPa |  | EU\Inbox\Combinations\Folder..2/..3\ | 43
112591 | R3015-P4-1-B2/LR24A-MP | R3015-P4-1-B2/LR24A-MP |  | R3015-P4-1-B2 | / | LR24A-MP | Communicative actuator | 1 | Scenario 5 |  | PPK¦SelectPro¦VDI3805¦Internet_EU |  |  | R3015-P4-1-B2/LR24A-MP | Characterised control valve | 100 kPa | 100 kPa |  | EU\Inbox\Combinations\Folder..2/..3\ | 43
112592 | R3015-P4-1-B2+LR24A-SR | R3015-P4-1-B2+LR24A-SR |  | R3015-P4-1-B2 | + | LR24A-SR | Standard actuator | 1 | Scenario 5 |  | PPK¦SelectPro¦VDI3805¦Internet_EU |  |  | R3015-P4-1-B2+LR24A-SR | Characterised control valve | 100 kPa | 100 kPa |  | EU\Inbox\Combinations\Folder..2/..3\ | 40
112593 | R3015-P4-1-B2/LR24A-SR | R3015-P4-1-B2/LR24A-SR |  | R3015-P4-1-B2 | / | LR24A-SR | Standard actuator | 1 | Scenario 5 |  | PPK¦SelectPro¦VDI3805¦Internet_EU |  |  | R3015-P4-1-B2/LR24A-SR | Characterised control valve | 100 kPa | 100 kPa |  | EU\Inbox\Combinations\Folder..2/..3\ | 40
112596 | R3015-P4-1P3-B2+LR24A-MP | R3015-P4-1P3-B2+LR24A-MP |  | R3015-P4-1P3-B2 | + | LR24A-MP | Communicative actuator | 1 | Scenario 5 |  | PPK¦SelectPro¦VDI3805¦Internet_EU |  |  | R3015-P4-1P3-B2+LR24A-MP | Characterised control valve | 100 kPa | 100 kPa |  | EU\Inbox\Combinations\Folder..2/..3\ | 43
112597 | R3015-P4-1P3-B2/LR24A-MP | R3015-P4-1P3-B2/LR24A-MP |  | R3015-P4-1P3-B2 | / | LR24A-MP | Communicative actuator | 1 | Scenario 5 |  | PPK¦SelectPro¦VDI3805¦Internet_EU |  |  | R3015-P4-1P3-B2/LR24A-MP | Characterised control valve | 100 kPa | 100 kPa |  | EU\Inbox\Combinations\Folder..2/..3\ | 43
112598 | R3015-P4-1P3-B2+LR24A-SR | R3015-P4-1P3-B2+LR24A-SR |  | R3015-P4-1P3-B2 | + | LR24A-SR | Standard actuator | 1 | Scenario 5 |  | PPK¦SelectPro¦VDI3805¦Internet_EU |  |  | R3015-P4-1P3-B2+LR24A-SR | Characterised control valve | 100 kPa | 100 kPa |  | EU\Inbox\Combinations\Folder..2/..3\ | 39
112599 | R3015-P4-1P3-B2/LR24A-SR | R3015-P4-1P3-B2/LR24A-SR |  | R3015-P4-1P3-B2 | / | LR24A-SR | Standard actuator | 1 | Scenario 5 |  | PPK¦SelectPro¦VDI3805¦Internet_EU |  |  | R3015-P4-1P3-B2/LR24A-SR | Characterised control valve | 100 kPa | 100 kPa |  | EU\Inbox\Combinations\Folder..2/..3\ | 39
112602 | R3015-P4-P25-B2+LR24A-MP | R3015-P4-P25-B2+LR24A-MP |  | R3015-P4-P25-B2 | + | LR24A-MP | Communicative actuator | 1 | Scenario 5 |  | PPK¦SelectPro¦VDI3805¦Internet_EU |  |  | R3015-P4-P25-B2+LR24A-MP | Characterised control valve | 100 kPa | 100 kPa |  | EU\Inbox\Combinations\Folder..2/..3\ | 42
112603 | R3015-P4-P25-B2/LR24A-MP | R3015-P4-P25-B2/LR24A-MP |  | R3015-P4-P25-B2 | / | LR24A-MP | Communicative actuator | 1 | Scenario 5 |  | PPK¦SelectPro¦VDI3805¦Internet_EU |  |  | R3015-P4-P25-B2/LR24A-MP | Characterised control valve | 100 kPa | 100 kPa |  | EU\Inbox\Combinations\Folder..2/..3\ | 42
112604 | R3015-P4-P25-B2+LR24A-SR | R3015-P4-P25-B2+LR24A-SR |  | R3015-P4-P25-B2 | + | LR24A-SR | Standard actuator | 1 | Scenario 5 |  | PPK¦SelectPro¦VDI3805¦Internet_EU |  |  | R3015-P4-P25-B2+LR24A-SR | Characterised control valve | 100 kPa | 100 kPa |  | EU\Inbox\Combinations\Folder..2/..3\ | 39
112605 | R3015-P4-P25-B2/LR24A-SR | R3015-P4-P25-B2/LR24A-SR |  | R3015-P4-P25-B2 | / | LR24A-SR | Standard actuator | 1 | Scenario 5 |  | PPK¦SelectPro¦VDI3805¦Internet_EU |  |  | R3015-P4-P25-B2/LR24A-SR | Characterised control valve | 100 kPa | 100 kPa |  | EU\Inbox\Combinations\Folder..2/..3\ | 39
112608 | R3015-P4-P4-B2+LR24A-MP | R3015-P4-P4-B2+LR24A-MP |  | R3015-P4-P4-B2 | + | LR24A-MP | Communicative actuator | 1 | Scenario 5 |  | PPK¦SelectPro¦VDI3805¦Internet_EU |  |  | R3015-P4-P4-B2+LR24A-MP | Characterised control valve | 100 kPa | 100 kPa |  | EU\Inbox\Combinations\Folder..2/..3\ | 42
112609 | R3015-P4-P4-B2/LR24A-MP | R3015-P4-P4-B2/LR24A-MP |  | R3015-P4-P4-B2 | / | LR24A-MP | Communicative actuator | 1 | Scenario 5 |  | PPK¦SelectPro¦VDI3805¦Internet_EU |  |  | R3015-P4-P4-B2/LR24A-MP | Characterised control valve | 100 kPa | 100 kPa |  | EU\Inbox\Combinations\Folder..2/..3\ | 42
112610 | R3015-P4-P4-B2+LR24A-SR | R3015-P4-P4-B2+LR24A-SR |  | R3015-P4-P4-B2 | + | LR24A-SR | Standard actuator | 1 | Scenario 5 |  | PPK¦SelectPro¦VDI3805¦Internet_EU |  |  | R3015-P4-P4-B2+LR24A-SR | Characterised control valve | 100 kPa | 100 kPa |  | EU\Inbox\Combinations\Folder..2/..3\ | 40
112611 | R3015-P4-P4-B2/LR24A-SR | R3015-P4-P4-B2/LR24A-SR |  | R3015-P4-P4-B2 | / | LR24A-SR | Standard actuator | 1 | Scenario 5 |  | PPK¦SelectPro¦VDI3805¦Internet_EU |  |  | R3015-P4-P4-B2/LR24A-SR | Characterised control valve | 100 kPa | 100 kPa |  | EU\Inbox\Combinations\Folder..2/..3\ | 40
112614 | R3015-P4-P63-B2+LR24A-MP | R3015-P4-P63-B2+LR24A-MP |  | R3015-P4-P63-B2 | + | LR24A-MP | Communicative actuator | 1 | Scenario 5 |  | PPK¦SelectPro¦VDI3805¦Internet_EU |  |  | R3015-P4-P63-B2+LR24A-MP | Characterised control valve | 100 kPa | 100 kPa |  | EU\Inbox\Combinations\Folder..2/..3\ | 42
112615 | R3015-P4-P63-B2/LR24A-MP | R3015-P4-P63-B2/LR24A-MP |  | R3015-P4-P63-B2 | / | LR24A-MP | Communicative actuator | 1 | Scenario 5 |  | PPK¦SelectPro¦VDI3805¦Internet_EU |  |  | R3015-P4-P63-B2/LR24A-MP | Characterised control valve | 100 kPa | 100 kPa |  | EU\Inbox\Combinations\Folder..2/..3\ | 42
112616 | R3015-P4-P63-B2+LR24A-SR | R3015-P4-P63-B2+LR24A-SR |  | R3015-P4-P63-B2 | + | LR24A-SR | Standard actuator | 1 | Scenario 5 |  | PPK¦SelectPro¦VDI3805¦Internet_EU |  |  | R3015-P4-P63-B2+LR24A-SR | Characterised control valve | 100 kPa | 100 kPa |  | EU\Inbox\Combinations\Folder..2/..3\ | 39
112617 | R3015-P4-P63-B2/LR24A-SR | R3015-P4-P63-B2/LR24A-SR |  | R3015-P4-P63-B2 | / | LR24A-SR | Standard actuator | 1 | Scenario 5 |  | PPK¦SelectPro¦VDI3805¦Internet_EU |  |  | R3015-P4-P63-B2/LR24A-SR | Characterised control valve | 100 kPa | 100 kPa |  | EU\Inbox\Combinations\Folder..2/..3\ | 39
112620 | R3015-P63-1-B2+LR24A-MP | R3015-P63-1-B2+LR24A-MP |  | R3015-P63-1-B2 | + | LR24A-MP | Communicative actuator | 1 | Scenario 5 |  | PPK¦SelectPro¦VDI3805¦Internet_EU |  |  | R3015-P63-1-B2+LR24A-MP | Characterised control valve | 100 kPa | 100 kPa |  | EU\Inbox\Combinations\Folder..2/..3\ | 42
112621 | R3015-P63-1-B2/LR24A-MP | R3015-P63-1-B2/LR24A-MP |  | R3015-P63-1-B2 | / | LR24A-MP | Communicative actuator | 1 | Scenario 5 |  | PPK¦SelectPro¦VDI3805¦Internet_EU |  |  | R3015-P63-1-B2/LR24A-MP | Characterised control valve | 100 kPa | 100 kPa |  | EU\Inbox\Combinations\Folder..2/..3\ | 42
112622 | R3015-P63-1-B2+LR24A-SR | R3015-P63-1-B2+LR24A-SR |  | R3015-P63-1-B2 | + | LR24A-SR | Standard actuator | 1 | Scenario 5 |  | PPK¦SelectPro¦VDI3805¦Internet_EU |  |  | R3015-P63-1-B2+LR24A-SR | Characterised control valve | 100 kPa | 100 kPa |  | EU\Inbox\Combinations\Folder..2/..3\ | 39
112623 | R3015-P63-1-B2/LR24A-SR | R3015-P63-1-B2/LR24A-SR |  | R3015-P63-1-B2 | / | LR24A-SR | Standard actuator | 1 | Scenario 5 |  | PPK¦SelectPro¦VDI3805¦Internet_EU |  |  | R3015-P63-1-B2/LR24A-SR | Characterised control valve | 100 kPa | 100 kPa |  | EU\Inbox\Combinations\Folder..2/..3\ | 39
112626 | R3015-P63-1P3-B2+LR24A-MP | R3015-P63-1P3-B2+LR24A-MP |  | R3015-P63-1P3-B2 | + | LR24A-MP | Communicative actuator | 1 | Scenario 5 |  | PPK¦SelectPro¦VDI3805¦Internet_EU |  |  | R3015-P63-1P3-B2+LR24A-MP | Characterised control valve | 100 kPa | 100 kPa |  | EU\Inbox\Combinations\Folder..2/..3\ | 42
112627 | R3015-P63-1P3-B2/LR24A-MP | R3015-P63-1P3-B2/LR24A-MP |  | R3015-P63-1P3-B2 | / | LR24A-MP | Communicative actuator | 1 | Scenario 5 |  | PPK¦SelectPro¦VDI3805¦Internet_EU |  |  | R3015-P63-1P3-B2/LR24A-MP | Characterised control valve | 100 kPa | 100 kPa |  | EU\Inbox\Combinations\Folder..2/..3\ | 42
112628 | R3015-P63-1P3-B2+LR24A-SR | R3015-P63-1P3-B2+LR24A-SR |  | R3015-P63-1P3-B2 | + | LR24A-SR | Standard actuator | 1 | Scenario 5 |  | PPK¦SelectPro¦VDI3805¦Internet_EU |  |  | R3015-P63-1P3-B2+LR24A-SR | Characterised control valve | 100 kPa | 100 kPa |  | EU\Inbox\Combinations\Folder..2/..3\ | 39
112629 | R3015-P63-1P3-B2/LR24A-SR | R3015-P63-1P3-B2/LR24A-SR |  | R3015-P63-1P3-B2 | / | LR24A-SR | Standard actuator | 1 | Scenario 5 |  | PPK¦SelectPro¦VDI3805¦Internet_EU |  |  | R3015-P63-1P3-B2/LR24A-SR | Characterised control valve | 100 kPa | 100 kPa |  | EU\Inbox\Combinations\Folder..2/..3\ | 39
112632 | R3015-P63-P25-B2+LR24A-MP | R3015-P63-P25-B2+LR24A-MP |  | R3015-P63-P25-B2 | + | LR24A-MP | Communicative actuator | 1 | Scenario 5 |  | PPK¦SelectPro¦VDI3805¦Internet_EU |  |  | R3015-P63-P25-B2+LR24A-MP | Characterised control valve | 100 kPa | 100 kPa |  | EU\Inbox\Combinations\Folder..2/..3\ | 42
112633 | R3015-P63-P25-B2/LR24A-MP | R3015-P63-P25-B2/LR24A-MP |  | R3015-P63-P25-B2 | / | LR24A-MP | Communicative actuator | 1 | Scenario 5 |  | PPK¦SelectPro¦VDI3805¦Internet_EU |  |  | R3015-P63-P25-B2/LR24A-MP | Characterised control valve | 100 kPa | 100 kPa |  | EU\Inbox\Combinations\Folder..2/..3\ | 42
112634 | R3015-P63-P25-B2+LR24A-SR | R3015-P63-P25-B2+LR24A-SR |  | R3015-P63-P25-B2 | + | LR24A-SR | Standard actuator | 1 | Scenario 5 |  | PPK¦SelectPro¦VDI3805¦Internet_EU |  |  | R3015-P63-P25-B2+LR24A-SR | Characterised control valve | 100 kPa | 100 kPa |  | EU\Inbox\Combinations\Folder..2/..3\ | 39
112635 | R3015-P63-P25-B2/LR24A-SR | R3015-P63-P25-B2/LR24A-SR |  | R3015-P63-P25-B2 | / | LR24A-SR | Standard actuator | 1 | Scenario 5 |  | PPK¦SelectPro¦VDI3805¦Internet_EU |  |  | R3015-P63-P25-B2/LR24A-SR | Characterised control valve | 100 kPa | 100 kPa |  | EU\Inbox\Combinations\Folder..2/..3\ | 39
112638 | R3015-P63-P4-B2+LR24A-MP | R3015-P63-P4-B2+LR24A-MP |  | R3015-P63-P4-B2 | + | LR24A-MP | Communicative actuator | 1 | Scenario 5 |  | PPK¦SelectPro¦VDI3805¦Internet_EU |  |  | R3015-P63-P4-B2+LR24A-MP | Characterised control valve | 100 kPa | 100 kPa |  | EU\Inbox\Combinations\Folder..2/..3\ | 42
112639 | R3015-P63-P4-B2/LR24A-MP | R3015-P63-P4-B2/LR24A-MP |  | R3015-P63-P4-B2 | / | LR24A-MP | Communicative actuator | 1 | Scenario 5 |  | PPK¦SelectPro¦VDI3805¦Internet_EU |  |  | R3015-P63-P4-B2/LR24A-MP | Characterised control valve | 100 kPa | 100 kPa |  | EU\Inbox\Combinations\Folder..2/..3\ | 42
112640 | R3015-P63-P4-B2+LR24A-SR | R3015-P63-P4-B2+LR24A-SR |  | R3015-P63-P4-B2 | + | LR24A-SR | Standard actuator | 1 | Scenario 5 |  | PPK¦SelectPro¦VDI3805¦Internet_EU |  |  | R3015-P63-P4-B2+LR24A-SR | Characterised control valve | 100 kPa | 100 kPa |  | EU\Inbox\Combinations\Folder..2/..3\ | 39
112641 | R3015-P63-P4-B2/LR24A-SR | R3015-P63-P4-B2/LR24A-SR |  | R3015-P63-P4-B2 | / | LR24A-SR | Standard actuator | 1 | Scenario 5 |  | PPK¦SelectPro¦VDI3805¦Internet_EU |  |  | R3015-P63-P4-B2/LR24A-SR | Characterised control valve | 100 kPa | 100 kPa |  | EU\Inbox\Combinations\Folder..2/..3\ | 39
112644 | R3015-P63-P63-B2+LR24A-MP | R3015-P63-P63-B2+LR24A-MP |  | R3015-P63-P63-B2 | + | LR24A-MP | Communicative actuator | 1 | Scenario 5 |  | PPK¦SelectPro¦VDI3805¦Internet_EU |  |  | R3015-P63-P63-B2+LR24A-MP | Characterised control valve | 100 kPa | 100 kPa |  | EU\Inbox\Combinations\Folder..2/..3\ | 42
112645 | R3015-P63-P63-B2/LR24A-MP | R3015-P63-P63-B2/LR24A-MP |  | R3015-P63-P63-B2 | / | LR24A-MP | Communicative actuator | 1 | Scenario 5 |  | PPK¦SelectPro¦VDI3805¦Internet_EU |  |  | R3015-P63-P63-B2/LR24A-MP | Characterised control valve | 100 kPa | 100 kPa |  | EU\Inbox\Combinations\Folder..2/..3\ | 42
112646 | R3015-P63-P63-B2+LR24A-SR | R3015-P63-P63-B2+LR24A-SR |  | R3015-P63-P63-B2 | + | LR24A-SR | Standard actuator | 1 | Scenario 5 |  | PPK¦SelectPro¦VDI3805¦Internet_EU |  |  | R3015-P63-P63-B2+LR24A-SR | Characterised control valve | 100 kPa | 100 kPa |  | EU\Inbox\Combinations\Folder..2/..3\ | 39
112647 | R3015-P63-P63-B2/LR24A-SR | R3015-P63-P63-B2/LR24A-SR |  | R3015-P63-P63-B2 | / | LR24A-SR | Standard actuator | 1 | Scenario 5 |  | PPK¦SelectPro¦VDI3805¦Internet_EU |  |  | R3015-P63-P63-B2/LR24A-SR | Characterised control valve | 100 kPa | 100 kPa |  | EU\Inbox\Combinations\Folder..2/..3\ | 39
113070 | D650NL+SR230A-5 | D650NL+SR230A-5 |  | D650NL | + | SR230A-5 | Standard actuator | 1 | Scenario 1 |  | PPK¦SelectPro¦VDI3805¦Internet_EU |  |  | D650NL+SR230A-5 | Butterfly valve | 1200 kPa | 3.1 kPa |  | EU\Inbox\Combinations\Folder..6/..7\ | 38
113071 | D650NL/SR230A-5 | D650NL/SR230A-5 |  | D650NL | / | SR230A-5 | Standard actuator | 1 | Scenario 1 |  | PPK¦SelectPro¦VDI3805¦Internet_EU |  |  | D650NL/SR230A-5 | Butterfly valve | 1200 kPa | 3.1 kPa |  | EU\Inbox\Combinations\Folder..6/..7\ | 38
113072 | D650NL+SR230A-SR-5 | D650NL+SR230A-SR-5 |  | D650NL | + | SR230A-SR-5 | Standard actuator | 0 | Scenario 2 |  | PPK¦SelectPro¦VDI3805¦Internet_EU |  |  | D650NL+SR230A-SR-5 | Butterfly valve | 1200 kPa | 3.1 kPa |  | EU\Inbox\Combinations\Folder..6/..7\ | 36
113073 | D650NL/SR230A-SR-5 | D650NL/SR230A-SR-5 |  | D650NL | / | SR230A-SR-5 | Standard actuator | 0 | Scenario 2 |  | PPK¦SelectPro¦VDI3805¦Internet_EU |  |  | D650NL/SR230A-SR-5 | Butterfly valve | 1200 kPa | 3.1 kPa |  | EU\Inbox\Combinations\Folder..6/..7\ | 36
113074 | D650NL+SR24A-5 | D650NL+SR24A-5 |  | D650NL | + | SR24A-5 | Standard actuator | 1 | Scenario 1 |  | PPK¦SelectPro¦VDI3805¦Internet_EU |  |  | D650NL+SR24A-5 | Butterfly valve | 1200 kPa | 3.1 kPa |  | EU\Inbox\Combinations\Folder..6/..7\ | 37
113075 | D650NL/SR24A-5 | D650NL/SR24A-5 |  | D650NL | / | SR24A-5 | Standard actuator | 1 | Scenario 1 |  | PPK¦SelectPro¦VDI3805¦Internet_EU |  |  | D650NL/SR24A-5 | Butterfly valve | 1200 kPa | 3.1 kPa |  | EU\Inbox\Combinations\Folder..6/..7\ | 37
113078 | D650NL+SR24A-MP-5 | D650NL+SR24A-MP-5 |  | D650NL | + | SR24A-MP-5 | Communicative actuator | 0 | Scenario 1 Scenario 2 |  | PPK¦SelectPro¦VDI3805¦Internet_EU |  |  | D650NL+SR24A-MP-5 | Butterfly valve | 1200 kPa | 3.1 kPa |  | EU\Inbox\Combinations\Folder..6/..7\ | 36
113079 | D650NL/SR24A-MP-5 | D650NL/SR24A-MP-5 |  | D650NL | / | SR24A-MP-5 | Communicative actuator | 0 | Scenario 1 Scenario 2 |  | PPK¦SelectPro¦VDI3805¦Internet_EU |  |  | D650NL/SR24A-MP-5 | Butterfly valve | 1200 kPa | 3.1 kPa |  | EU\Inbox\Combinations\Folder..6/..7\ | 36
113080 | D650NL+SR24A-SR-5 | D650NL+SR24A-SR-5 |  | D650NL | + | SR24A-SR-5 | Standard actuator | 0 | Scenario 2 |  | PPK¦SelectPro¦VDI3805¦Internet_EU |  |  | D650NL+SR24A-SR-5 | Butterfly valve | 1200 kPa | 3.1 kPa |  | EU\Inbox\Combinations\Folder..6/..7\ | 36
113081 | D650NL/SR24A-SR-5 | D650NL/SR24A-SR-5 |  | D650NL | / | SR24A-SR-5 | Standard actuator | 0 | Scenario 2 |  | PPK¦SelectPro¦VDI3805¦Internet_EU |  |  | D650NL/SR24A-SR-5 | Butterfly valve | 1200 kPa | 3.1 kPa |  | EU\Inbox\Combinations\Folder..6/..7\ | 36
114050 | R6150W320-S8+GR230A-5 | R6150W320-S8+GR230A-5 |  | R6150W320-S8 | + | GR230A-5 | Standard actuator | 1 | Scenario 2 |  | PPK¦SelectPro¦VDI3805¦Internet_EU |  |  | R6150W320-S8+GR230A-5 | Characterised control valve | 690 kPa | 400 kPa |  | EU\Inbox\Combinations\Folder..6/..7\ | 39
114051 | R6150W320-S8/GR230A-5 | R6150W320-S8/GR230A-5 |  | R6150W320-S8 | / | GR230A-5 | Standard actuator | 1 | Scenario 2 |  | PPK¦SelectPro¦VDI3805¦Internet_EU |  |  | R6150W320-S8/GR230A-5 | Characterised control valve | 690 kPa | 400 kPa |  | EU\Inbox\Combinations\Folder..6/..7\ | 39
114052 | R6150W320-S8+GR24A-5 | R6150W320-S8+GR24A-5 |  | R6150W320-S8 | + | GR24A-5 | Standard actuator | 1 | Scenario 2 |  | PPK¦SelectPro¦VDI3805¦Internet_EU |  |  | R6150W320-S8+GR24A-5 | Characterised control valve | 690 kPa | 400 kPa |  | EU\Inbox\Combinations\Folder..6/..7\ | 39
114053 | R6150W320-S8/GR24A-5 | R6150W320-S8/GR24A-5 |  | R6150W320-S8 | / | GR24A-5 | Standard actuator | 1 | Scenario 2 |  | PPK¦SelectPro¦VDI3805¦Internet_EU |  |  | R6150W320-S8/GR24A-5 | Characterised control valve | 690 kPa | 400 kPa |  | EU\Inbox\Combinations\Folder..6/..7\ | 39
114056 | R6150W320-S8+GR24A-MP-5 | R6150W320-S8+GR24A-MP-5 |  | R6150W320-S8 | + | GR24A-MP-5 | Communicative actuator | 0 | Scenario 2 |  | PPK¦SelectPro¦VDI3805¦Internet_EU |  |  | R6150W320-S8+GR24A-MP-5 | Characterised control valve | 690 kPa | 400 kPa |  | EU\Inbox\Combinations\Folder..6/..7\ | 38
114057 | R6150W320-S8/GR24A-MP-5 | R6150W320-S8/GR24A-MP-5 |  | R6150W320-S8 | / | GR24A-MP-5 | Communicative actuator | 0 | Scenario 2 |  | PPK¦SelectPro¦VDI3805¦Internet_EU |  |  | R6150W320-S8/GR24A-MP-5 | Characterised control valve | 690 kPa | 400 kPa |  | EU\Inbox\Combinations\Folder..6/..7\ | 38
114548 | D680NL+GR24A-SR-5 | D680NL+GR24A-SR-5 |  | D680NL | + | GR24A-SR-5 | Standard actuator | 0 | Scenario 2 |  | PPK¦SelectPro¦VDI3805¦Internet_EU |  |  | D680NL+GR24A-SR-5 | Butterfly valve | 1200 kPa | 2.4 kPa |  | EU\Inbox\Combinations\Folder..6/..7\ | 33
114549 | D680NL/GR24A-SR-5 | D680NL/GR24A-SR-5 |  | D680NL | / | GR24A-SR-5 | Standard actuator | 0 | Scenario 2 |  | PPK¦SelectPro¦VDI3805¦Internet_EU |  |  | D680NL/GR24A-SR-5 | Butterfly valve | 1200 kPa | 2.4 kPa |  | EU\Inbox\Combinations\Folder..6/..7\ | 33
115108 | R6125W250-S8+GR230A-5 | R6125W250-S8+GR230A-5 |  | R6125W250-S8 | + | GR230A-5 | Standard actuator | 1 | Scenario 2 |  | PPK¦SelectPro¦VDI3805¦Internet_EU |  |  | R6125W250-S8+GR230A-5 | Characterised control valve | 690 kPa | 400 kPa |  | EU\Inbox\Combinations\Folder..6/..7\ | 42
115109 | R6125W250-S8/GR230A-5 | R6125W250-S8/GR230A-5 |  | R6125W250-S8 | / | GR230A-5 | Standard actuator | 1 | Scenario 2 |  | PPK¦SelectPro¦VDI3805¦Internet_EU |  |  | R6125W250-S8/GR230A-5 | Characterised control valve | 690 kPa | 400 kPa |  | EU\Inbox\Combinations\Folder..6/..7\ | 42
115110 | R6125W250-S8+GR24A-5 | R6125W250-S8+GR24A-5 |  | R6125W250-S8 | + | GR24A-5 | Standard actuator | 1 | Scenario 2 |  | PPK¦SelectPro¦VDI3805¦Internet_EU |  |  | R6125W250-S8+GR24A-5 | Characterised control valve | 690 kPa | 400 kPa |  | EU\Inbox\Combinations\Folder..6/..7\ | 42
115111 | R6125W250-S8/GR24A-5 | R6125W250-S8/GR24A-5 |  | R6125W250-S8 | / | GR24A-5 | Standard actuator | 1 | Scenario 2 |  | PPK¦SelectPro¦VDI3805¦Internet_EU |  |  | R6125W250-S8/GR24A-5 | Characterised control valve | 690 kPa | 400 kPa |  | EU\Inbox\Combinations\Folder..6/..7\ | 42
115112 | R6100W160-S8+GR230A-5 | R6100W160-S8+GR230A-5 |  | R6100W160-S8 | + | GR230A-5 | Standard actuator | 1 | Scenario 2 |  | PPK¦SelectPro¦VDI3805¦Internet_EU |  |  | R6100W160-S8+GR230A-5 | Characterised control valve | 690 kPa | 400 kPa |  | EU\Inbox\Combinations\Folder..6/..7\ | 40
115113 | R6100W160-S8/GR230A-5 | R6100W160-S8/GR230A-5 |  | R6100W160-S8 | / | GR230A-5 | Standard actuator | 1 | Scenario 2 |  | PPK¦SelectPro¦VDI3805¦Internet_EU |  |  | R6100W160-S8/GR230A-5 | Characterised control valve | 690 kPa | 400 kPa |  | EU\Inbox\Combinations\Folder..6/..7\ | 40
115114 | R6100W160-S8+GR24A-5 | R6100W160-S8+GR24A-5 |  | R6100W160-S8 | + | GR24A-5 | Standard actuator | 1 | Scenario 2 |  | PPK¦SelectPro¦VDI3805¦Internet_EU |  |  | R6100W160-S8+GR24A-5 | Characterised control valve | 690 kPa | 400 kPa |  | EU\Inbox\Combinations\Folder..6/..7\ | 40
115115 | R6100W160-S8/GR24A-5 | R6100W160-S8/GR24A-5 |  | R6100W160-S8 | / | GR24A-5 | Standard actuator | 1 | Scenario 2 |  | PPK¦SelectPro¦VDI3805¦Internet_EU |  |  | R6100W160-S8/GR24A-5 | Characterised control valve | 690 kPa | 400 kPa |  | EU\Inbox\Combinations\Folder..6/..7\ | 40
115118 | R6100W160-S8+GR24A-MP-5 | R6100W160-S8+GR24A-MP-5 |  | R6100W160-S8 | + | GR24A-MP-5 | Communicative actuator | 0 | Scenario 2 |  | PPK¦SelectPro¦VDI3805¦Internet_EU |  |  | R6100W160-S8+GR24A-MP-5 | Characterised control valve | 690 kPa | 400 kPa |  | EU\Inbox\Combinations\Folder..6/..7\ | 40
115119 | R6100W160-S8/GR24A-MP-5 | R6100W160-S8/GR24A-MP-5 |  | R6100W160-S8 | / | GR24A-MP-5 | Communicative actuator | 0 | Scenario 2 |  | PPK¦SelectPro¦VDI3805¦Internet_EU |  |  | R6100W160-S8/GR24A-MP-5 | Characterised control valve | 690 kPa | 400 kPa |  | EU\Inbox\Combinations\Folder..6/..7\ | 40
115126 | R6125W250-S8+GR24A-MP-5 | R6125W250-S8+GR24A-MP-5 |  | R6125W250-S8 | + | GR24A-MP-5 | Communicative actuator | 0 | Scenario 2 |  | PPK¦SelectPro¦VDI3805¦Internet_EU |  |  | R6125W250-S8+GR24A-MP-5 | Characterised control valve | 690 kPa | 400 kPa |  | EU\Inbox\Combinations\Folder..6/..7\ | 36
115127 | R6125W250-S8/GR24A-MP-5 | R6125W250-S8/GR24A-MP-5 |  | R6125W250-S8 | / | GR24A-MP-5 | Communicative actuator | 0 | Scenario 2 |  | PPK¦SelectPro¦VDI3805¦Internet_EU |  |  | R6125W250-S8/GR24A-MP-5 | Characterised control valve | 690 kPa | 400 kPa |  | EU\Inbox\Combinations\Folder..6/..7\ | 36
115348 | D665NL+SR230A-5 | D665NL+SR230A-5 |  | D665NL | + | SR230A-5 | Standard actuator | 1 | Scenario 1 |  | PPK¦SelectPro¦VDI3805¦Internet_EU |  |  | D665NL+SR230A-5 | Butterfly valve | 1200 kPa | 2.4 kPa |  | EU\Inbox\Combinations\Folder..6/..7\ | 39
115349 | D665NL/SR230A-5 | D665NL/SR230A-5 |  | D665NL | / | SR230A-5 | Standard actuator | 1 | Scenario 1 |  | PPK¦SelectPro¦VDI3805¦Internet_EU |  |  | D665NL/SR230A-5 | Butterfly valve | 1200 kPa | 2.4 kPa |  | EU\Inbox\Combinations\Folder..6/..7\ | 39
115350 | D665NL+SR230A-SR-5 | D665NL+SR230A-SR-5 |  | D665NL | + | SR230A-SR-5 | Standard actuator | 0 | Scenario 2 |  | PPK¦SelectPro¦VDI3805¦Internet_EU |  |  | D665NL+SR230A-SR-5 | Butterfly valve | 1200 kPa | 2.4 kPa |  | EU\Inbox\Combinations\Folder..6/..7\ | 37
115351 | D665NL/SR230A-SR-5 | D665NL/SR230A-SR-5 |  | D665NL | / | SR230A-SR-5 | Standard actuator | 0 | Scenario 2 |  | PPK¦SelectPro¦VDI3805¦Internet_EU |  |  | D665NL/SR230A-SR-5 | Butterfly valve | 1200 kPa | 2.4 kPa |  | EU\Inbox\Combinations\Folder..6/..7\ | 37
115352 | D665NL+SR24A-5 | D665NL+SR24A-5 |  | D665NL | + | SR24A-5 | Standard actuator | 1 | Scenario 1 |  | PPK¦SelectPro¦VDI3805¦Internet_EU |  |  | D665NL+SR24A-5 | Butterfly valve | 1200 kPa | 2.4 kPa |  | EU\Inbox\Combinations\Folder..6/..7\ | 38
115353 | D665NL/SR24A-5 | D665NL/SR24A-5 |  | D665NL | / | SR24A-5 | Standard actuator | 1 | Scenario 1 |  | PPK¦SelectPro¦VDI3805¦Internet_EU |  |  | D665NL/SR24A-5 | Butterfly valve | 1200 kPa | 2.4 kPa |  | EU\Inbox\Combinations\Folder..6/..7\ | 38
115356 | D665NL+SR24A-MP-5 | D665NL+SR24A-MP-5 |  | D665NL | + | SR24A-MP-5 | Communicative actuator | 0 | Scenario 1 Scenario 2 |  | PPK¦SelectPro¦VDI3805¦Internet_EU |  |  | D665NL+SR24A-MP-5 | Butterfly valve | 1200 kPa | 2.4 kPa |  | EU\Inbox\Combinations\Folder..6/..7\ | 37
115357 | D665NL/SR24A-MP-5 | D665NL/SR24A-MP-5 |  | D665NL | / | SR24A-MP-5 | Communicative actuator | 0 | Scenario 1 Scenario 2 |  | PPK¦SelectPro¦VDI3805¦Internet_EU |  |  | D665NL/SR24A-MP-5 | Butterfly valve | 1200 kPa | 2.4 kPa |  | EU\Inbox\Combinations\Folder..6/..7\ | 37
115358 | D665NL+SR24A-SR-5 | D665NL+SR24A-SR-5 |  | D665NL | + | SR24A-SR-5 | Standard actuator | 0 | Scenario 2 |  | PPK¦SelectPro¦VDI3805¦Internet_EU |  |  | D665NL+SR24A-SR-5 | Butterfly valve | 1200 kPa | 2.4 kPa |  | EU\Inbox\Combinations\Folder..6/..7\ | 37
115359 | D665NL/SR24A-SR-5 | D665NL/SR24A-SR-5 |  | D665NL | / | SR24A-SR-5 | Standard actuator | 0 | Scenario 2 |  | PPK¦SelectPro¦VDI3805¦Internet_EU |  |  | D665NL/SR24A-SR-5 | Butterfly valve | 1200 kPa | 2.4 kPa |  | EU\Inbox\Combinations\Folder..6/..7\ | 37
115400 | R6065W63-S8+SR230A-5 | R6065W63-S8+SR230A-5 |  | R6065W63-S8 | + | SR230A-5 | Standard actuator | 1 | Scenario 2 |  | PPK¦SelectPro¦VDI3805¦Internet_EU |  |  | R6065W63-S8+SR230A-5 | Characterised control valve | 690 kPa | 400 kPa |  | EU\Inbox\Combinations\Folder..6/..7\ | 37
115401 | R6065W63-S8/SR230A-5 | R6065W63-S8/SR230A-5 |  | R6065W63-S8 | / | SR230A-5 | Standard actuator | 1 | Scenario 2 |  | PPK¦SelectPro¦VDI3805¦Internet_EU |  |  | R6065W63-S8/SR230A-5 | Characterised control valve | 690 kPa | 400 kPa |  | EU\Inbox\Combinations\Folder..6/..7\ | 37
115404 | R6065W63-S8+SR24A-5 | R6065W63-S8+SR24A-5 |  | R6065W63-S8 | + | SR24A-5 | Standard actuator | 1 | Scenario 2 |  | PPK¦SelectPro¦VDI3805¦Internet_EU |  |  | R6065W63-S8+SR24A-5 | Characterised control valve | 690 kPa | 400 kPa |  | EU\Inbox\Combinations\Folder..6/..7\ | 37
115405 | R6065W63-S8/SR24A-5 | R6065W63-S8/SR24A-5 |  | R6065W63-S8 | / | SR24A-5 | Standard actuator | 1 | Scenario 2 |  | PPK¦SelectPro¦VDI3805¦Internet_EU |  |  | R6065W63-S8/SR24A-5 | Characterised control valve | 690 kPa | 400 kPa |  | EU\Inbox\Combinations\Folder..6/..7\ | 37
115408 | R6065W63-S8+SR24A-MP-5 | R6065W63-S8+SR24A-MP-5 |  | R6065W63-S8 | + | SR24A-MP-5 | Communicative actuator | 0 | Scenario 2 |  | PPK¦SelectPro¦VDI3805¦Internet_EU |  |  | R6065W63-S8+SR24A-MP-5 | Characterised control valve | 690 kPa | 400 kPa |  | EU\Inbox\Combinations\Folder..6/..7\ | 36
115409 | R6065W63-S8/SR24A-MP-5 | R6065W63-S8/SR24A-MP-5 |  | R6065W63-S8 | / | SR24A-MP-5 | Communicative actuator | 0 | Scenario 2 |  | PPK¦SelectPro¦VDI3805¦Internet_EU |  |  | R6065W63-S8/SR24A-MP-5 | Characterised control valve | 690 kPa | 400 kPa |  | EU\Inbox\Combinations\Folder..6/..7\ | 36
115410 | R6065W63-S8+SR24A-SR-5 | R6065W63-S8+SR24A-SR-5 |  | R6065W63-S8 | + | SR24A-SR-5 | Standard actuator | 1 | Scenario 2 |  | PPK¦SelectPro¦VDI3805¦Internet_EU |  |  | R6065W63-S8+SR24A-SR-5 | Characterised control valve | 690 kPa | 400 kPa |  | EU\Inbox\Combinations\Folder..6/..7\ | 37
115411 | R6065W63-S8/SR24A-SR-5 | R6065W63-S8/SR24A-SR-5 |  | R6065W63-S8 | / | SR24A-SR-5 | Standard actuator | 1 | Scenario 2 |  | PPK¦SelectPro¦VDI3805¦Internet_EU |  |  | R6065W63-S8/SR24A-SR-5 | Characterised control valve | 690 kPa | 400 kPa |  | EU\Inbox\Combinations\Folder..6/..7\ | 37
115426 | R6080W100-S8+SR230A-5 | R6080W100-S8+SR230A-5 |  | R6080W100-S8 | + | SR230A-5 | Standard actuator | 1 | Scenario 2 |  | PPK¦SelectPro¦VDI3805¦Internet_EU |  |  | R6080W100-S8+SR230A-5 | Characterised control valve | 690 kPa | 400 kPa |  | EU\Inbox\Combinations\Folder..6/..7\ | 37
115427 | R6080W100-S8/SR230A-5 | R6080W100-S8/SR230A-5 |  | R6080W100-S8 | / | SR230A-5 | Standard actuator | 1 | Scenario 2 |  | PPK¦SelectPro¦VDI3805¦Internet_EU |  |  | R6080W100-S8/SR230A-5 | Characterised control valve | 690 kPa | 400 kPa |  | EU\Inbox\Combinations\Folder..6/..7\ | 37
115430 | R6080W100-S8+SR24A-5 | R6080W100-S8+SR24A-5 |  | R6080W100-S8 | + | SR24A-5 | Standard actuator | 1 | Scenario 2 |  | PPK¦SelectPro¦VDI3805¦Internet_EU |  |  | R6080W100-S8+SR24A-5 | Characterised control valve | 690 kPa | 400 kPa |  | EU\Inbox\Combinations\Folder..6/..7\ | 37
115431 | R6080W100-S8/SR24A-5 | R6080W100-S8/SR24A-5 |  | R6080W100-S8 | / | SR24A-5 | Standard actuator | 1 | Scenario 2 |  | PPK¦SelectPro¦VDI3805¦Internet_EU |  |  | R6080W100-S8/SR24A-5 | Characterised control valve | 690 kPa | 400 kPa |  | EU\Inbox\Combinations\Folder..6/..7\ | 37
115434 | R6080W100-S8+SR24A-MP-5 | R6080W100-S8+SR24A-MP-5 |  | R6080W100-S8 | + | SR24A-MP-5 | Communicative actuator | 0 | Scenario 2 |  | PPK¦SelectPro¦VDI3805¦Internet_EU |  |  | R6080W100-S8+SR24A-MP-5 | Characterised control valve | 690 kPa | 400 kPa |  | EU\Inbox\Combinations\Folder..6/..7\ | 36
115435 | R6080W100-S8/SR24A-MP-5 | R6080W100-S8/SR24A-MP-5 |  | R6080W100-S8 | / | SR24A-MP-5 | Communicative actuator | 0 | Scenario 2 |  | PPK¦SelectPro¦VDI3805¦Internet_EU |  |  | R6080W100-S8/SR24A-MP-5 | Characterised control valve | 690 kPa | 400 kPa |  | EU\Inbox\Combinations\Folder..6/..7\ | 36
115436 | R6080W100-S8+SR24A-SR-5 | R6080W100-S8+SR24A-SR-5 |  | R6080W100-S8 | + | SR24A-SR-5 | Standard actuator | 1 | Scenario 2 |  | PPK¦SelectPro¦VDI3805¦Internet_EU |  |  | R6080W100-S8+SR24A-SR-5 | Characterised control valve | 690 kPa | 400 kPa |  | EU\Inbox\Combinations\Folder..6/..7\ | 37
115437 | R6080W100-S8/SR24A-SR-5 | R6080W100-S8/SR24A-SR-5 |  | R6080W100-S8 | / | SR24A-SR-5 | Standard actuator | 1 | Scenario 2 |  | PPK¦SelectPro¦VDI3805¦Internet_EU |  |  | R6080W100-S8/SR24A-SR-5 | Characterised control valve | 690 kPa | 400 kPa |  | EU\Inbox\Combinations\Folder..6/..7\ | 37
115718 | R2025-16-S2+LRF24-SR | R2025-16-S2+LRF24-SR |  | R2025-16-S2 | + | LRF24-SR | Actuator with emergency control function | 1 | Scenario 2 |  | PPK¦SelectPro¦VDI3805¦Internet_EU |  |  | R2025-16-S2+LRF24-SR | Characterised control valve | 1400 kPa | 350 kPa |  | EU\Inbox\Combinations\Folder..2/..3\ | 44
115719 | R2025-16-S2/LRF24-SR | R2025-16-S2/LRF24-SR |  | R2025-16-S2 | / | LRF24-SR | Actuator with emergency control function | 1 | Scenario 2 |  | PPK¦SelectPro¦VDI3805¦Internet_EU |  |  | R2025-16-S2/LRF24-SR | Characterised control valve | 1400 kPa | 350 kPa |  | EU\Inbox\Combinations\Folder..2/..3\ | 44
115726 | R2025-S2+LRF230 | R2025-S2+LRF230 |  | R2025-S2 | + | LRF230 | Actuator with emergency control function | 1 | Scenario 1 |  | PPK¦SelectPro¦VDI3805¦Internet_EU |  |  | R2025-S2+LRF230 | Open-close ball valve | 1400 kPa | 1000 kPa |  | EU\Inbox\Combinations\Folder..2/..3\ | 43
115727 | R2025-S2/LRF230 | R2025-S2/LRF230 |  | R2025-S2 | / | LRF230 | Actuator with emergency control function | 1 | Scenario 1 |  | PPK¦SelectPro¦VDI3805¦Internet_EU |  |  | R2025-S2/LRF230 | Open-close ball valve | 1400 kPa | 1000 kPa |  | EU\Inbox\Combinations\Folder..2/..3\ | 43
115734 | R2025-S2+LRF24 | R2025-S2+LRF24 |  | R2025-S2 | + | LRF24 | Actuator with emergency control function | 1 | Scenario 1 |  | PPK¦SelectPro¦VDI3805¦Internet_EU |  |  | R2025-S2+LRF24 | Open-close ball valve | 1400 kPa | 1000 kPa |  | EU\Inbox\Combinations\Folder..2/..3\ | 43
115735 | R2025-S2/LRF24 | R2025-S2/LRF24 |  | R2025-S2 | / | LRF24 | Actuator with emergency control function | 1 | Scenario 1 |  | PPK¦SelectPro¦VDI3805¦Internet_EU |  |  | R2025-S2/LRF24 | Open-close ball valve | 1400 kPa | 1000 kPa |  | EU\Inbox\Combinations\Folder..2/..3\ | 43
115746 | R3015-1-S1+LRF24-SR | R3015-1-S1+LRF24-SR |  | R3015-1-S1 | + | LRF24-SR | Actuator with emergency control function | 1 | Scenario 2 |  | PPK¦SelectPro¦VDI3805¦Internet_EU |  |  | R3015-1-S1+LRF24-SR | Characterised control valve | 1400 kPa | 350 kPa |  | EU\Inbox\Combinations\Folder..2/..3\ | 44
115747 | R3015-1-S1/LRF24-SR | R3015-1-S1/LRF24-SR |  | R3015-1-S1 | / | LRF24-SR | Actuator with emergency control function | 1 | Scenario 2 |  | PPK¦SelectPro¦VDI3805¦Internet_EU |  |  | R3015-1-S1/LRF24-SR | Characterised control valve | 1400 kPa | 350 kPa |  | EU\Inbox\Combinations\Folder..2/..3\ | 44
115752 | R3015-1P6-S1+LRF24-SR | R3015-1P6-S1+LRF24-SR |  | R3015-1P6-S1 | + | LRF24-SR | Actuator with emergency control function | 1 | Scenario 2 |  | PPK¦SelectPro¦VDI3805¦Internet_EU |  |  | R3015-1P6-S1+LRF24-SR | Characterised control valve | 1400 kPa | 350 kPa |  | EU\Inbox\Combinations\Folder..2/..3\ | 44
115753 | R3015-1P6-S1/LRF24-SR | R3015-1P6-S1/LRF24-SR |  | R3015-1P6-S1 | / | LRF24-SR | Actuator with emergency control function | 1 | Scenario 2 |  | PPK¦SelectPro¦VDI3805¦Internet_EU |  |  | R3015-1P6-S1/LRF24-SR | Characterised control valve | 1400 kPa | 350 kPa |  | EU\Inbox\Combinations\Folder..2/..3\ | 44
115844 | D6500N+SY8-230A-3-T | D6500N+SY8-230A-3-T |  | D6500N | + | SY8-230A-3-T | Fast runner | 0 | Scenario 1 |  | PPK¦SelectPro¦VDI3805¦Internet_EU |  |  | D6500N+SY8-230A-3-T | Butterfly valve | 600 kPa | 0.7 kPa |  | EU\Inbox\Combinations\Folder..6/..7\ | 42
115846 | D6700N+SY12-230A-3-T | D6700N+SY12-230A-3-T |  | D6700N | + | SY12-230A-3-T | Fast runner | 0 | Scenario 1 |  | PPK¦SelectPro¦VDI3805¦Internet_EU |  |  | D6700N+SY12-230A-3-T | Butterfly valve | 200 kPa | 1.0 kPa |  | EU\Inbox\Combinations\Folder..6/..7\ | 43
115850 | D6700NL+SY12-230A-3-T | D6700NL+SY12-230A-3-T |  | D6700NL | + | SY12-230A-3-T | Fast runner | 0 | Scenario 1 |  | PPK¦SelectPro¦VDI3805¦Internet_EU |  |  | D6700NL+SY12-230A-3-T | Butterfly valve | 200 kPa | 1.0 kPa |  | EU\Inbox\Combinations\Folder..6/..7\ | 42
115852 | D6500N+SY9-230A-3-T | D6500N+SY9-230A-3-T |  | D6500N | + | SY9-230A-3-T | Fast runner | 0 | Scenario 1 |  | PPK¦SelectPro¦VDI3805¦Internet_EU |  |  | D6500N+SY9-230A-3-T | Butterfly valve | 1000 kPa | 0.7 kPa |  | EU\Inbox\Combinations\Folder..6/..7\ | 42
115854 | D6500NL+SY8-230A-3-T | D6500NL+SY8-230A-3-T |  | D6500NL | + | SY8-230A-3-T | Fast runner | 0 | Scenario 1 |  | PPK¦SelectPro¦VDI3805¦Internet_EU |  |  | D6500NL+SY8-230A-3-T | Butterfly valve | 600 kPa | 0.7 kPa |  | EU\Inbox\Combinations\Folder..6/..7\ | 42
115856 | D6500NL+SY9-230A-3-T | D6500NL+SY9-230A-3-T |  | D6500NL | + | SY9-230A-3-T | Fast runner | 0 | Scenario 1 |  | PPK¦SelectPro¦VDI3805¦Internet_EU |  |  | D6500NL+SY9-230A-3-T | Butterfly valve | 1000 kPa | 0.7 kPa |  | EU\Inbox\Combinations\Folder..6/..7\ | 42
115858 | D6450N+SY8-230A-3-T | D6450N+SY8-230A-3-T |  | D6450N | + | SY8-230A-3-T | Fast runner | 0 | Scenario 1 |  | PPK¦SelectPro¦VDI3805¦Internet_EU |  |  | D6450N+SY8-230A-3-T | Butterfly valve | 1000 kPa | 0.9 kPa |  | EU\Inbox\Combinations\Folder..6/..7\ | 42
115860 | D6450NL+SY8-230A-3-T | D6450NL+SY8-230A-3-T |  | D6450NL | + | SY8-230A-3-T | Fast runner | 0 | Scenario 1 |  | PPK¦SelectPro¦VDI3805¦Internet_EU |  |  | D6450NL+SY8-230A-3-T | Butterfly valve | 1000 kPa | 0.9 kPa |  | EU\Inbox\Combinations\Folder..6/..7\ | 42
115862 | D6600N+SY10-230A-3-T | D6600N+SY10-230A-3-T |  | D6600N | + | SY10-230A-3-T | Fast runner | 0 | Scenario 1 |  | PPK¦SelectPro¦VDI3805¦Internet_EU |  |  | D6600N+SY10-230A-3-T | Butterfly valve | 600 kPa | 0.7 kPa |  | EU\Inbox\Combinations\Folder..6/..7\ | 42
115864 | D6600N+SY12-230A-3-T | D6600N+SY12-230A-3-T |  | D6600N | + | SY12-230A-3-T | Fast runner | 0 | Scenario 1 |  | PPK¦SelectPro¦VDI3805¦Internet_EU |  |  | D6600N+SY12-230A-3-T | Butterfly valve | 1000 kPa | 0.7 kPa |  | EU\Inbox\Combinations\Folder..6/..7\ | 42
115868 | D6600NL+SY10-230A-3-T | D6600NL+SY10-230A-3-T |  | D6600NL | + | SY10-230A-3-T | Fast runner | 0 | Scenario 1 |  | PPK¦SelectPro¦VDI3805¦Internet_EU |  |  | D6600NL+SY10-230A-3-T | Butterfly valve | 600 kPa | 0.7 kPa |  | EU\Inbox\Combinations\Folder..6/..7\ | 42
115870 | D6600NL+SY12-230A-3-T | D6600NL+SY12-230A-3-T |  | D6600NL | + | SY12-230A-3-T | Fast runner | 0 | Scenario 1 |  | PPK¦SelectPro¦VDI3805¦Internet_EU |  |  | D6600NL+SY12-230A-3-T | Butterfly valve | 1000 kPa | 0.7 kPa |  | EU\Inbox\Combinations\Folder..6/..7\ | 42
115884 | D6400N+SY6-230-3-T | D6400N+SY6-230-3-T |  | D6400N | + | SY6-230-3-T | Fast runner | 0 | Scenario 1 |  | PPK¦SelectPro¦VDI3805¦Internet_EU |  |  | D6400N+SY6-230-3-T | Butterfly valve | 600 kPa | 1.0 kPa |  | EU\Inbox\Combinations\Folder..6/..7\ | 43
115886 | D6400NL+SY6-230-3-T | D6400NL+SY6-230-3-T |  | D6400NL | + | SY6-230-3-T | Fast runner | 0 | Scenario 1 |  | PPK¦SelectPro¦VDI3805¦Internet_EU |  |  | D6400NL+SY6-230-3-T | Butterfly valve | 600 kPa | 1.0 kPa |  | EU\Inbox\Combinations\Folder..6/..7\ | 43
115888 | D625N+SRC24A-SR-5 | D625N+SRC24A-SR-5 |  | D625N | + | SRC24A-SR-5 | Fast runner | 0 | Scenario 2 |  | PPK¦SelectPro¦VDI3805¦Internet_EU |  |  | D625N+SRC24A-SR-5 | Butterfly valve | 1200 kPa | 1.6 kPa |  | EU\Inbox\Combinations\Folder..6/..7\ | 43
115889 | D625N/SRC24A-SR-5 | D625N/SRC24A-SR-5 |  | D625N | / | SRC24A-SR-5 | Fast runner | 0 | Scenario 2 |  | PPK¦SelectPro¦VDI3805¦Internet_EU |  |  | D625N/SRC24A-SR-5 | Butterfly valve | 1200 kPa | 1.6 kPa |  | EU\Inbox\Combinations\Folder..6/..7\ | 43
115890 | D632N+SRC24A-SR-5 | D632N+SRC24A-SR-5 |  | D632N | + | SRC24A-SR-5 | Fast runner | 0 | Scenario 2 |  | PPK¦SelectPro¦VDI3805¦Internet_EU |  |  | D632N+SRC24A-SR-5 | Butterfly valve | 1200 kPa | 2.5 kPa |  | EU\Inbox\Combinations\Folder..6/..7\ | 43
115891 | D632N/SRC24A-SR-5 | D632N/SRC24A-SR-5 |  | D632N | / | SRC24A-SR-5 | Fast runner | 0 | Scenario 2 |  | PPK¦SelectPro¦VDI3805¦Internet_EU |  |  | D632N/SRC24A-SR-5 | Butterfly valve | 1200 kPa | 2.5 kPa |  | EU\Inbox\Combinations\Folder..6/..7\ | 43
115892 | D640N+SRC24A-SR-5 | D640N+SRC24A-SR-5 |  | D640N | + | SRC24A-SR-5 | Fast runner | 0 | Scenario 2 |  | PPK¦SelectPro¦VDI3805¦Internet_EU |  |  | D640N+SRC24A-SR-5 | Butterfly valve | 1200 kPa | 3.4 kPa |  | EU\Inbox\Combinations\Folder..6/..7\ | 43
115893 | D640N/SRC24A-SR-5 | D640N/SRC24A-SR-5 |  | D640N | / | SRC24A-SR-5 | Fast runner | 0 | Scenario 2 |  | PPK¦SelectPro¦VDI3805¦Internet_EU |  |  | D640N/SRC24A-SR-5 | Butterfly valve | 1200 kPa | 3.4 kPa |  | EU\Inbox\Combinations\Folder..6/..7\ | 43
115894 | D650N+SRC24A-SR-5 | D650N+SRC24A-SR-5 |  | D650N | + | SRC24A-SR-5 | Fast runner | 0 | Scenario 2 |  | PPK¦SelectPro¦VDI3805¦Internet_EU |  |  | D650N+SRC24A-SR-5 | Butterfly valve | 1200 kPa | 3.1 kPa |  | EU\Inbox\Combinations\Folder..6/..7\ | 43
115895 | D650N/SRC24A-SR-5 | D650N/SRC24A-SR-5 |  | D650N | / | SRC24A-SR-5 | Fast runner | 0 | Scenario 2 |  | PPK¦SelectPro¦VDI3805¦Internet_EU |  |  | D650N/SRC24A-SR-5 | Butterfly valve | 1200 kPa | 3.1 kPa |  | EU\Inbox\Combinations\Folder..6/..7\ | 43
115896 | D650NL+SRC24A-SR-5 | D650NL+SRC24A-SR-5 |  | D650NL | + | SRC24A-SR-5 | Fast runner | 0 | Scenario 2 |  | PPK¦SelectPro¦VDI3805¦Internet_EU |  |  | D650NL+SRC24A-SR-5 | Butterfly valve | 1200 kPa | 3.1 kPa |  | EU\Inbox\Combinations\Folder..6/..7\ | 43
115897 | D650NL/SRC24A-SR-5 | D650NL/SRC24A-SR-5 |  | D650NL | / | SRC24A-SR-5 | Fast runner | 0 | Scenario 2 |  | PPK¦SelectPro¦VDI3805¦Internet_EU |  |  | D650NL/SRC24A-SR-5 | Butterfly valve | 1200 kPa | 3.1 kPa |  | EU\Inbox\Combinations\Folder..6/..7\ | 43
115898 | D665N+SRC24A-SR-5 | D665N+SRC24A-SR-5 |  | D665N | + | SRC24A-SR-5 | Fast runner | 0 | Scenario 2 |  | PPK¦SelectPro¦VDI3805¦Internet_EU |  |  | D665N+SRC24A-SR-5 | Butterfly valve | 1200 kPa | 2.4 kPa |  | EU\Inbox\Combinations\Folder..6/..7\ | 43
115899 | D665N/SRC24A-SR-5 | D665N/SRC24A-SR-5 |  | D665N | / | SRC24A-SR-5 | Fast runner | 0 | Scenario 2 |  | PPK¦SelectPro¦VDI3805¦Internet_EU |  |  | D665N/SRC24A-SR-5 | Butterfly valve | 1200 kPa | 2.4 kPa |  | EU\Inbox\Combinations\Folder..6/..7\ | 43
115900 | D665NL+SRC24A-SR-5 | D665NL+SRC24A-SR-5 |  | D665NL | + | SRC24A-SR-5 | Fast runner | 0 | Scenario 2 |  | PPK¦SelectPro¦VDI3805¦Internet_EU |  |  | D665NL+SRC24A-SR-5 | Butterfly valve | 1200 kPa | 2.4 kPa |  | EU\Inbox\Combinations\Folder..6/..7\ | 43
115901 | D665NL/SRC24A-SR-5 | D665NL/SRC24A-SR-5 |  | D665NL | / | SRC24A-SR-5 | Fast runner | 0 | Scenario 2 |  | PPK¦SelectPro¦VDI3805¦Internet_EU |  |  | D665NL/SRC24A-SR-5 | Butterfly valve | 1200 kPa | 2.4 kPa |  | EU\Inbox\Combinations\Folder..6/..7\ | 43
115916 | R3015-2P5-S1+LRF24-SR | R3015-2P5-S1+LRF24-SR |  | R3015-2P5-S1 | + | LRF24-SR | Actuator with emergency control function | 1 | Scenario 2 |  | PPK¦SelectPro¦VDI3805¦Internet_EU |  |  | R3015-2P5-S1+LRF24-SR | Characterised control valve | 1400 kPa | 350 kPa |  | EU\Inbox\Combinations\Folder..2/..3\ | 46
115917 | R3015-2P5-S1/LRF24-SR | R3015-2P5-S1/LRF24-SR |  | R3015-2P5-S1 | / | LRF24-SR | Actuator with emergency control function | 1 | Scenario 2 |  | PPK¦SelectPro¦VDI3805¦Internet_EU |  |  | R3015-2P5-S1/LRF24-SR | Characterised control valve | 1400 kPa | 350 kPa |  | EU\Inbox\Combinations\Folder..2/..3\ | 46
115922 | R3015-4-S1+LRF24-SR | R3015-4-S1+LRF24-SR |  | R3015-4-S1 | + | LRF24-SR | Actuator with emergency control function | 1 | Scenario 2 |  | PPK¦SelectPro¦VDI3805¦Internet_EU |  |  | R3015-4-S1+LRF24-SR | Characterised control valve | 1400 kPa | 350 kPa |  | EU\Inbox\Combinations\Folder..2/..3\ | 46
115923 | R3015-4-S1/LRF24-SR | R3015-4-S1/LRF24-SR |  | R3015-4-S1 | / | LRF24-SR | Actuator with emergency control function | 1 | Scenario 2 |  | PPK¦SelectPro¦VDI3805¦Internet_EU |  |  | R3015-4-S1/LRF24-SR | Characterised control valve | 1400 kPa | 350 kPa |  | EU\Inbox\Combinations\Folder..2/..3\ | 46
115924 | R3015-BL1+LRF230 | R3015-BL1+LRF230 |  | R3015-BL1 | + | LRF230 | Actuator with emergency control function | 1 | Scenario 1 |  | PPK¦SelectPro¦VDI3805¦Internet_EU |  |  | R3015-BL1+LRF230 | Change-over ball valve | 500 kPa | 350 kPa |  | EU\Inbox\Combinations\Folder..2/..3\ | 45
115925 | R3015-BL1/LRF230 | R3015-BL1/LRF230 |  | R3015-BL1 | / | LRF230 | Actuator with emergency control function | 1 | Scenario 1 |  | PPK¦SelectPro¦VDI3805¦Internet_EU |  |  | R3015-BL1/LRF230 | Change-over ball valve | 500 kPa | 350 kPa |  | EU\Inbox\Combinations\Folder..2/..3\ | 45
115932 | R3015-BL1+LRF24 | R3015-BL1+LRF24 |  | R3015-BL1 | + | LRF24 | Actuator with emergency control function | 1 | Scenario 1 |  | PPK¦SelectPro¦VDI3805¦Internet_EU |  |  | R3015-BL1+LRF24 | Change-over ball valve | 500 kPa | 350 kPa |  | EU\Inbox\Combinations\Folder..2/..3\ | 44
115933 | R3015-BL1/LRF24 | R3015-BL1/LRF24 |  | R3015-BL1 | / | LRF24 | Actuator with emergency control function | 1 | Scenario 1 |  | PPK¦SelectPro¦VDI3805¦Internet_EU |  |  | R3015-BL1/LRF24 | Change-over ball valve | 500 kPa | 350 kPa |  | EU\Inbox\Combinations\Folder..2/..3\ | 44
115944 | R3015-P25-S1+LRF24-SR | R3015-P25-S1+LRF24-SR |  | R3015-P25-S1 | + | LRF24-SR | Actuator with emergency control function | 1 | Scenario 2 |  | PPK¦SelectPro¦VDI3805¦Internet_EU |  |  | R3015-P25-S1+LRF24-SR | Characterised control valve | 1400 kPa | 350 kPa |  | EU\Inbox\Combinations\Folder..2/..3\ | 45
115945 | R3015-P25-S1/LRF24-SR | R3015-P25-S1/LRF24-SR |  | R3015-P25-S1 | / | LRF24-SR | Actuator with emergency control function | 1 | Scenario 2 |  | PPK¦SelectPro¦VDI3805¦Internet_EU |  |  | R3015-P25-S1/LRF24-SR | Characterised control valve | 1400 kPa | 350 kPa |  | EU\Inbox\Combinations\Folder..2/..3\ | 45
115950 | R3015-P4-S1+LRF24-SR | R3015-P4-S1+LRF24-SR |  | R3015-P4-S1 | + | LRF24-SR | Actuator with emergency control function | 1 | Scenario 2 |  | PPK¦SelectPro¦VDI3805¦Internet_EU |  |  | R3015-P4-S1+LRF24-SR | Characterised control valve | 1400 kPa | 350 kPa |  | EU\Inbox\Combinations\Folder..2/..3\ | 45
115951 | R3015-P4-S1/LRF24-SR | R3015-P4-S1/LRF24-SR |  | R3015-P4-S1 | / | LRF24-SR | Actuator with emergency control function | 1 | Scenario 2 |  | PPK¦SelectPro¦VDI3805¦Internet_EU |  |  | R3015-P4-S1/LRF24-SR | Characterised control valve | 1400 kPa | 350 kPa |  | EU\Inbox\Combinations\Folder..2/..3\ | 45
115956 | R3015-P63-S1+LRF24-SR | R3015-P63-S1+LRF24-SR |  | R3015-P63-S1 | + | LRF24-SR | Actuator with emergency control function | 1 | Scenario 2 |  | PPK¦SelectPro¦VDI3805¦Internet_EU |  |  | R3015-P63-S1+LRF24-SR | Characterised control valve | 1400 kPa | 350 kPa |  | EU\Inbox\Combinations\Folder..2/..3\ | 46
115957 | R3015-P63-S1/LRF24-SR | R3015-P63-S1/LRF24-SR |  | R3015-P63-S1 | / | LRF24-SR | Actuator with emergency control function | 1 | Scenario 2 |  | PPK¦SelectPro¦VDI3805¦Internet_EU |  |  | R3015-P63-S1/LRF24-SR | Characterised control valve | 1400 kPa | 350 kPa |  | EU\Inbox\Combinations\Folder..2/..3\ | 46
116080 | D6400N+SY7-230A-3-T | D6400N+SY7-230A-3-T |  | D6400N | + | SY7-230A-3-T | Fast runner | 0 | Scenario 1 |  | PPK¦SelectPro¦VDI3805¦Internet_EU |  |  | D6400N+SY7-230A-3-T | Butterfly valve | 1000 kPa | 1.0 kPa |  | EU\Inbox\Combinations\Folder..6/..7\ | 42
116082 | D6400NL+SY7-230A-3-T | D6400NL+SY7-230A-3-T |  | D6400NL | + | SY7-230A-3-T | Fast runner | 0 | Scenario 1 |  | PPK¦SelectPro¦VDI3805¦Internet_EU |  |  | D6400NL+SY7-230A-3-T | Butterfly valve | 1000 kPa | 1.0 kPa |  | EU\Inbox\Combinations\Folder..6/..7\ | 42
116084 | D6450N+SY7-230A-3-T | D6450N+SY7-230A-3-T |  | D6450N | + | SY7-230A-3-T | Fast runner | 0 | Scenario 1 |  | PPK¦SelectPro¦VDI3805¦Internet_EU |  |  | D6450N+SY7-230A-3-T | Butterfly valve | 600 kPa | 0.9 kPa |  | EU\Inbox\Combinations\Folder..6/..7\ | 42
116086 | D6450NL+SY7-230A-3-T | D6450NL+SY7-230A-3-T |  | D6450NL | + | SY7-230A-3-T | Fast runner | 0 | Scenario 1 |  | PPK¦SelectPro¦VDI3805¦Internet_EU |  |  | D6450NL+SY7-230A-3-T | Butterfly valve | 600 kPa | 0.9 kPa |  | EU\Inbox\Combinations\Folder..6/..7\ | 42
116090 | R3020-1-1P6-B2+LR24A-MP | R3020-1-1P6-B2+LR24A-MP |  | R3020-1-1P6-B2 | + | LR24A-MP | Communicative actuator | 1 | Scenario 5 |  | PPK¦SelectPro¦VDI3805¦Internet_EU |  |  | R3020-1-1P6-B2+LR24A-MP | Characterised control valve | 100 kPa | 100 kPa |  | EU\Inbox\Combinations\Folder..2/..3\ | 44
116091 | R3020-1-1P6-B2/LR24A-MP | R3020-1-1P6-B2/LR24A-MP |  | R3020-1-1P6-B2 | / | LR24A-MP | Communicative actuator | 1 | Scenario 5 |  | PPK¦SelectPro¦VDI3805¦Internet_EU |  |  | R3020-1-1P6-B2/LR24A-MP | Characterised control valve | 100 kPa | 100 kPa |  | EU\Inbox\Combinations\Folder..2/..3\ | 44
116092 | R3020-1-1P6-B2+LR24A-SR | R3020-1-1P6-B2+LR24A-SR |  | R3020-1-1P6-B2 | + | LR24A-SR | Standard actuator | 1 | Scenario 5 |  | PPK¦SelectPro¦VDI3805¦Internet_EU |  |  | R3020-1-1P6-B2+LR24A-SR | Characterised control valve | 100 kPa | 100 kPa |  | EU\Inbox\Combinations\Folder..2/..3\ | 44
116093 | R3020-1-1P6-B2/LR24A-SR | R3020-1-1P6-B2/LR24A-SR |  | R3020-1-1P6-B2 | / | LR24A-SR | Standard actuator | 1 | Scenario 5 |  | PPK¦SelectPro¦VDI3805¦Internet_EU |  |  | R3020-1-1P6-B2/LR24A-SR | Characterised control valve | 100 kPa | 100 kPa |  | EU\Inbox\Combinations\Folder..2/..3\ | 44
116096 | R3020-1-2P5-B2+LR24A-MP | R3020-1-2P5-B2+LR24A-MP |  | R3020-1-2P5-B2 | + | LR24A-MP | Communicative actuator | 1 | Scenario 5 |  | PPK¦SelectPro¦VDI3805¦Internet_EU |  |  | R3020-1-2P5-B2+LR24A-MP | Characterised control valve | 100 kPa | 100 kPa |  | EU\Inbox\Combinations\Folder..2/..3\ | 44
116097 | R3020-1-2P5-B2/LR24A-MP | R3020-1-2P5-B2/LR24A-MP |  | R3020-1-2P5-B2 | / | LR24A-MP | Communicative actuator | 1 | Scenario 5 |  | PPK¦SelectPro¦VDI3805¦Internet_EU |  |  | R3020-1-2P5-B2/LR24A-MP | Characterised control valve | 100 kPa | 100 kPa |  | EU\Inbox\Combinations\Folder..2/..3\ | 44
116098 | R3020-1-2P5-B2+LR24A-SR | R3020-1-2P5-B2+LR24A-SR |  | R3020-1-2P5-B2 | + | LR24A-SR | Standard actuator | 1 | Scenario 5 |  | PPK¦SelectPro¦VDI3805¦Internet_EU |  |  | R3020-1-2P5-B2+LR24A-SR | Characterised control valve | 100 kPa | 100 kPa |  | EU\Inbox\Combinations\Folder..2/..3\ | 44
116099 | R3020-1-2P5-B2/LR24A-SR | R3020-1-2P5-B2/LR24A-SR |  | R3020-1-2P5-B2 | / | LR24A-SR | Standard actuator | 1 | Scenario 5 |  | PPK¦SelectPro¦VDI3805¦Internet_EU |  |  | R3020-1-2P5-B2/LR24A-SR | Characterised control valve | 100 kPa | 100 kPa |  | EU\Inbox\Combinations\Folder..2/..3\ | 44
116102 | R3020-1P6-1-B2+LR24A-MP | R3020-1P6-1-B2+LR24A-MP |  | R3020-1P6-1-B2 | + | LR24A-MP | Communicative actuator | 1 | Scenario 5 |  | PPK¦SelectPro¦VDI3805¦Internet_EU |  |  | R3020-1P6-1-B2+LR24A-MP | Characterised control valve | 100 kPa | 100 kPa |  | EU\Inbox\Combinations\Folder..2/..3\ | 44
116103 | R3020-1P6-1-B2/LR24A-MP | R3020-1P6-1-B2/LR24A-MP |  | R3020-1P6-1-B2 | / | LR24A-MP | Communicative actuator | 1 | Scenario 5 |  | PPK¦SelectPro¦VDI3805¦Internet_EU |  |  | R3020-1P6-1-B2/LR24A-MP | Characterised control valve | 100 kPa | 100 kPa |  | EU\Inbox\Combinations\Folder..2/..3\ | 44
116104 | R3020-1P6-1-B2+LR24A-SR | R3020-1P6-1-B2+LR24A-SR |  | R3020-1P6-1-B2 | + | LR24A-SR | Standard actuator | 1 | Scenario 5 |  | PPK¦SelectPro¦VDI3805¦Internet_EU |  |  | R3020-1P6-1-B2+LR24A-SR | Characterised control valve | 100 kPa | 100 kPa |  | EU\Inbox\Combinations\Folder..2/..3\ | 44
116105 | R3020-1P6-1-B2/LR24A-SR | R3020-1P6-1-B2/LR24A-SR |  | R3020-1P6-1-B2 | / | LR24A-SR | Standard actuator | 1 | Scenario 5 |  | PPK¦SelectPro¦VDI3805¦Internet_EU |  |  | R3020-1P6-1-B2/LR24A-SR | Characterised control valve | 100 kPa | 100 kPa |  | EU\Inbox\Combinations\Folder..2/..3\ | 44
116108 | R3020-1P6-1P6-B2+LR24A-MP | R3020-1P6-1P6-B2+LR24A-MP |  | R3020-1P6-1P6-B2 | + | LR24A-MP | Communicative actuator | 1 | Scenario 5 |  | PPK¦SelectPro¦VDI3805¦Internet_EU |  |  | R3020-1P6-1P6-B2+LR24A-MP | Characterised control valve | 100 kPa | 100 kPa |  | EU\Inbox\Combinations\Folder..2/..3\ | 44
116109 | R3020-1P6-1P6-B2/LR24A-MP | R3020-1P6-1P6-B2/LR24A-MP |  | R3020-1P6-1P6-B2 | / | LR24A-MP | Communicative actuator | 1 | Scenario 5 |  | PPK¦SelectPro¦VDI3805¦Internet_EU |  |  | R3020-1P6-1P6-B2/LR24A-MP | Characterised control valve | 100 kPa | 100 kPa |  | EU\Inbox\Combinations\Folder..2/..3\ | 44
116110 | R3020-1P6-1P6-B2+LR24A-SR | R3020-1P6-1P6-B2+LR24A-SR |  | R3020-1P6-1P6-B2 | + | LR24A-SR | Standard actuator | 1 | Scenario 5 |  | PPK¦SelectPro¦VDI3805¦Internet_EU |  |  | R3020-1P6-1P6-B2+LR24A-SR | Characterised control valve | 100 kPa | 100 kPa |  | EU\Inbox\Combinations\Folder..2/..3\ | 44
116111 | R3020-1P6-1P6-B2/LR24A-SR | R3020-1P6-1P6-B2/LR24A-SR |  | R3020-1P6-1P6-B2 | / | LR24A-SR | Standard actuator | 1 | Scenario 5 |  | PPK¦SelectPro¦VDI3805¦Internet_EU |  |  | R3020-1P6-1P6-B2/LR24A-SR | Characterised control valve | 100 kPa | 100 kPa |  | EU\Inbox\Combinations\Folder..2/..3\ | 44
116114 | R3020-1P6-2P5-B2+LR24A-MP | R3020-1P6-2P5-B2+LR24A-MP |  | R3020-1P6-2P5-B2 | + | LR24A-MP | Communicative actuator | 1 | Scenario 5 |  | PPK¦SelectPro¦VDI3805¦Internet_EU |  |  | R3020-1P6-2P5-B2+LR24A-MP | Characterised control valve | 100 kPa | 100 kPa |  | EU\Inbox\Combinations\Folder..2/..3\ | 45
116115 | R3020-1P6-2P5-B2/LR24A-MP | R3020-1P6-2P5-B2/LR24A-MP |  | R3020-1P6-2P5-B2 | / | LR24A-MP | Communicative actuator | 1 | Scenario 5 |  | PPK¦SelectPro¦VDI3805¦Internet_EU |  |  | R3020-1P6-2P5-B2/LR24A-MP | Characterised control valve | 100 kPa | 100 kPa |  | EU\Inbox\Combinations\Folder..2/..3\ | 45
116116 | R3020-1P6-2P5-B2+LR24A-SR | R3020-1P6-2P5-B2+LR24A-SR |  | R3020-1P6-2P5-B2 | + | LR24A-SR | Standard actuator | 1 | Scenario 5 |  | PPK¦SelectPro¦VDI3805¦Internet_EU |  |  | R3020-1P6-2P5-B2+LR24A-SR | Characterised control valve | 100 kPa | 100 kPa |  | EU\Inbox\Combinations\Folder..2/..3\ | 45
116117 | R3020-1P6-2P5-B2/LR24A-SR | R3020-1P6-2P5-B2/LR24A-SR |  | R3020-1P6-2P5-B2 | / | LR24A-SR | Standard actuator | 1 | Scenario 5 |  | PPK¦SelectPro¦VDI3805¦Internet_EU |  |  | R3020-1P6-2P5-B2/LR24A-SR | Characterised control valve | 100 kPa | 100 kPa |  | EU\Inbox\Combinations\Folder..2/..3\ | 45
116120 | R3020-1P6-P63-B2+LR24A-MP | R3020-1P6-P63-B2+LR24A-MP |  | R3020-1P6-P63-B2 | + | LR24A-MP | Communicative actuator | 1 | Scenario 5 |  | PPK¦SelectPro¦VDI3805¦Internet_EU |  |  | R3020-1P6-P63-B2+LR24A-MP | Characterised control valve | 100 kPa | 100 kPa |  | EU\Inbox\Combinations\Folder..2/..3\ | 44
116121 | R3020-1P6-P63-B2/LR24A-MP | R3020-1P6-P63-B2/LR24A-MP |  | R3020-1P6-P63-B2 | / | LR24A-MP | Communicative actuator | 1 | Scenario 5 |  | PPK¦SelectPro¦VDI3805¦Internet_EU |  |  | R3020-1P6-P63-B2/LR24A-MP | Characterised control valve | 100 kPa | 100 kPa |  | EU\Inbox\Combinations\Folder..2/..3\ | 44
116122 | R3020-1P6-P63-B2+LR24A-SR | R3020-1P6-P63-B2+LR24A-SR |  | R3020-1P6-P63-B2 | + | LR24A-SR | Standard actuator | 1 | Scenario 5 |  | PPK¦SelectPro¦VDI3805¦Internet_EU |  |  | R3020-1P6-P63-B2+LR24A-SR | Characterised control valve | 100 kPa | 100 kPa |  | EU\Inbox\Combinations\Folder..2/..3\ | 45
116123 | R3020-1P6-P63-B2/LR24A-SR | R3020-1P6-P63-B2/LR24A-SR |  | R3020-1P6-P63-B2 | / | LR24A-SR | Standard actuator | 1 | Scenario 5 |  | PPK¦SelectPro¦VDI3805¦Internet_EU |  |  | R3020-1P6-P63-B2/LR24A-SR | Characterised control valve | 100 kPa | 100 kPa |  | EU\Inbox\Combinations\Folder..2/..3\ | 45
116126 | R3020-2P5-1-B2+LR24A-MP | R3020-2P5-1-B2+LR24A-MP |  | R3020-2P5-1-B2 | + | LR24A-MP | Communicative actuator | 1 | Scenario 5 |  | PPK¦SelectPro¦VDI3805¦Internet_EU |  |  | R3020-2P5-1-B2+LR24A-MP | Characterised control valve | 100 kPa | 100 kPa |  | EU\Inbox\Combinations\Folder..2/..3\ | 44
116127 | R3020-2P5-1-B2/LR24A-MP | R3020-2P5-1-B2/LR24A-MP |  | R3020-2P5-1-B2 | / | LR24A-MP | Communicative actuator | 1 | Scenario 5 |  | PPK¦SelectPro¦VDI3805¦Internet_EU |  |  | R3020-2P5-1-B2/LR24A-MP | Characterised control valve | 100 kPa | 100 kPa |  | EU\Inbox\Combinations\Folder..2/..3\ | 44
116128 | R3020-2P5-1-B2+LR24A-SR | R3020-2P5-1-B2+LR24A-SR |  | R3020-2P5-1-B2 | + | LR24A-SR | Standard actuator | 1 | Scenario 5 |  | PPK¦SelectPro¦VDI3805¦Internet_EU |  |  | R3020-2P5-1-B2+LR24A-SR | Characterised control valve | 100 kPa | 100 kPa |  | EU\Inbox\Combinations\Folder..2/..3\ | 44
116129 | R3020-2P5-1-B2/LR24A-SR | R3020-2P5-1-B2/LR24A-SR |  | R3020-2P5-1-B2 | / | LR24A-SR | Standard actuator | 1 | Scenario 5 |  | PPK¦SelectPro¦VDI3805¦Internet_EU |  |  | R3020-2P5-1-B2/LR24A-SR | Characterised control valve | 100 kPa | 100 kPa |  | EU\Inbox\Combinations\Folder..2/..3\ | 44
116132 | R3020-2P5-1P6-B2+LR24A-MP | R3020-2P5-1P6-B2+LR24A-MP |  | R3020-2P5-1P6-B2 | + | LR24A-MP | Communicative actuator | 1 | Scenario 5 |  | PPK¦SelectPro¦VDI3805¦Internet_EU |  |  | R3020-2P5-1P6-B2+LR24A-MP | Characterised control valve | 100 kPa | 100 kPa |  | EU\Inbox\Combinations\Folder..2/..3\ | 44
116133 | R3020-2P5-1P6-B2/LR24A-MP | R3020-2P5-1P6-B2/LR24A-MP |  | R3020-2P5-1P6-B2 | / | LR24A-MP | Communicative actuator | 1 | Scenario 5 |  | PPK¦SelectPro¦VDI3805¦Internet_EU |  |  | R3020-2P5-1P6-B2/LR24A-MP | Characterised control valve | 100 kPa | 100 kPa |  | EU\Inbox\Combinations\Folder..2/..3\ | 44
116134 | R3020-2P5-1P6-B2+LR24A-SR | R3020-2P5-1P6-B2+LR24A-SR |  | R3020-2P5-1P6-B2 | + | LR24A-SR | Standard actuator | 1 | Scenario 5 |  | PPK¦SelectPro¦VDI3805¦Internet_EU |  |  | R3020-2P5-1P6-B2+LR24A-SR | Characterised control valve | 100 kPa | 100 kPa |  | EU\Inbox\Combinations\Folder..2/..3\ | 44
116135 | R3020-2P5-1P6-B2/LR24A-SR | R3020-2P5-1P6-B2/LR24A-SR |  | R3020-2P5-1P6-B2 | / | LR24A-SR | Standard actuator | 1 | Scenario 5 |  | PPK¦SelectPro¦VDI3805¦Internet_EU |  |  | R3020-2P5-1P6-B2/LR24A-SR | Characterised control valve | 100 kPa | 100 kPa |  | EU\Inbox\Combinations\Folder..2/..3\ | 44
116138 | R3020-2P5-2P5-B2+LR24A-MP | R3020-2P5-2P5-B2+LR24A-MP |  | R3020-2P5-2P5-B2 | + | LR24A-MP | Communicative actuator | 1 | Scenario 5 |  | PPK¦SelectPro¦VDI3805¦Internet_EU |  |  | R3020-2P5-2P5-B2+LR24A-MP | Characterised control valve | 100 kPa | 100 kPa |  | EU\Inbox\Combinations\Folder..2/..3\ | 44
116139 | R3020-2P5-2P5-B2/LR24A-MP | R3020-2P5-2P5-B2/LR24A-MP |  | R3020-2P5-2P5-B2 | / | LR24A-MP | Communicative actuator | 1 | Scenario 5 |  | PPK¦SelectPro¦VDI3805¦Internet_EU |  |  | R3020-2P5-2P5-B2/LR24A-MP | Characterised control valve | 100 kPa | 100 kPa |  | EU\Inbox\Combinations\Folder..2/..3\ | 44
116140 | R3020-2P5-2P5-B2+LR24A-SR | R3020-2P5-2P5-B2+LR24A-SR |  | R3020-2P5-2P5-B2 | + | LR24A-SR | Standard actuator | 1 | Scenario 5 |  | PPK¦SelectPro¦VDI3805¦Internet_EU |  |  | R3020-2P5-2P5-B2+LR24A-SR | Characterised control valve | 100 kPa | 100 kPa |  | EU\Inbox\Combinations\Folder..2/..3\ | 44
116141 | R3020-2P5-2P5-B2/LR24A-SR | R3020-2P5-2P5-B2/LR24A-SR |  | R3020-2P5-2P5-B2 | / | LR24A-SR | Standard actuator | 1 | Scenario 5 |  | PPK¦SelectPro¦VDI3805¦Internet_EU |  |  | R3020-2P5-2P5-B2/LR24A-SR | Characterised control valve | 100 kPa | 100 kPa |  | EU\Inbox\Combinations\Folder..2/..3\ | 44
116144 | R3020-2P5-P63-B2+LR24A-MP | R3020-2P5-P63-B2+LR24A-MP |  | R3020-2P5-P63-B2 | + | LR24A-MP | Communicative actuator | 1 | Scenario 5 |  | PPK¦SelectPro¦VDI3805¦Internet_EU |  |  | R3020-2P5-P63-B2+LR24A-MP | Characterised control valve | 100 kPa | 100 kPa |  | EU\Inbox\Combinations\Folder..2/..3\ | 39
116145 | R3020-2P5-P63-B2/LR24A-MP | R3020-2P5-P63-B2/LR24A-MP |  | R3020-2P5-P63-B2 | / | LR24A-MP | Communicative actuator | 1 | Scenario 5 |  | PPK¦SelectPro¦VDI3805¦Internet_EU |  |  | R3020-2P5-P63-B2/LR24A-MP | Characterised control valve | 100 kPa | 100 kPa |  | EU\Inbox\Combinations\Folder..2/..3\ | 39
116146 | R3020-2P5-P63-B2+LR24A-SR | R3020-2P5-P63-B2+LR24A-SR |  | R3020-2P5-P63-B2 | + | LR24A-SR | Standard actuator | 1 | Scenario 5 |  | PPK¦SelectPro¦VDI3805¦Internet_EU |  |  | R3020-2P5-P63-B2+LR24A-SR | Characterised control valve | 100 kPa | 100 kPa |  | EU\Inbox\Combinations\Folder..2/..3\ | 39
116147 | R3020-2P5-P63-B2/LR24A-SR | R3020-2P5-P63-B2/LR24A-SR |  | R3020-2P5-P63-B2 | / | LR24A-SR | Standard actuator | 1 | Scenario 5 |  | PPK¦SelectPro¦VDI3805¦Internet_EU |  |  | R3020-2P5-P63-B2/LR24A-SR | Characterised control valve | 100 kPa | 100 kPa |  | EU\Inbox\Combinations\Folder..2/..3\ | 39
116150 | R3020-P63-1P6-B2+LR24A-MP | R3020-P63-1P6-B2+LR24A-MP |  | R3020-P63-1P6-B2 | + | LR24A-MP | Communicative actuator | 1 | Scenario 5 |  | PPK¦SelectPro¦VDI3805¦Internet_EU |  |  | R3020-P63-1P6-B2+LR24A-MP | Characterised control valve | 100 kPa | 100 kPa |  | EU\Inbox\Combinations\Folder..2/..3\ | 38
116151 | R3020-P63-1P6-B2/LR24A-MP | R3020-P63-1P6-B2/LR24A-MP |  | R3020-P63-1P6-B2 | / | LR24A-MP | Communicative actuator | 1 | Scenario 5 |  | PPK¦SelectPro¦VDI3805¦Internet_EU |  |  | R3020-P63-1P6-B2/LR24A-MP | Characterised control valve | 100 kPa | 100 kPa |  | EU\Inbox\Combinations\Folder..2/..3\ | 38
116152 | R3020-P63-1P6-B2+LR24A-SR | R3020-P63-1P6-B2+LR24A-SR |  | R3020-P63-1P6-B2 | + | LR24A-SR | Standard actuator | 1 | Scenario 5 |  | PPK¦SelectPro¦VDI3805¦Internet_EU |  |  | R3020-P63-1P6-B2+LR24A-SR | Characterised control valve | 100 kPa | 100 kPa |  | EU\Inbox\Combinations\Folder..2/..3\ | 38
116153 | R3020-P63-1P6-B2/LR24A-SR | R3020-P63-1P6-B2/LR24A-SR |  | R3020-P63-1P6-B2 | / | LR24A-SR | Standard actuator | 1 | Scenario 5 |  | PPK¦SelectPro¦VDI3805¦Internet_EU |  |  | R3020-P63-1P6-B2/LR24A-SR | Characterised control valve | 100 kPa | 100 kPa |  | EU\Inbox\Combinations\Folder..2/..3\ | 38
116156 | R3020-P63-2P5-B2+LR24A-MP | R3020-P63-2P5-B2+LR24A-MP |  | R3020-P63-2P5-B2 | + | LR24A-MP | Communicative actuator | 1 | Scenario 5 |  | PPK¦SelectPro¦VDI3805¦Internet_EU |  |  | R3020-P63-2P5-B2+LR24A-MP | Characterised control valve | 100 kPa | 100 kPa |  | EU\Inbox\Combinations\Folder..2/..3\ | 38
116157 | R3020-P63-2P5-B2/LR24A-MP | R3020-P63-2P5-B2/LR24A-MP |  | R3020-P63-2P5-B2 | / | LR24A-MP | Communicative actuator | 1 | Scenario 5 |  | PPK¦SelectPro¦VDI3805¦Internet_EU |  |  | R3020-P63-2P5-B2/LR24A-MP | Characterised control valve | 100 kPa | 100 kPa |  | EU\Inbox\Combinations\Folder..2/..3\ | 38
116158 | R3020-P63-2P5-B2+LR24A-SR | R3020-P63-2P5-B2+LR24A-SR |  | R3020-P63-2P5-B2 | + | LR24A-SR | Standard actuator | 1 | Scenario 5 |  | PPK¦SelectPro¦VDI3805¦Internet_EU |  |  | R3020-P63-2P5-B2+LR24A-SR | Characterised control valve | 100 kPa | 100 kPa |  | EU\Inbox\Combinations\Folder..2/..3\ | 38
116159 | R3020-P63-2P5-B2/LR24A-SR | R3020-P63-2P5-B2/LR24A-SR |  | R3020-P63-2P5-B2 | / | LR24A-SR | Standard actuator | 1 | Scenario 5 |  | PPK¦SelectPro¦VDI3805¦Internet_EU |  |  | R3020-P63-2P5-B2/LR24A-SR | Characterised control valve | 100 kPa | 100 kPa |  | EU\Inbox\Combinations\Folder..2/..3\ | 38
116162 | R3015-S1+LRF230 | R3015-S1+LRF230 |  | R3015-S1 | + | LRF230 | Actuator with emergency control function | 1 | Scenario 1 |  | PPK¦SelectPro¦VDI3805¦Internet_EU |  |  | R3015-S1+LRF230 | Change-over ball valve | 1400 kPa | 1000 kPa |  | EU\Inbox\Combinations\Folder..2/..3\ | 38
116163 | R3015-S1/LRF230 | R3015-S1/LRF230 |  | R3015-S1 | / | LRF230 | Actuator with emergency control function | 1 | Scenario 1 |  | PPK¦SelectPro¦VDI3805¦Internet_EU |  |  | R3015-S1/LRF230 | Change-over ball valve | 1400 kPa | 1000 kPa |  | EU\Inbox\Combinations\Folder..2/..3\ | 38
116170 | R3015-S1+LRF24 | R3015-S1+LRF24 |  | R3015-S1 | + | LRF24 | Actuator with emergency control function | 1 | Scenario 1 |  | PPK¦SelectPro¦VDI3805¦Internet_EU |  |  | R3015-S1+LRF24 | Change-over ball valve | 1400 kPa | 1000 kPa |  | EU\Inbox\Combinations\Folder..2/..3\ | 37
116171 | R3015-S1/LRF24 | R3015-S1/LRF24 |  | R3015-S1 | / | LRF24 | Actuator with emergency control function | 1 | Scenario 1 |  | PPK¦SelectPro¦VDI3805¦Internet_EU |  |  | R3015-S1/LRF24 | Change-over ball valve | 1400 kPa | 1000 kPa |  | EU\Inbox\Combinations\Folder..2/..3\ | 37
116182 | R3020-4-S2+LRF24-SR | R3020-4-S2+LRF24-SR |  | R3020-4-S2 | + | LRF24-SR | Actuator with emergency control function | 1 | Scenario 2 |  | PPK¦SelectPro¦VDI3805¦Internet_EU |  |  | R3020-4-S2+LRF24-SR | Characterised control valve | 1400 kPa | 350 kPa |  | EU\Inbox\Combinations\Folder..2/..3\ | 38
116183 | R3020-4-S2/LRF24-SR | R3020-4-S2/LRF24-SR |  | R3020-4-S2 | / | LRF24-SR | Actuator with emergency control function | 1 | Scenario 2 |  | PPK¦SelectPro¦VDI3805¦Internet_EU |  |  | R3020-4-S2/LRF24-SR | Characterised control valve | 1400 kPa | 350 kPa |  | EU\Inbox\Combinations\Folder..2/..3\ | 38
116188 | R3020-6P3-S2+LRF24-SR | R3020-6P3-S2+LRF24-SR |  | R3020-6P3-S2 | + | LRF24-SR | Actuator with emergency control function | 1 | Scenario 2 |  | PPK¦SelectPro¦VDI3805¦Internet_EU |  |  | R3020-6P3-S2+LRF24-SR | Characterised control valve | 1400 kPa | 350 kPa |  | EU\Inbox\Combinations\Folder..2/..3\ | 39
116189 | R3020-6P3-S2/LRF24-SR | R3020-6P3-S2/LRF24-SR |  | R3020-6P3-S2 | / | LRF24-SR | Actuator with emergency control function | 1 | Scenario 2 |  | PPK¦SelectPro¦VDI3805¦Internet_EU |  |  | R3020-6P3-S2/LRF24-SR | Characterised control valve | 1400 kPa | 350 kPa |  | EU\Inbox\Combinations\Folder..2/..3\ | 39
116190 | R3020-BL2+LRF230 | R3020-BL2+LRF230 |  | R3020-BL2 | + | LRF230 | Actuator with emergency control function | 1 | Scenario 1 |  | PPK¦SelectPro¦VDI3805¦Internet_EU |  |  | R3020-BL2+LRF230 | Change-over ball valve | 500 kPa | 350 kPa |  | EU\Inbox\Combinations\Folder..2/..3\ | 37
116191 | R3020-BL2/LRF230 | R3020-BL2/LRF230 |  | R3020-BL2 | / | LRF230 | Actuator with emergency control function | 1 | Scenario 1 |  | PPK¦SelectPro¦VDI3805¦Internet_EU |  |  | R3020-BL2/LRF230 | Change-over ball valve | 500 kPa | 350 kPa |  | EU\Inbox\Combinations\Folder..2/..3\ | 37
116198 | R3020-BL2+LRF24 | R3020-BL2+LRF24 |  | R3020-BL2 | + | LRF24 | Actuator with emergency control function | 1 | Scenario 1 |  | PPK¦SelectPro¦VDI3805¦Internet_EU |  |  | R3020-BL2+LRF24 | Change-over ball valve | 500 kPa | 350 kPa |  | EU\Inbox\Combinations\Folder..2/..3\ | 36
116199 | R3020-BL2/LRF24 | R3020-BL2/LRF24 |  | R3020-BL2 | / | LRF24 | Actuator with emergency control function | 1 | Scenario 1 |  | PPK¦SelectPro¦VDI3805¦Internet_EU |  |  | R3020-BL2/LRF24 | Change-over ball valve | 500 kPa | 350 kPa |  | EU\Inbox\Combinations\Folder..2/..3\ | 36
116206 | R3020-S2+LRF230 | R3020-S2+LRF230 |  | R3020-S2 | + | LRF230 | Actuator with emergency control function | 1 | Scenario 1 |  | PPK¦SelectPro¦VDI3805¦Internet_EU |  |  | R3020-S2+LRF230 | Change-over ball valve | 1400 kPa | 1000 kPa |  | EU\Inbox\Combinations\Folder..2/..3\ | 39
116207 | R3020-S2/LRF230 | R3020-S2/LRF230 |  | R3020-S2 | / | LRF230 | Actuator with emergency control function | 1 | Scenario 1 |  | PPK¦SelectPro¦VDI3805¦Internet_EU |  |  | R3020-S2/LRF230 | Change-over ball valve | 1400 kPa | 1000 kPa |  | EU\Inbox\Combinations\Folder..2/..3\ | 39
116214 | R3020-S2+LRF24 | R3020-S2+LRF24 |  | R3020-S2 | + | LRF24 | Actuator with emergency control function | 1 | Scenario 1 |  | PPK¦SelectPro¦VDI3805¦Internet_EU |  |  | R3020-S2+LRF24 | Change-over ball valve | 1400 kPa | 1000 kPa |  | EU\Inbox\Combinations\Folder..2/..3\ | 41
116215 | R3020-S2/LRF24 | R3020-S2/LRF24 |  | R3020-S2 | / | LRF24 | Actuator with emergency control function | 1 | Scenario 1 |  | PPK¦SelectPro¦VDI3805¦Internet_EU |  |  | R3020-S2/LRF24 | Change-over ball valve | 1400 kPa | 1000 kPa |  | EU\Inbox\Combinations\Folder..2/..3\ | 41
116226 | R3025-10-S2+LRF24-SR | R3025-10-S2+LRF24-SR |  | R3025-10-S2 | + | LRF24-SR | Actuator with emergency control function | 1 | Scenario 2 |  | PPK¦SelectPro¦VDI3805¦Internet_EU |  |  | R3025-10-S2+LRF24-SR | Characterised control valve | 1400 kPa | 350 kPa |  | EU\Inbox\Combinations\Folder..2/..3\ | 40
116227 | R3025-10-S2/LRF24-SR | R3025-10-S2/LRF24-SR |  | R3025-10-S2 | / | LRF24-SR | Actuator with emergency control function | 1 | Scenario 2 |  | PPK¦SelectPro¦VDI3805¦Internet_EU |  |  | R3025-10-S2/LRF24-SR | Characterised control valve | 1400 kPa | 350 kPa |  | EU\Inbox\Combinations\Folder..2/..3\ | 40
116370 | R3025-6P3-S2+LRF24-SR | R3025-6P3-S2+LRF24-SR |  | R3025-6P3-S2 | + | LRF24-SR | Actuator with emergency control function | 1 | Scenario 2 |  | PPK¦SelectPro¦VDI3805¦Internet_EU |  |  | R3025-6P3-S2+LRF24-SR | Characterised control valve | 1400 kPa | 350 kPa |  | EU\Inbox\Combinations\Folder..2/..3\ | 39
116371 | R3025-6P3-S2/LRF24-SR | R3025-6P3-S2/LRF24-SR |  | R3025-6P3-S2 | / | LRF24-SR | Actuator with emergency control function | 1 | Scenario 2 |  | PPK¦SelectPro¦VDI3805¦Internet_EU |  |  | R3025-6P3-S2/LRF24-SR | Characterised control valve | 1400 kPa | 350 kPa |  | EU\Inbox\Combinations\Folder..2/..3\ | 39
116372 | R3025-BL2+LRF230 | R3025-BL2+LRF230 |  | R3025-BL2 | + | LRF230 | Actuator with emergency control function | 1 | Scenario 1 |  | PPK¦SelectPro¦VDI3805¦Internet_EU |  |  | R3025-BL2+LRF230 | Change-over ball valve | 500 kPa | 350 kPa |  | EU\Inbox\Combinations\Folder..2/..3\ | 37
116373 | R3025-BL2/LRF230 | R3025-BL2/LRF230 |  | R3025-BL2 | / | LRF230 | Actuator with emergency control function | 1 | Scenario 1 |  | PPK¦SelectPro¦VDI3805¦Internet_EU |  |  | R3025-BL2/LRF230 | Change-over ball valve | 500 kPa | 350 kPa |  | EU\Inbox\Combinations\Folder..2/..3\ | 37
116380 | R3025-BL2+LRF24 | R3025-BL2+LRF24 |  | R3025-BL2 | + | LRF24 | Actuator with emergency control function | 1 | Scenario 1 |  | PPK¦SelectPro¦VDI3805¦Internet_EU |  |  | R3025-BL2+LRF24 | Change-over ball valve | 500 kPa | 350 kPa |  | EU\Inbox\Combinations\Folder..2/..3\ | 36
116381 | R3025-BL2/LRF24 | R3025-BL2/LRF24 |  | R3025-BL2 | / | LRF24 | Actuator with emergency control function | 1 | Scenario 1 |  | PPK¦SelectPro¦VDI3805¦Internet_EU |  |  | R3025-BL2/LRF24 | Change-over ball valve | 500 kPa | 350 kPa |  | EU\Inbox\Combinations\Folder..2/..3\ | 36
116388 | R3025-S2+LRF230 | R3025-S2+LRF230 |  | R3025-S2 | + | LRF230 | Actuator with emergency control function | 1 | Scenario 1 |  | PPK¦SelectPro¦VDI3805¦Internet_EU |  |  | R3025-S2+LRF230 | Change-over ball valve | 1400 kPa | 1000 kPa |  | EU\Inbox\Combinations\Folder..2/..3\ | 39
116389 | R3025-S2/LRF230 | R3025-S2/LRF230 |  | R3025-S2 | / | LRF230 | Actuator with emergency control function | 1 | Scenario 1 |  | PPK¦SelectPro¦VDI3805¦Internet_EU |  |  | R3025-S2/LRF230 | Change-over ball valve | 1400 kPa | 1000 kPa |  | EU\Inbox\Combinations\Folder..2/..3\ | 39
116396 | R3025-S2+LRF24 | R3025-S2+LRF24 |  | R3025-S2 | + | LRF24 | Actuator with emergency control function | 1 | Scenario 1 |  | PPK¦SelectPro¦VDI3805¦Internet_EU |  |  | R3025-S2+LRF24 | Change-over ball valve | 1400 kPa | 1000 kPa |  | EU\Inbox\Combinations\Folder..2/..3\ | 39
116397 | R3025-S2/LRF24 | R3025-S2/LRF24 |  | R3025-S2 | / | LRF24 | Actuator with emergency control function | 1 | Scenario 1 |  | PPK¦SelectPro¦VDI3805¦Internet_EU |  |  | R3025-S2/LRF24 | Change-over ball valve | 1400 kPa | 1000 kPa |  | EU\Inbox\Combinations\Folder..2/..3\ | 40
116404 | R3032-BL2+LRF230 | R3032-BL2+LRF230 |  | R3032-BL2 | + | LRF230 | Actuator with emergency control function | 1 | Scenario 1 |  | PPK¦SelectPro¦VDI3805¦Internet_EU |  |  | R3032-BL2+LRF230 | Change-over ball valve | 500 kPa | 350 kPa |  | EU\Inbox\Combinations\Folder..2/..3\ | 37
116405 | R3032-BL2/LRF230 | R3032-BL2/LRF230 |  | R3032-BL2 | / | LRF230 | Actuator with emergency control function | 1 | Scenario 1 |  | PPK¦SelectPro¦VDI3805¦Internet_EU |  |  | R3032-BL2/LRF230 | Change-over ball valve | 500 kPa | 350 kPa |  | EU\Inbox\Combinations\Folder..2/..3\ | 37
116412 | R3032-BL2+LRF24 | R3032-BL2+LRF24 |  | R3032-BL2 | + | LRF24 | Actuator with emergency control function | 1 | Scenario 1 |  | PPK¦SelectPro¦VDI3805¦Internet_EU |  |  | R3032-BL2+LRF24 | Change-over ball valve | 500 kPa | 350 kPa |  | EU\Inbox\Combinations\Folder..2/..3\ | 36
116413 | R3032-BL2/LRF24 | R3032-BL2/LRF24 |  | R3032-BL2 | / | LRF24 | Actuator with emergency control function | 1 | Scenario 1 |  | PPK¦SelectPro¦VDI3805¦Internet_EU |  |  | R3032-BL2/LRF24 | Change-over ball valve | 500 kPa | 350 kPa |  | EU\Inbox\Combinations\Folder..2/..3\ | 36
116426 | R6015R-B1+LRF230 | R6015R-B1+LRF230 |  | R6015R-B1 | + | LRF230 | Actuator with emergency control function | 1 | Scenario 1 |  | PPK¦SelectPro¦VDI3805¦Internet_EU |  |  | R6015R-B1+LRF230 | Open-close ball valve | 600 kPa | 100 kPa |  | EU\Inbox\Combinations\Folder..6/..7\ | 36
116427 | R6015R-B1/LRF230 | R6015R-B1/LRF230 |  | R6015R-B1 | / | LRF230 | Actuator with emergency control function | 1 | Scenario 1 |  | PPK¦SelectPro¦VDI3805¦Internet_EU |  |  | R6015R-B1/LRF230 | Open-close ball valve | 600 kPa | 100 kPa |  | EU\Inbox\Combinations\Folder..6/..7\ | 36
116434 | R6015R-B1+LRF24 | R6015R-B1+LRF24 |  | R6015R-B1 | + | LRF24 | Actuator with emergency control function | 1 | Scenario 1 |  | PPK¦SelectPro¦VDI3805¦Internet_EU |  |  | R6015R-B1+LRF24 | Open-close ball valve | 600 kPa | 100 kPa |  | EU\Inbox\Combinations\Folder..6/..7\ | 36
116435 | R6015R-B1/LRF24 | R6015R-B1/LRF24 |  | R6015R-B1 | / | LRF24 | Actuator with emergency control function | 1 | Scenario 1 |  | PPK¦SelectPro¦VDI3805¦Internet_EU |  |  | R6015R-B1/LRF24 | Open-close ball valve | 600 kPa | 100 kPa |  | EU\Inbox\Combinations\Folder..6/..7\ | 36
116446 | R6015R1-B1+LRF24-SR | R6015R1-B1+LRF24-SR |  | R6015R1-B1 | + | LRF24-SR | Actuator with emergency control function | 1 | Scenario 2 |  | PPK¦SelectPro¦VDI3805¦Internet_EU |  |  | R6015R1-B1+LRF24-SR | Characterised control valve | 600 kPa | 100 kPa |  | EU\Inbox\Combinations\Folder..6/..7\ | 37
116447 | R6015R1-B1/LRF24-SR | R6015R1-B1/LRF24-SR |  | R6015R1-B1 | / | LRF24-SR | Actuator with emergency control function | 1 | Scenario 2 |  | PPK¦SelectPro¦VDI3805¦Internet_EU |  |  | R6015R1-B1/LRF24-SR | Characterised control valve | 600 kPa | 100 kPa |  | EU\Inbox\Combinations\Folder..6/..7\ | 37
116522 | R6015R1P6-B1+LRF24-SR | R6015R1P6-B1+LRF24-SR |  | R6015R1P6-B1 | + | LRF24-SR | Actuator with emergency control function | 1 | Scenario 2 |  | PPK¦SelectPro¦VDI3805¦Internet_EU |  |  | R6015R1P6-B1+LRF24-SR | Characterised control valve | 600 kPa | 100 kPa |  | EU\Inbox\Combinations\Folder..6/..7\ | 37
116523 | R6015R1P6-B1/LRF24-SR | R6015R1P6-B1/LRF24-SR |  | R6015R1P6-B1 | / | LRF24-SR | Actuator with emergency control function | 1 | Scenario 2 |  | PPK¦SelectPro¦VDI3805¦Internet_EU |  |  | R6015R1P6-B1/LRF24-SR | Characterised control valve | 600 kPa | 100 kPa |  | EU\Inbox\Combinations\Folder..6/..7\ | 37
116528 | R6015R2P5-B1+LRF24-SR | R6015R2P5-B1+LRF24-SR |  | R6015R2P5-B1 | + | LRF24-SR | Actuator with emergency control function | 1 | Scenario 2 |  | PPK¦SelectPro¦VDI3805¦Internet_EU |  |  | R6015R2P5-B1+LRF24-SR | Characterised control valve | 600 kPa | 100 kPa |  | EU\Inbox\Combinations\Folder..6/..7\ | 37
116529 | R6015R2P5-B1/LRF24-SR | R6015R2P5-B1/LRF24-SR |  | R6015R2P5-B1 | / | LRF24-SR | Actuator with emergency control function | 1 | Scenario 2 |  | PPK¦SelectPro¦VDI3805¦Internet_EU |  |  | R6015R2P5-B1/LRF24-SR | Characterised control valve | 600 kPa | 100 kPa |  | EU\Inbox\Combinations\Folder..6/..7\ | 37
116534 | R6015R4-B1+LRF24-SR | R6015R4-B1+LRF24-SR |  | R6015R4-B1 | + | LRF24-SR | Actuator with emergency control function | 1 | Scenario 2 |  | PPK¦SelectPro¦VDI3805¦Internet_EU |  |  | R6015R4-B1+LRF24-SR | Characterised control valve | 600 kPa | 100 kPa |  | EU\Inbox\Combinations\Folder..6/..7\ | 37
116535 | R6015R4-B1/LRF24-SR | R6015R4-B1/LRF24-SR |  | R6015R4-B1 | / | LRF24-SR | Actuator with emergency control function | 1 | Scenario 2 |  | PPK¦SelectPro¦VDI3805¦Internet_EU |  |  | R6015R4-B1/LRF24-SR | Characterised control valve | 600 kPa | 100 kPa |  | EU\Inbox\Combinations\Folder..6/..7\ | 37
116540 | R6015RP63-B1+LRF24-SR | R6015RP63-B1+LRF24-SR |  | R6015RP63-B1 | + | LRF24-SR | Actuator with emergency control function | 1 | Scenario 2 |  | PPK¦SelectPro¦VDI3805¦Internet_EU |  |  | R6015RP63-B1+LRF24-SR | Characterised control valve | 600 kPa | 100 kPa |  | EU\Inbox\Combinations\Folder..6/..7\ | 37
116541 | R6015RP63-B1/LRF24-SR | R6015RP63-B1/LRF24-SR |  | R6015RP63-B1 | / | LRF24-SR | Actuator with emergency control function | 1 | Scenario 2 |  | PPK¦SelectPro¦VDI3805¦Internet_EU |  |  | R6015RP63-B1/LRF24-SR | Characterised control valve | 600 kPa | 100 kPa |  | EU\Inbox\Combinations\Folder..6/..7\ | 37
116542 | R6020R-B1+LRF230 | R6020R-B1+LRF230 |  | R6020R-B1 | + | LRF230 | Actuator with emergency control function | 1 | Scenario 1 |  | PPK¦SelectPro¦VDI3805¦Internet_EU |  |  | R6020R-B1+LRF230 | Open-close ball valve | 600 kPa | 100 kPa |  | EU\Inbox\Combinations\Folder..6/..7\ | 36
116543 | R6020R-B1/LRF230 | R6020R-B1/LRF230 |  | R6020R-B1 | / | LRF230 | Actuator with emergency control function | 1 | Scenario 1 |  | PPK¦SelectPro¦VDI3805¦Internet_EU |  |  | R6020R-B1/LRF230 | Open-close ball valve | 600 kPa | 100 kPa |  | EU\Inbox\Combinations\Folder..6/..7\ | 36
116550 | R6020R-B1+LRF24 | R6020R-B1+LRF24 |  | R6020R-B1 | + | LRF24 | Actuator with emergency control function | 1 | Scenario 1 |  | PPK¦SelectPro¦VDI3805¦Internet_EU |  |  | R6020R-B1+LRF24 | Open-close ball valve | 600 kPa | 100 kPa |  | EU\Inbox\Combinations\Folder..6/..7\ | 35
116551 | R6020R-B1/LRF24 | R6020R-B1/LRF24 |  | R6020R-B1 | / | LRF24 | Actuator with emergency control function | 1 | Scenario 1 |  | PPK¦SelectPro¦VDI3805¦Internet_EU |  |  | R6020R-B1/LRF24 | Open-close ball valve | 600 kPa | 100 kPa |  | EU\Inbox\Combinations\Folder..6/..7\ | 35
116562 | R6020R6P3-B1+LRF24-SR | R6020R6P3-B1+LRF24-SR |  | R6020R6P3-B1 | + | LRF24-SR | Actuator with emergency control function | 1 | Scenario 2 |  | PPK¦SelectPro¦VDI3805¦Internet_EU |  |  | R6020R6P3-B1+LRF24-SR | Characterised control valve | 600 kPa | 100 kPa |  | EU\Inbox\Combinations\Folder..6/..7\ | 37
116563 | R6020R6P3-B1/LRF24-SR | R6020R6P3-B1/LRF24-SR |  | R6020R6P3-B1 | / | LRF24-SR | Actuator with emergency control function | 1 | Scenario 2 |  | PPK¦SelectPro¦VDI3805¦Internet_EU |  |  | R6020R6P3-B1/LRF24-SR | Characterised control valve | 600 kPa | 100 kPa |  | EU\Inbox\Combinations\Folder..6/..7\ | 37
116564 | R6025R-B2+LRF230 | R6025R-B2+LRF230 |  | R6025R-B2 | + | LRF230 | Actuator with emergency control function | 1 | Scenario 1 |  | PPK¦SelectPro¦VDI3805¦Internet_EU |  |  | R6025R-B2+LRF230 | Open-close ball valve | 600 kPa | 100 kPa |  | EU\Inbox\Combinations\Folder..6/..7\ | 36
116565 | R6025R-B2/LRF230 | R6025R-B2/LRF230 |  | R6025R-B2 | / | LRF230 | Actuator with emergency control function | 1 | Scenario 1 |  | PPK¦SelectPro¦VDI3805¦Internet_EU |  |  | R6025R-B2/LRF230 | Open-close ball valve | 600 kPa | 100 kPa |  | EU\Inbox\Combinations\Folder..6/..7\ | 36
116572 | R6025R-B2+LRF24 | R6025R-B2+LRF24 |  | R6025R-B2 | + | LRF24 | Actuator with emergency control function | 1 | Scenario 1 |  | PPK¦SelectPro¦VDI3805¦Internet_EU |  |  | R6025R-B2+LRF24 | Open-close ball valve | 600 kPa | 100 kPa |  | EU\Inbox\Combinations\Folder..6/..7\ | 35
116573 | R6025R-B2/LRF24 | R6025R-B2/LRF24 |  | R6025R-B2 | / | LRF24 | Actuator with emergency control function | 1 | Scenario 1 |  | PPK¦SelectPro¦VDI3805¦Internet_EU |  |  | R6025R-B2/LRF24 | Open-close ball valve | 600 kPa | 100 kPa |  | EU\Inbox\Combinations\Folder..6/..7\ | 35
116584 | R6025R10-B2+LRF24-SR | R6025R10-B2+LRF24-SR |  | R6025R10-B2 | + | LRF24-SR | Actuator with emergency control function | 1 | Scenario 2 |  | PPK¦SelectPro¦VDI3805¦Internet_EU |  |  | R6025R10-B2+LRF24-SR | Characterised control valve | 600 kPa | 100 kPa |  | EU\Inbox\Combinations\Folder..6/..7\ | 37
116585 | R6025R10-B2/LRF24-SR | R6025R10-B2/LRF24-SR |  | R6025R10-B2 | / | LRF24-SR | Actuator with emergency control function | 1 | Scenario 2 |  | PPK¦SelectPro¦VDI3805¦Internet_EU |  |  | R6025R10-B2/LRF24-SR | Characterised control valve | 600 kPa | 100 kPa |  | EU\Inbox\Combinations\Folder..6/..7\ | 37
116586 | R7015R-B1+LRF230 | R7015R-B1+LRF230 |  | R7015R-B1 | + | LRF230 | Actuator with emergency control function | 1 | Scenario 1 |  | PPK¦SelectPro¦VDI3805¦Internet_EU |  |  | R7015R-B1+LRF230 | Change-over ball valve | 600 kPa | 100 kPa |  | EU\Inbox\Combinations\Folder..6/..7\ | 37
116587 | R7015R-B1/LRF230 | R7015R-B1/LRF230 |  | R7015R-B1 | / | LRF230 | Actuator with emergency control function | 1 | Scenario 1 |  | PPK¦SelectPro¦VDI3805¦Internet_EU |  |  | R7015R-B1/LRF230 | Change-over ball valve | 600 kPa | 100 kPa |  | EU\Inbox\Combinations\Folder..6/..7\ | 37
116594 | R7015R-B1+LRF24 | R7015R-B1+LRF24 |  | R7015R-B1 | + | LRF24 | Actuator with emergency control function | 1 | Scenario 1 |  | PPK¦SelectPro¦VDI3805¦Internet_EU |  |  | R7015R-B1+LRF24 | Change-over ball valve | 600 kPa | 100 kPa |  | EU\Inbox\Combinations\Folder..6/..7\ | 35
116595 | R7015R-B1/LRF24 | R7015R-B1/LRF24 |  | R7015R-B1 | / | LRF24 | Actuator with emergency control function | 1 | Scenario 1 |  | PPK¦SelectPro¦VDI3805¦Internet_EU |  |  | R7015R-B1/LRF24 | Change-over ball valve | 600 kPa | 100 kPa |  | EU\Inbox\Combinations\Folder..6/..7\ | 35
116606 | R7015R1P6-B1+LRF24-SR | R7015R1P6-B1+LRF24-SR |  | R7015R1P6-B1 | + | LRF24-SR | Actuator with emergency control function | 1 | Scenario 2 |  | PPK¦SelectPro¦VDI3805¦Internet_EU |  |  | R7015R1P6-B1+LRF24-SR | Characterised control valve | 600 kPa | 100 kPa |  | EU\Inbox\Combinations\Folder..6/..7\ | 37
116607 | R7015R1P6-B1/LRF24-SR | R7015R1P6-B1/LRF24-SR |  | R7015R1P6-B1 | / | LRF24-SR | Actuator with emergency control function | 1 | Scenario 2 |  | PPK¦SelectPro¦VDI3805¦Internet_EU |  |  | R7015R1P6-B1/LRF24-SR | Characterised control valve | 600 kPa | 100 kPa |  | EU\Inbox\Combinations\Folder..6/..7\ | 37
116830 | R7015R4-B1+LRF24-SR | R7015R4-B1+LRF24-SR |  | R7015R4-B1 | + | LRF24-SR | Actuator with emergency control function | 1 | Scenario 2 |  | PPK¦SelectPro¦VDI3805¦Internet_EU |  |  | R7015R4-B1+LRF24-SR | Characterised control valve | 600 kPa | 100 kPa |  | EU\Inbox\Combinations\Folder..6/..7\ | 36
116831 | R7015R4-B1/LRF24-SR | R7015R4-B1/LRF24-SR |  | R7015R4-B1 | / | LRF24-SR | Actuator with emergency control function | 1 | Scenario 2 |  | PPK¦SelectPro¦VDI3805¦Internet_EU |  |  | R7015R4-B1/LRF24-SR | Characterised control valve | 600 kPa | 100 kPa |  | EU\Inbox\Combinations\Folder..6/..7\ | 36
116836 | R7015RP63-B1+LRF24-SR | R7015RP63-B1+LRF24-SR |  | R7015RP63-B1 | + | LRF24-SR | Actuator with emergency control function | 1 | Scenario 2 |  | PPK¦SelectPro¦VDI3805¦Internet_EU |  |  | R7015RP63-B1+LRF24-SR | Characterised control valve | 600 kPa | 100 kPa |  | EU\Inbox\Combinations\Folder..6/..7\ | 35
116837 | R7015RP63-B1/LRF24-SR | R7015RP63-B1/LRF24-SR |  | R7015RP63-B1 | / | LRF24-SR | Actuator with emergency control function | 1 | Scenario 2 |  | PPK¦SelectPro¦VDI3805¦Internet_EU |  |  | R7015RP63-B1/LRF24-SR | Characterised control valve | 600 kPa | 100 kPa |  | EU\Inbox\Combinations\Folder..6/..7\ | 35
116838 | R7020R-B1+LRF230 | R7020R-B1+LRF230 |  | R7020R-B1 | + | LRF230 | Actuator with emergency control function | 1 | Scenario 1 |  | PPK¦SelectPro¦VDI3805¦Internet_EU |  |  | R7020R-B1+LRF230 | Change-over ball valve | 600 kPa | 100 kPa |  | EU\Inbox\Combinations\Folder..6/..7\ | 34
116839 | R7020R-B1/LRF230 | R7020R-B1/LRF230 |  | R7020R-B1 | / | LRF230 | Actuator with emergency control function | 1 | Scenario 1 |  | PPK¦SelectPro¦VDI3805¦Internet_EU |  |  | R7020R-B1/LRF230 | Change-over ball valve | 600 kPa | 100 kPa |  | EU\Inbox\Combinations\Folder..6/..7\ | 34
116846 | R7020R-B1+LRF24 | R7020R-B1+LRF24 |  | R7020R-B1 | + | LRF24 | Actuator with emergency control function | 1 | Scenario 1 |  | PPK¦SelectPro¦VDI3805¦Internet_EU |  |  | R7020R-B1+LRF24 | Change-over ball valve | 600 kPa | 100 kPa |  | EU\Inbox\Combinations\Folder..6/..7\ | 33
116847 | R7020R-B1/LRF24 | R7020R-B1/LRF24 |  | R7020R-B1 | / | LRF24 | Actuator with emergency control function | 1 | Scenario 1 |  | PPK¦SelectPro¦VDI3805¦Internet_EU |  |  | R7020R-B1/LRF24 | Change-over ball valve | 600 kPa | 100 kPa |  | EU\Inbox\Combinations\Folder..6/..7\ | 33
116858 | R7020R6P3-B1+LRF24-SR | R7020R6P3-B1+LRF24-SR |  | R7020R6P3-B1 | + | LRF24-SR | Actuator with emergency control function | 1 | Scenario 2 |  | PPK¦SelectPro¦VDI3805¦Internet_EU |  |  | R7020R6P3-B1+LRF24-SR | Characterised control valve | 600 kPa | 100 kPa |  | EU\Inbox\Combinations\Folder..6/..7\ | 35
116859 | R7020R6P3-B1/LRF24-SR | R7020R6P3-B1/LRF24-SR |  | R7020R6P3-B1 | / | LRF24-SR | Actuator with emergency control function | 1 | Scenario 2 |  | PPK¦SelectPro¦VDI3805¦Internet_EU |  |  | R7020R6P3-B1/LRF24-SR | Characterised control valve | 600 kPa | 100 kPa |  | EU\Inbox\Combinations\Folder..6/..7\ | 35
116860 | R7025R-B2+LRF230 | R7025R-B2+LRF230 |  | R7025R-B2 | + | LRF230 | Actuator with emergency control function | 1 | Scenario 1 |  | PPK¦SelectPro¦VDI3805¦Internet_EU |  |  | R7025R-B2+LRF230 | Change-over ball valve | 600 kPa | 100 kPa |  | EU\Inbox\Combinations\Folder..6/..7\ | 34
116861 | R7025R-B2/LRF230 | R7025R-B2/LRF230 |  | R7025R-B2 | / | LRF230 | Actuator with emergency control function | 1 | Scenario 1 |  | PPK¦SelectPro¦VDI3805¦Internet_EU |  |  | R7025R-B2/LRF230 | Change-over ball valve | 600 kPa | 100 kPa |  | EU\Inbox\Combinations\Folder..6/..7\ | 34
116868 | R7025R-B2+LRF24 | R7025R-B2+LRF24 |  | R7025R-B2 | + | LRF24 | Actuator with emergency control function | 1 | Scenario 1 |  | PPK¦SelectPro¦VDI3805¦Internet_EU |  |  | R7025R-B2+LRF24 | Change-over ball valve | 600 kPa | 100 kPa |  | EU\Inbox\Combinations\Folder..6/..7\ | 33
116869 | R7025R-B2/LRF24 | R7025R-B2/LRF24 |  | R7025R-B2 | / | LRF24 | Actuator with emergency control function | 1 | Scenario 1 |  | PPK¦SelectPro¦VDI3805¦Internet_EU |  |  | R7025R-B2/LRF24 | Change-over ball valve | 600 kPa | 100 kPa |  | EU\Inbox\Combinations\Folder..6/..7\ | 33
116880 | R7025R10-B2+LRF24-SR | R7025R10-B2+LRF24-SR |  | R7025R10-B2 | + | LRF24-SR | Actuator with emergency control function | 1 | Scenario 2 |  | PPK¦SelectPro¦VDI3805¦Internet_EU |  |  | R7025R10-B2+LRF24-SR | Characterised control valve | 600 kPa | 100 kPa |  | EU\Inbox\Combinations\Folder..6/..7\ | 35
116881 | R7025R10-B2/LRF24-SR | R7025R10-B2/LRF24-SR |  | R7025R10-B2 | / | LRF24-SR | Actuator with emergency control function | 1 | Scenario 2 |  | PPK¦SelectPro¦VDI3805¦Internet_EU |  |  | R7025R10-B2/LRF24-SR | Characterised control valve | 600 kPa | 100 kPa |  | EU\Inbox\Combinations\Folder..6/..7\ | 35
118748 | R2015-1-S1+LRF24-SR | R2015-1-S1+LRF24-SR |  | R2015-1-S1 | + | LRF24-SR | Actuator with emergency control function | 1 | Scenario 2 |  | PPK¦SelectPro¦VDI3805¦Internet_EU |  |  | R2015-1-S1+LRF24-SR | Characterised control valve | 1400 kPa | 350 kPa |  | EU\Inbox\Combinations\Folder..2/..3\ | 35
118749 | R2015-1-S1/LRF24-SR | R2015-1-S1/LRF24-SR |  | R2015-1-S1 | / | LRF24-SR | Actuator with emergency control function | 1 | Scenario 2 |  | PPK¦SelectPro¦VDI3805¦Internet_EU |  |  | R2015-1-S1/LRF24-SR | Characterised control valve | 1400 kPa | 350 kPa |  | EU\Inbox\Combinations\Folder..2/..3\ | 35
118754 | R2015-1P6-S1+LRF24-SR | R2015-1P6-S1+LRF24-SR |  | R2015-1P6-S1 | + | LRF24-SR | Actuator with emergency control function | 1 | Scenario 2 |  | PPK¦SelectPro¦VDI3805¦Internet_EU |  |  | R2015-1P6-S1+LRF24-SR | Characterised control valve | 1400 kPa | 350 kPa |  | EU\Inbox\Combinations\Folder..2/..3\ | 35
118755 | R2015-1P6-S1/LRF24-SR | R2015-1P6-S1/LRF24-SR |  | R2015-1P6-S1 | / | LRF24-SR | Actuator with emergency control function | 1 | Scenario 2 |  | PPK¦SelectPro¦VDI3805¦Internet_EU |  |  | R2015-1P6-S1/LRF24-SR | Characterised control valve | 1400 kPa | 350 kPa |  | EU\Inbox\Combinations\Folder..2/..3\ | 35
118762 | R2015-2P5-S1+LRF24-SR | R2015-2P5-S1+LRF24-SR |  | R2015-2P5-S1 | + | LRF24-SR | Actuator with emergency control function | 1 | Scenario 2 |  | PPK¦SelectPro¦VDI3805¦Internet_EU |  |  | R2015-2P5-S1+LRF24-SR | Characterised control valve | 1400 kPa | 350 kPa |  | EU\Inbox\Combinations\Folder..2/..3\ | 35
118763 | R2015-2P5-S1/LRF24-SR | R2015-2P5-S1/LRF24-SR |  | R2015-2P5-S1 | / | LRF24-SR | Actuator with emergency control function | 1 | Scenario 2 |  | PPK¦SelectPro¦VDI3805¦Internet_EU |  |  | R2015-2P5-S1/LRF24-SR | Characterised control valve | 1400 kPa | 350 kPa |  | EU\Inbox\Combinations\Folder..2/..3\ | 35
118902 | R2015-4-S1+LRF24-SR | R2015-4-S1+LRF24-SR |  | R2015-4-S1 | + | LRF24-SR | Actuator with emergency control function | 1 | Scenario 2 |  | PPK¦SelectPro¦VDI3805¦Internet_EU |  |  | R2015-4-S1+LRF24-SR | Characterised control valve | 1400 kPa | 350 kPa |  | EU\Inbox\Combinations\Folder..2/..3\ | 34
118903 | R2015-4-S1/LRF24-SR | R2015-4-S1/LRF24-SR |  | R2015-4-S1 | / | LRF24-SR | Actuator with emergency control function | 1 | Scenario 2 |  | PPK¦SelectPro¦VDI3805¦Internet_EU |  |  | R2015-4-S1/LRF24-SR | Characterised control valve | 1400 kPa | 350 kPa |  | EU\Inbox\Combinations\Folder..2/..3\ | 34
118914 | R2015-P25-S1+LRF24-SR | R2015-P25-S1+LRF24-SR |  | R2015-P25-S1 | + | LRF24-SR | Actuator with emergency control function | 1 | Scenario 2 |  | PPK¦SelectPro¦VDI3805¦Internet_EU |  |  | R2015-P25-S1+LRF24-SR | Characterised control valve | 1400 kPa | 350 kPa |  | EU\Inbox\Combinations\Folder..2/..3\ | 35
118915 | R2015-P25-S1/LRF24-SR | R2015-P25-S1/LRF24-SR |  | R2015-P25-S1 | / | LRF24-SR | Actuator with emergency control function | 1 | Scenario 2 |  | PPK¦SelectPro¦VDI3805¦Internet_EU |  |  | R2015-P25-S1/LRF24-SR | Characterised control valve | 1400 kPa | 350 kPa |  | EU\Inbox\Combinations\Folder..2/..3\ | 34
118920 | R2015-P4-S1+LRF24-SR | R2015-P4-S1+LRF24-SR |  | R2015-P4-S1 | + | LRF24-SR | Actuator with emergency control function | 1 | Scenario 2 |  | PPK¦SelectPro¦VDI3805¦Internet_EU |  |  | R2015-P4-S1+LRF24-SR | Characterised control valve | 1400 kPa | 350 kPa |  | EU\Inbox\Combinations\Folder..2/..3\ | 35
118921 | R2015-P4-S1/LRF24-SR | R2015-P4-S1/LRF24-SR |  | R2015-P4-S1 | / | LRF24-SR | Actuator with emergency control function | 1 | Scenario 2 |  | PPK¦SelectPro¦VDI3805¦Internet_EU |  |  | R2015-P4-S1/LRF24-SR | Characterised control valve | 1400 kPa | 350 kPa |  | EU\Inbox\Combinations\Folder..2/..3\ | 34
118926 | R2015-P63-S1+LRF24-SR | R2015-P63-S1+LRF24-SR |  | R2015-P63-S1 | + | LRF24-SR | Actuator with emergency control function | 1 | Scenario 2 |  | PPK¦SelectPro¦VDI3805¦Internet_EU |  |  | R2015-P63-S1+LRF24-SR | Characterised control valve | 1400 kPa | 350 kPa |  | EU\Inbox\Combinations\Folder..2/..3\ | 34
118927 | R2015-P63-S1/LRF24-SR | R2015-P63-S1/LRF24-SR |  | R2015-P63-S1 | / | LRF24-SR | Actuator with emergency control function | 1 | Scenario 2 |  | PPK¦SelectPro¦VDI3805¦Internet_EU |  |  | R2015-P63-S1/LRF24-SR | Characterised control valve | 1400 kPa | 350 kPa |  | EU\Inbox\Combinations\Folder..2/..3\ | 34
118928 | R2015-S1+LRF230 | R2015-S1+LRF230 |  | R2015-S1 | + | LRF230 | Actuator with emergency control function | 1 | Scenario 1 |  | PPK¦SelectPro¦VDI3805¦Internet_EU |  |  | R2015-S1+LRF230 | Open-close ball valve | 1400 kPa | 1000 kPa |  | EU\Inbox\Combinations\Folder..2/..3\ | 34
118929 | R2015-S1/LRF230 | R2015-S1/LRF230 |  | R2015-S1 | / | LRF230 | Actuator with emergency control function | 1 | Scenario 1 |  | PPK¦SelectPro¦VDI3805¦Internet_EU |  |  | R2015-S1/LRF230 | Open-close ball valve | 1400 kPa | 1000 kPa |  | EU\Inbox\Combinations\Folder..2/..3\ | 34
118936 | R2015-S1+LRF24 | R2015-S1+LRF24 |  | R2015-S1 | + | LRF24 | Actuator with emergency control function | 1 | Scenario 1 |  | PPK¦SelectPro¦VDI3805¦Internet_EU |  |  | R2015-S1+LRF24 | Open-close ball valve | 1400 kPa | 1000 kPa |  | EU\Inbox\Combinations\Folder..2/..3\ | 36
118937 | R2015-S1/LRF24 | R2015-S1/LRF24 |  | R2015-S1 | / | LRF24 | Actuator with emergency control function | 1 | Scenario 1 |  | PPK¦SelectPro¦VDI3805¦Internet_EU |  |  | R2015-S1/LRF24 | Open-close ball valve | 1400 kPa | 1000 kPa |  | EU\Inbox\Combinations\Folder..2/..3\ | 36
119046 | R2020-4-S2+LRF24-SR | R2020-4-S2+LRF24-SR |  | R2020-4-S2 | + | LRF24-SR | Actuator with emergency control function | 1 | Scenario 2 |  | PPK¦SelectPro¦VDI3805¦Internet_EU |  |  | R2020-4-S2+LRF24-SR | Characterised control valve | 1400 kPa | 350 kPa |  | EU\Inbox\Combinations\Folder..2/..3\ | 33
119047 | R2020-4-S2/LRF24-SR | R2020-4-S2/LRF24-SR |  | R2020-4-S2 | / | LRF24-SR | Actuator with emergency control function | 1 | Scenario 2 |  | PPK¦SelectPro¦VDI3805¦Internet_EU |  |  | R2020-4-S2/LRF24-SR | Characterised control valve | 1400 kPa | 350 kPa |  | EU\Inbox\Combinations\Folder..2/..3\ | 33
119058 | R2020-8P6-S2+LRF24-SR | R2020-8P6-S2+LRF24-SR |  | R2020-8P6-S2 | + | LRF24-SR | Actuator with emergency control function | 1 | Scenario 2 |  | PPK¦SelectPro¦VDI3805¦Internet_EU |  |  | R2020-8P6-S2+LRF24-SR | Characterised control valve | 1400 kPa | 350 kPa |  | EU\Inbox\Combinations\Folder..2/..3\ | 34
119059 | R2020-8P6-S2/LRF24-SR | R2020-8P6-S2/LRF24-SR |  | R2020-8P6-S2 | / | LRF24-SR | Actuator with emergency control function | 1 | Scenario 2 |  | PPK¦SelectPro¦VDI3805¦Internet_EU |  |  | R2020-8P6-S2/LRF24-SR | Characterised control valve | 1400 kPa | 350 kPa |  | EU\Inbox\Combinations\Folder..2/..3\ | 34
119060 | R2020-S2+LRF230 | R2020-S2+LRF230 |  | R2020-S2 | + | LRF230 | Actuator with emergency control function | 1 | Scenario 1 |  | PPK¦SelectPro¦VDI3805¦Internet_EU |  |  | R2020-S2+LRF230 | Open-close ball valve | 1400 kPa | 1000 kPa |  | EU\Inbox\Combinations\Folder..2/..3\ | 32
119061 | R2020-S2/LRF230 | R2020-S2/LRF230 |  | R2020-S2 | / | LRF230 | Actuator with emergency control function | 1 | Scenario 1 |  | PPK¦SelectPro¦VDI3805¦Internet_EU |  |  | R2020-S2/LRF230 | Open-close ball valve | 1400 kPa | 1000 kPa |  | EU\Inbox\Combinations\Folder..2/..3\ | 32
119068 | R2020-S2+LRF24 | R2020-S2+LRF24 |  | R2020-S2 | + | LRF24 | Actuator with emergency control function | 1 | Scenario 1 |  | PPK¦SelectPro¦VDI3805¦Internet_EU |  |  | R2020-S2+LRF24 | Open-close ball valve | 1400 kPa | 1000 kPa |  | EU\Inbox\Combinations\Folder..2/..3\ | 31
119069 | R2020-S2/LRF24 | R2020-S2/LRF24 |  | R2020-S2 | / | LRF24 | Actuator with emergency control function | 1 | Scenario 1 |  | PPK¦SelectPro¦VDI3805¦Internet_EU |  |  | R2020-S2/LRF24 | Open-close ball valve | 1400 kPa | 1000 kPa |  | EU\Inbox\Combinations\Folder..2/..3\ | 31
119080 | R2025-10-S2+LRF24-SR | R2025-10-S2+LRF24-SR |  | R2025-10-S2 | + | LRF24-SR | Actuator with emergency control function | 1 | Scenario 2 |  | PPK¦SelectPro¦VDI3805¦Internet_EU |  |  | R2025-10-S2+LRF24-SR | Characterised control valve | 1400 kPa | 350 kPa |  | EU\Inbox\Combinations\Folder..2/..3\ | 33
119081 | R2025-10-S2/LRF24-SR | R2025-10-S2/LRF24-SR |  | R2025-10-S2 | / | LRF24-SR | Actuator with emergency control function | 1 | Scenario 2 |  | PPK¦SelectPro¦VDI3805¦Internet_EU |  |  | R2025-10-S2/LRF24-SR | Characterised control valve | 1400 kPa | 350 kPa |  | EU\Inbox\Combinations\Folder..2/..3\ | 34
119102 | R3015-1-S1+LR24A-MP | R3015-1-S1+LR24A-MP |  | R3015-1-S1 | + | LR24A-MP | Communicative actuator | 0 | Scenario 2 |  | PPK¦SelectPro¦VDI3805¦Internet_EU |  |  | R3015-1-S1+LR24A-MP | Characterised control valve | 1400 kPa | 350 kPa |  | EU\Inbox\Combinations\Folder..2/..3\ | 33
119103 | R3015-1-S1/LR24A-MP | R3015-1-S1/LR24A-MP |  | R3015-1-S1 | / | LR24A-MP | Communicative actuator | 0 | Scenario 2 |  | PPK¦SelectPro¦VDI3805¦Internet_EU |  |  | R3015-1-S1/LR24A-MP | Characterised control valve | 1400 kPa | 350 kPa |  | EU\Inbox\Combinations\Folder..2/..3\ | 33
119106 | R3015-1P6-S1+LR24A-MP | R3015-1P6-S1+LR24A-MP |  | R3015-1P6-S1 | + | LR24A-MP | Communicative actuator | 0 | Scenario 2 |  | PPK¦SelectPro¦VDI3805¦Internet_EU |  |  | R3015-1P6-S1+LR24A-MP | Characterised control valve | 1400 kPa | 350 kPa |  | EU\Inbox\Combinations\Folder..2/..3\ | 33
119107 | R3015-1P6-S1/LR24A-MP | R3015-1P6-S1/LR24A-MP |  | R3015-1P6-S1 | / | LR24A-MP | Communicative actuator | 0 | Scenario 2 |  | PPK¦SelectPro¦VDI3805¦Internet_EU |  |  | R3015-1P6-S1/LR24A-MP | Characterised control valve | 1400 kPa | 350 kPa |  | EU\Inbox\Combinations\Folder..2/..3\ | 33
119110 | R3015-2P5-S1+LR24A-MP | R3015-2P5-S1+LR24A-MP |  | R3015-2P5-S1 | + | LR24A-MP | Communicative actuator | 0 | Scenario 2 |  | PPK¦SelectPro¦VDI3805¦Internet_EU |  |  | R3015-2P5-S1+LR24A-MP | Characterised control valve | 1400 kPa | 350 kPa |  | EU\Inbox\Combinations\Folder..2/..3\ | 33
119111 | R3015-2P5-S1/LR24A-MP | R3015-2P5-S1/LR24A-MP |  | R3015-2P5-S1 | / | LR24A-MP | Communicative actuator | 0 | Scenario 2 |  | PPK¦SelectPro¦VDI3805¦Internet_EU |  |  | R3015-2P5-S1/LR24A-MP | Characterised control valve | 1400 kPa | 350 kPa |  | EU\Inbox\Combinations\Folder..2/..3\ | 33
119114 | R3015-4-S1+LR24A-MP | R3015-4-S1+LR24A-MP |  | R3015-4-S1 | + | LR24A-MP | Communicative actuator | 0 | Scenario 2 |  | PPK¦SelectPro¦VDI3805¦Internet_EU |  |  | R3015-4-S1+LR24A-MP | Characterised control valve | 1400 kPa | 350 kPa |  | EU\Inbox\Combinations\Folder..2/..3\ | 33
119115 | R3015-4-S1/LR24A-MP | R3015-4-S1/LR24A-MP |  | R3015-4-S1 | / | LR24A-MP | Communicative actuator | 0 | Scenario 2 |  | PPK¦SelectPro¦VDI3805¦Internet_EU |  |  | R3015-4-S1/LR24A-MP | Characterised control valve | 1400 kPa | 350 kPa |  | EU\Inbox\Combinations\Folder..2/..3\ | 33
119118 | R3015-P25-S1+LR24A-MP | R3015-P25-S1+LR24A-MP |  | R3015-P25-S1 | + | LR24A-MP | Communicative actuator | 0 | Scenario 2 |  | PPK¦SelectPro¦VDI3805¦Internet_EU |  |  | R3015-P25-S1+LR24A-MP | Characterised control valve | 1400 kPa | 350 kPa |  | EU\Inbox\Combinations\Folder..2/..3\ | 33
119119 | R3015-P25-S1/LR24A-MP | R3015-P25-S1/LR24A-MP |  | R3015-P25-S1 | / | LR24A-MP | Communicative actuator | 0 | Scenario 2 |  | PPK¦SelectPro¦VDI3805¦Internet_EU |  |  | R3015-P25-S1/LR24A-MP | Characterised control valve | 1400 kPa | 350 kPa |  | EU\Inbox\Combinations\Folder..2/..3\ | 33
119122 | R3015-P4-S1+LR24A-MP | R3015-P4-S1+LR24A-MP |  | R3015-P4-S1 | + | LR24A-MP | Communicative actuator | 0 | Scenario 2 |  | PPK¦SelectPro¦VDI3805¦Internet_EU |  |  | R3015-P4-S1+LR24A-MP | Characterised control valve | 1400 kPa | 350 kPa |  | EU\Inbox\Combinations\Folder..2/..3\ | 33
119123 | R3015-P4-S1/LR24A-MP | R3015-P4-S1/LR24A-MP |  | R3015-P4-S1 | / | LR24A-MP | Communicative actuator | 0 | Scenario 2 |  | PPK¦SelectPro¦VDI3805¦Internet_EU |  |  | R3015-P4-S1/LR24A-MP | Characterised control valve | 1400 kPa | 350 kPa |  | EU\Inbox\Combinations\Folder..2/..3\ | 33
119126 | R3015-P63-S1+LR24A-MP | R3015-P63-S1+LR24A-MP |  | R3015-P63-S1 | + | LR24A-MP | Communicative actuator | 0 | Scenario 2 |  | PPK¦SelectPro¦VDI3805¦Internet_EU |  |  | R3015-P63-S1+LR24A-MP | Characterised control valve | 1400 kPa | 350 kPa |  | EU\Inbox\Combinations\Folder..2/..3\ | 33
119127 | R3015-P63-S1/LR24A-MP | R3015-P63-S1/LR24A-MP |  | R3015-P63-S1 | / | LR24A-MP | Communicative actuator | 0 | Scenario 2 |  | PPK¦SelectPro¦VDI3805¦Internet_EU |  |  | R3015-P63-S1/LR24A-MP | Characterised control valve | 1400 kPa | 350 kPa |  | EU\Inbox\Combinations\Folder..2/..3\ | 33
119130 | R3020-4-S2+LR24A-MP | R3020-4-S2+LR24A-MP |  | R3020-4-S2 | + | LR24A-MP | Communicative actuator | 0 | Scenario 2 |  | PPK¦SelectPro¦VDI3805¦Internet_EU |  |  | R3020-4-S2+LR24A-MP | Characterised control valve | 1400 kPa | 350 kPa |  | EU\Inbox\Combinations\Folder..2/..3\ | 32
119131 | R3020-4-S2/LR24A-MP | R3020-4-S2/LR24A-MP |  | R3020-4-S2 | / | LR24A-MP | Communicative actuator | 0 | Scenario 2 |  | PPK¦SelectPro¦VDI3805¦Internet_EU |  |  | R3020-4-S2/LR24A-MP | Characterised control valve | 1400 kPa | 350 kPa |  | EU\Inbox\Combinations\Folder..2/..3\ | 32
119134 | R3020-6P3-S2+LR24A-MP | R3020-6P3-S2+LR24A-MP |  | R3020-6P3-S2 | + | LR24A-MP | Communicative actuator | 0 | Scenario 2 |  | PPK¦SelectPro¦VDI3805¦Internet_EU |  |  | R3020-6P3-S2+LR24A-MP | Characterised control valve | 1400 kPa | 350 kPa |  | EU\Inbox\Combinations\Folder..2/..3\ | 33
119135 | R3020-6P3-S2/LR24A-MP | R3020-6P3-S2/LR24A-MP |  | R3020-6P3-S2 | / | LR24A-MP | Communicative actuator | 0 | Scenario 2 |  | PPK¦SelectPro¦VDI3805¦Internet_EU |  |  | R3020-6P3-S2/LR24A-MP | Characterised control valve | 1400 kPa | 350 kPa |  | EU\Inbox\Combinations\Folder..2/..3\ | 33
119138 | R3025-10-S2+LR24A-MP | R3025-10-S2+LR24A-MP |  | R3025-10-S2 | + | LR24A-MP | Communicative actuator | 0 | Scenario 2 |  | PPK¦SelectPro¦VDI3805¦Internet_EU |  |  | R3025-10-S2+LR24A-MP | Characterised control valve | 1400 kPa | 350 kPa |  | EU\Inbox\Combinations\Folder..2/..3\ | 33
119139 | R3025-10-S2/LR24A-MP | R3025-10-S2/LR24A-MP |  | R3025-10-S2 | / | LR24A-MP | Communicative actuator | 0 | Scenario 2 |  | PPK¦SelectPro¦VDI3805¦Internet_EU |  |  | R3025-10-S2/LR24A-MP | Characterised control valve | 1400 kPa | 350 kPa |  | EU\Inbox\Combinations\Folder..2/..3\ | 33
119142 | R3025-6P3-S2+LR24A-MP | R3025-6P3-S2+LR24A-MP |  | R3025-6P3-S2 | + | LR24A-MP | Communicative actuator | 0 | Scenario 2 |  | PPK¦SelectPro¦VDI3805¦Internet_EU |  |  | R3025-6P3-S2+LR24A-MP | Characterised control valve | 1400 kPa | 350 kPa |  | EU\Inbox\Combinations\Folder..2/..3\ | 33
119143 | R3025-6P3-S2/LR24A-MP | R3025-6P3-S2/LR24A-MP |  | R3025-6P3-S2 | / | LR24A-MP | Communicative actuator | 0 | Scenario 2 |  | PPK¦SelectPro¦VDI3805¦Internet_EU |  |  | R3025-6P3-S2/LR24A-MP | Characterised control valve | 1400 kPa | 350 kPa |  | EU\Inbox\Combinations\Folder..2/..3\ | 33
119144 | R3032-BL2+LR24A-MP | R3032-BL2+LR24A-MP |  | R3032-BL2 | + | LR24A-MP | Communicative actuator | 0 | Scenario 1 |  | PPK¦SelectPro¦VDI3805¦Internet_EU |  |  | R3032-BL2+LR24A-MP | Change-over ball valve | 500 kPa | 350 kPa |  | EU\Inbox\Combinations\Folder..2/..3\ | 32
119145 | R3032-BL2/LR24A-MP | R3032-BL2/LR24A-MP |  | R3032-BL2 | / | LR24A-MP | Communicative actuator | 0 | Scenario 1 |  | PPK¦SelectPro¦VDI3805¦Internet_EU |  |  | R3032-BL2/LR24A-MP | Change-over ball valve | 500 kPa | 350 kPa |  | EU\Inbox\Combinations\Folder..2/..3\ | 32
119148 | R6015R1-B1+LR24A-MP | R6015R1-B1+LR24A-MP |  | R6015R1-B1 | + | LR24A-MP | Communicative actuator | 0 | Scenario 2 |  | PPK¦SelectPro¦VDI3805¦Internet_EU |  |  | R6015R1-B1+LR24A-MP | Characterised control valve | 600 kPa | 100 kPa |  | EU\Inbox\Combinations\Folder..6/..7\ | 31
119149 | R6015R1-B1/LR24A-MP | R6015R1-B1/LR24A-MP |  | R6015R1-B1 | / | LR24A-MP | Communicative actuator | 0 | Scenario 2 |  | PPK¦SelectPro¦VDI3805¦Internet_EU |  |  | R6015R1-B1/LR24A-MP | Characterised control valve | 600 kPa | 100 kPa |  | EU\Inbox\Combinations\Folder..6/..7\ | 31
119152 | R6015R1P6-B1+LR24A-MP | R6015R1P6-B1+LR24A-MP |  | R6015R1P6-B1 | + | LR24A-MP | Communicative actuator | 0 | Scenario 2 |  | PPK¦SelectPro¦VDI3805¦Internet_EU |  |  | R6015R1P6-B1+LR24A-MP | Characterised control valve | 600 kPa | 100 kPa |  | EU\Inbox\Combinations\Folder..6/..7\ | 31
119153 | R6015R1P6-B1/LR24A-MP | R6015R1P6-B1/LR24A-MP |  | R6015R1P6-B1 | / | LR24A-MP | Communicative actuator | 0 | Scenario 2 |  | PPK¦SelectPro¦VDI3805¦Internet_EU |  |  | R6015R1P6-B1/LR24A-MP | Characterised control valve | 600 kPa | 100 kPa |  | EU\Inbox\Combinations\Folder..6/..7\ | 31
119156 | R6015R2P5-B1+LR24A-MP | R6015R2P5-B1+LR24A-MP |  | R6015R2P5-B1 | + | LR24A-MP | Communicative actuator | 0 | Scenario 2 |  | PPK¦SelectPro¦VDI3805¦Internet_EU |  |  | R6015R2P5-B1+LR24A-MP | Characterised control valve | 600 kPa | 100 kPa |  | EU\Inbox\Combinations\Folder..6/..7\ | 32
119157 | R6015R2P5-B1/LR24A-MP | R6015R2P5-B1/LR24A-MP |  | R6015R2P5-B1 | / | LR24A-MP | Communicative actuator | 0 | Scenario 2 |  | PPK¦SelectPro¦VDI3805¦Internet_EU |  |  | R6015R2P5-B1/LR24A-MP | Characterised control valve | 600 kPa | 100 kPa |  | EU\Inbox\Combinations\Folder..6/..7\ | 32
119160 | R6015R4-B1+LR24A-MP | R6015R4-B1+LR24A-MP |  | R6015R4-B1 | + | LR24A-MP | Communicative actuator | 0 | Scenario 2 |  | PPK¦SelectPro¦VDI3805¦Internet_EU |  |  | R6015R4-B1+LR24A-MP | Characterised control valve | 600 kPa | 100 kPa |  | EU\Inbox\Combinations\Folder..6/..7\ | 31
119161 | R6015R4-B1/LR24A-MP | R6015R4-B1/LR24A-MP |  | R6015R4-B1 | / | LR24A-MP | Communicative actuator | 0 | Scenario 2 |  | PPK¦SelectPro¦VDI3805¦Internet_EU |  |  | R6015R4-B1/LR24A-MP | Characterised control valve | 600 kPa | 100 kPa |  | EU\Inbox\Combinations\Folder..6/..7\ | 31
119164 | R6015RP63-B1+LR24A-MP | R6015RP63-B1+LR24A-MP |  | R6015RP63-B1 | + | LR24A-MP | Communicative actuator | 0 | Scenario 2 |  | PPK¦SelectPro¦VDI3805¦Internet_EU |  |  | R6015RP63-B1+LR24A-MP | Characterised control valve | 600 kPa | 100 kPa |  | EU\Inbox\Combinations\Folder..6/..7\ | 31
119165 | R6015RP63-B1/LR24A-MP | R6015RP63-B1/LR24A-MP |  | R6015RP63-B1 | / | LR24A-MP | Communicative actuator | 0 | Scenario 2 |  | PPK¦SelectPro¦VDI3805¦Internet_EU |  |  | R6015RP63-B1/LR24A-MP | Characterised control valve | 600 kPa | 100 kPa |  | EU\Inbox\Combinations\Folder..6/..7\ | 31
119172 | R3050-40-S4+SR230A | R3050-40-S4+SR230A |  | R3050-40-S4 | + | SR230A | Standard actuator | 1 | Scenario 2 |  | PPK¦SelectPro¦VDI3805¦Internet_EU |  |  | R3050-40-S4+SR230A | Characterised control valve | 1400 kPa | 350 kPa |  | EU\Inbox\Combinations\Folder..2/..3\ | 35
119173 | R3050-40-S4/SR230A | R3050-40-S4/SR230A |  | R3050-40-S4 | / | SR230A | Standard actuator | 1 | Scenario 2 |  | PPK¦SelectPro¦VDI3805¦Internet_EU |  |  | R3050-40-S4/SR230A | Characterised control valve | 1400 kPa | 350 kPa |  | EU\Inbox\Combinations\Folder..2/..3\ | 35
119174 | R3050-40-S4+SR230A-S | R3050-40-S4+SR230A-S |  | R3050-40-S4 | + | SR230A-S | Standard actuator | 0 | Scenario 2 |  | PPK¦SelectPro¦VDI3805¦Internet_EU |  |  | R3050-40-S4+SR230A-S | Characterised control valve | 1400 kPa | 350 kPa |  | EU\Inbox\Combinations\Folder..2/..3\ | 33
119175 | R3050-40-S4/SR230A-S | R3050-40-S4/SR230A-S |  | R3050-40-S4 | / | SR230A-S | Standard actuator | 0 | Scenario 2 |  | PPK¦SelectPro¦VDI3805¦Internet_EU |  |  | R3050-40-S4/SR230A-S | Characterised control valve | 1400 kPa | 350 kPa |  | EU\Inbox\Combinations\Folder..2/..3\ | 34
119176 | R3050-40-S4+SR24A | R3050-40-S4+SR24A |  | R3050-40-S4 | + | SR24A | Standard actuator | 1 | Scenario 2 |  | PPK¦SelectPro¦VDI3805¦Internet_EU |  |  | R3050-40-S4+SR24A | Characterised control valve | 1400 kPa | 350 kPa |  | EU\Inbox\Combinations\Folder..2/..3\ | 35
119177 | R3050-40-S4/SR24A | R3050-40-S4/SR24A |  | R3050-40-S4 | / | SR24A | Standard actuator | 1 | Scenario 2 |  | PPK¦SelectPro¦VDI3805¦Internet_EU |  |  | R3050-40-S4/SR24A | Characterised control valve | 1400 kPa | 350 kPa |  | EU\Inbox\Combinations\Folder..2/..3\ | 35
119180 | R3050-40-S4+SR24A-MP | R3050-40-S4+SR24A-MP |  | R3050-40-S4 | + | SR24A-MP | Communicative actuator | 0 | Scenario 2 |  | PPK¦SelectPro¦VDI3805¦Internet_EU |  |  | R3050-40-S4+SR24A-MP | Characterised control valve | 1400 kPa | 350 kPa |  | EU\Inbox\Combinations\Folder..2/..3\ | 31
119181 | R3050-40-S4/SR24A-MP | R3050-40-S4/SR24A-MP |  | R3050-40-S4 | / | SR24A-MP | Communicative actuator | 0 | Scenario 2 |  | PPK¦SelectPro¦VDI3805¦Internet_EU |  |  | R3050-40-S4/SR24A-MP | Characterised control valve | 1400 kPa | 350 kPa |  | EU\Inbox\Combinations\Folder..2/..3\ | 31
119182 | R3050-40-S4+SR24A-S | R3050-40-S4+SR24A-S |  | R3050-40-S4 | + | SR24A-S | Standard actuator | 0 | Scenario 2 |  | PPK¦SelectPro¦VDI3805¦Internet_EU |  |  | R3050-40-S4+SR24A-S | Characterised control valve | 1400 kPa | 350 kPa |  | EU\Inbox\Combinations\Folder..2/..3\ | 35
119183 | R3050-40-S4/SR24A-S | R3050-40-S4/SR24A-S |  | R3050-40-S4 | / | SR24A-S | Standard actuator | 0 | Scenario 2 |  | PPK¦SelectPro¦VDI3805¦Internet_EU |  |  | R3050-40-S4/SR24A-S | Characterised control valve | 1400 kPa | 350 kPa |  | EU\Inbox\Combinations\Folder..2/..3\ | 34
119184 | R3050-40-S4+SR24A-SR | R3050-40-S4+SR24A-SR |  | R3050-40-S4 | + | SR24A-SR | Standard actuator | 1 | Scenario 2 |  | PPK¦SelectPro¦VDI3805¦Internet_EU |  |  | R3050-40-S4+SR24A-SR | Characterised control valve | 1400 kPa | 350 kPa |  | EU\Inbox\Combinations\Folder..2/..3\ | 34
119185 | R3050-40-S4/SR24A-SR | R3050-40-S4/SR24A-SR |  | R3050-40-S4 | / | SR24A-SR | Standard actuator | 1 | Scenario 2 |  | PPK¦SelectPro¦VDI3805¦Internet_EU |  |  | R3050-40-S4/SR24A-SR | Characterised control valve | 1400 kPa | 350 kPa |  | EU\Inbox\Combinations\Folder..2/..3\ | 35
119188 | R3050-58-S4+SR230A | R3050-58-S4+SR230A |  | R3050-58-S4 | + | SR230A | Standard actuator | 1 | Scenario 2 |  | PPK¦SelectPro¦VDI3805¦Internet_EU |  |  | R3050-58-S4+SR230A | Characterised control valve | 1400 kPa | 350 kPa |  | EU\Inbox\Combinations\Folder..2/..3\ | 35
119189 | R3050-58-S4/SR230A | R3050-58-S4/SR230A |  | R3050-58-S4 | / | SR230A | Standard actuator | 1 | Scenario 2 |  | PPK¦SelectPro¦VDI3805¦Internet_EU |  |  | R3050-58-S4/SR230A | Characterised control valve | 1400 kPa | 350 kPa |  | EU\Inbox\Combinations\Folder..2/..3\ | 35
119190 | R3050-58-S4+SR230A-S | R3050-58-S4+SR230A-S |  | R3050-58-S4 | + | SR230A-S | Standard actuator | 0 | Scenario 2 |  | PPK¦SelectPro¦VDI3805¦Internet_EU |  |  | R3050-58-S4+SR230A-S | Characterised control valve | 1400 kPa | 350 kPa |  | EU\Inbox\Combinations\Folder..2/..3\ | 34
119191 | R3050-58-S4/SR230A-S | R3050-58-S4/SR230A-S |  | R3050-58-S4 | / | SR230A-S | Standard actuator | 0 | Scenario 2 |  | PPK¦SelectPro¦VDI3805¦Internet_EU |  |  | R3050-58-S4/SR230A-S | Characterised control valve | 1400 kPa | 350 kPa |  | EU\Inbox\Combinations\Folder..2/..3\ | 34
119192 | R3050-58-S4+SR24A | R3050-58-S4+SR24A |  | R3050-58-S4 | + | SR24A | Standard actuator | 1 | Scenario 2 |  | PPK¦SelectPro¦VDI3805¦Internet_EU |  |  | R3050-58-S4+SR24A | Characterised control valve | 1400 kPa | 350 kPa |  | EU\Inbox\Combinations\Folder..2/..3\ | 36
119193 | R3050-58-S4/SR24A | R3050-58-S4/SR24A |  | R3050-58-S4 | / | SR24A | Standard actuator | 1 | Scenario 2 |  | PPK¦SelectPro¦VDI3805¦Internet_EU |  |  | R3050-58-S4/SR24A | Characterised control valve | 1400 kPa | 350 kPa |  | EU\Inbox\Combinations\Folder..2/..3\ | 35
119196 | R3050-58-S4+SR24A-MP | R3050-58-S4+SR24A-MP |  | R3050-58-S4 | + | SR24A-MP | Communicative actuator | 0 | Scenario 2 |  | PPK¦SelectPro¦VDI3805¦Internet_EU |  |  | R3050-58-S4+SR24A-MP | Characterised control valve | 1400 kPa | 350 kPa |  | EU\Inbox\Combinations\Folder..2/..3\ | 32
119197 | R3050-58-S4/SR24A-MP | R3050-58-S4/SR24A-MP |  | R3050-58-S4 | / | SR24A-MP | Communicative actuator | 0 | Scenario 2 |  | PPK¦SelectPro¦VDI3805¦Internet_EU |  |  | R3050-58-S4/SR24A-MP | Characterised control valve | 1400 kPa | 350 kPa |  | EU\Inbox\Combinations\Folder..2/..3\ | 32
119198 | R3050-58-S4+SR24A-S | R3050-58-S4+SR24A-S |  | R3050-58-S4 | + | SR24A-S | Standard actuator | 0 | Scenario 2 |  | PPK¦SelectPro¦VDI3805¦Internet_EU |  |  | R3050-58-S4+SR24A-S | Characterised control valve | 1400 kPa | 350 kPa |  | EU\Inbox\Combinations\Folder..2/..3\ | 36
119199 | R3050-58-S4/SR24A-S | R3050-58-S4/SR24A-S |  | R3050-58-S4 | / | SR24A-S | Standard actuator | 0 | Scenario 2 |  | PPK¦SelectPro¦VDI3805¦Internet_EU |  |  | R3050-58-S4/SR24A-S | Characterised control valve | 1400 kPa | 350 kPa |  | EU\Inbox\Combinations\Folder..2/..3\ | 35
119200 | R3050-58-S4+SR24A-SR | R3050-58-S4+SR24A-SR |  | R3050-58-S4 | + | SR24A-SR | Standard actuator | 1 | Scenario 2 |  | PPK¦SelectPro¦VDI3805¦Internet_EU |  |  | R3050-58-S4+SR24A-SR | Characterised control valve | 1400 kPa | 350 kPa |  | EU\Inbox\Combinations\Folder..2/..3\ | 35
119201 | R3050-58-S4/SR24A-SR | R3050-58-S4/SR24A-SR |  | R3050-58-S4 | / | SR24A-SR | Standard actuator | 1 | Scenario 2 |  | PPK¦SelectPro¦VDI3805¦Internet_EU |  |  | R3050-58-S4/SR24A-SR | Characterised control valve | 1400 kPa | 350 kPa |  | EU\Inbox\Combinations\Folder..2/..3\ | 37
119212 | R3050-BL4+SR230A | R3050-BL4+SR230A |  | R3050-BL4 | + | SR230A | Standard actuator | 1 | Scenario 1 |  | PPK¦SelectPro¦VDI3805¦Internet_EU |  |  | R3050-BL4+SR230A | Change-over ball valve | 500 kPa | 350 kPa |  | EU\Inbox\Combinations\Folder..2/..3\ | 35
119213 | R3050-BL4/SR230A | R3050-BL4/SR230A |  | R3050-BL4 | / | SR230A | Standard actuator | 1 | Scenario 1 |  | PPK¦SelectPro¦VDI3805¦Internet_EU |  |  | R3050-BL4/SR230A | Change-over ball valve | 500 kPa | 350 kPa |  | EU\Inbox\Combinations\Folder..2/..3\ | 35
119214 | R3050-BL4+SR230A-S | R3050-BL4+SR230A-S |  | R3050-BL4 | + | SR230A-S | Standard actuator | 0 | Scenario 1 |  | PPK¦SelectPro¦VDI3805¦Internet_EU |  |  | R3050-BL4+SR230A-S | Change-over ball valve | 500 kPa | 350 kPa |  | EU\Inbox\Combinations\Folder..2/..3\ | 34
119215 | R3050-BL4/SR230A-S | R3050-BL4/SR230A-S |  | R3050-BL4 | / | SR230A-S | Standard actuator | 0 | Scenario 1 |  | PPK¦SelectPro¦VDI3805¦Internet_EU |  |  | R3050-BL4/SR230A-S | Change-over ball valve | 500 kPa | 350 kPa |  | EU\Inbox\Combinations\Folder..2/..3\ | 34
119216 | R3050-BL4+SR24A | R3050-BL4+SR24A |  | R3050-BL4 | + | SR24A | Standard actuator | 1 | Scenario 1 |  | PPK¦SelectPro¦VDI3805¦Internet_EU |  |  | R3050-BL4+SR24A | Change-over ball valve | 500 kPa | 350 kPa |  | EU\Inbox\Combinations\Folder..2/..3\ | 35
119217 | R3050-BL4/SR24A | R3050-BL4/SR24A |  | R3050-BL4 | / | SR24A | Standard actuator | 1 | Scenario 1 |  | PPK¦SelectPro¦VDI3805¦Internet_EU |  |  | R3050-BL4/SR24A | Change-over ball valve | 500 kPa | 350 kPa |  | EU\Inbox\Combinations\Folder..2/..3\ | 35
119218 | R3050-BL4+SR24A-S | R3050-BL4+SR24A-S |  | R3050-BL4 | + | SR24A-S | Standard actuator | 0 | Scenario 1 |  | PPK¦SelectPro¦VDI3805¦Internet_EU |  |  | R3050-BL4+SR24A-S | Change-over ball valve | 500 kPa | 350 kPa |  | EU\Inbox\Combinations\Folder..2/..3\ | 34
119219 | R3050-BL4/SR24A-S | R3050-BL4/SR24A-S |  | R3050-BL4 | / | SR24A-S | Standard actuator | 0 | Scenario 1 |  | PPK¦SelectPro¦VDI3805¦Internet_EU |  |  | R3050-BL4/SR24A-S | Change-over ball valve | 500 kPa | 350 kPa |  | EU\Inbox\Combinations\Folder..2/..3\ | 34
119220 | R3050-S4+SR230A | R3050-S4+SR230A |  | R3050-S4 | + | SR230A | Standard actuator | 1 | Scenario 1 |  | PPK¦SelectPro¦VDI3805¦Internet_EU |  |  | R3050-S4+SR230A | Change-over ball valve | 1400 kPa | 1000 kPa |  | EU\Inbox\Combinations\Folder..2/..3\ | 39
119221 | R3050-S4/SR230A | R3050-S4/SR230A |  | R3050-S4 | / | SR230A | Standard actuator | 1 | Scenario 1 |  | PPK¦SelectPro¦VDI3805¦Internet_EU |  |  | R3050-S4/SR230A | Change-over ball valve | 1400 kPa | 1000 kPa |  | EU\Inbox\Combinations\Folder..2/..3\ | 38
119222 | R3050-S4+SR230A-S | R3050-S4+SR230A-S |  | R3050-S4 | + | SR230A-S | Standard actuator | 0 | Scenario 1 |  | PPK¦SelectPro¦VDI3805¦Internet_EU |  |  | R3050-S4+SR230A-S | Change-over ball valve | 1400 kPa | 1000 kPa |  | EU\Inbox\Combinations\Folder..2/..3\ | 37
119223 | R3050-S4/SR230A-S | R3050-S4/SR230A-S |  | R3050-S4 | / | SR230A-S | Standard actuator | 0 | Scenario 1 |  | PPK¦SelectPro¦VDI3805¦Internet_EU |  |  | R3050-S4/SR230A-S | Change-over ball valve | 1400 kPa | 1000 kPa |  | EU\Inbox\Combinations\Folder..2/..3\ | 36
119224 | R3050-S4+SR24A | R3050-S4+SR24A |  | R3050-S4 | + | SR24A | Standard actuator | 1 | Scenario 1 |  | PPK¦SelectPro¦VDI3805¦Internet_EU |  |  | R3050-S4+SR24A | Change-over ball valve | 1400 kPa | 1000 kPa |  | EU\Inbox\Combinations\Folder..2/..3\ | 39
119225 | R3050-S4/SR24A | R3050-S4/SR24A |  | R3050-S4 | / | SR24A | Standard actuator | 1 | Scenario 1 |  | PPK¦SelectPro¦VDI3805¦Internet_EU |  |  | R3050-S4/SR24A | Change-over ball valve | 1400 kPa | 1000 kPa |  | EU\Inbox\Combinations\Folder..2/..3\ | 38
119226 | R3050-S4+SR24A-S | R3050-S4+SR24A-S |  | R3050-S4 | + | SR24A-S | Standard actuator | 0 | Scenario 1 |  | PPK¦SelectPro¦VDI3805¦Internet_EU |  |  | R3050-S4+SR24A-S | Change-over ball valve | 1400 kPa | 1000 kPa |  | EU\Inbox\Combinations\Folder..2/..3\ | 36
119227 | R3050-S4/SR24A-S | R3050-S4/SR24A-S |  | R3050-S4 | / | SR24A-S | Standard actuator | 0 | Scenario 1 |  | PPK¦SelectPro¦VDI3805¦Internet_EU |  |  | R3050-S4/SR24A-S | Change-over ball valve | 1400 kPa | 1000 kPa |  | EU\Inbox\Combinations\Folder..2/..3\ | 36
119402 | R6020R6P3-B1+LR24A-MP | R6020R6P3-B1+LR24A-MP |  | R6020R6P3-B1 | + | LR24A-MP | Communicative actuator | 0 | Scenario 2 |  | PPK¦SelectPro¦VDI3805¦Internet_EU |  |  | R6020R6P3-B1+LR24A-MP | Characterised control valve | 600 kPa | 100 kPa |  | EU\Inbox\Combinations\Folder..6/..7\ | 31
119403 | R6020R6P3-B1/LR24A-MP | R6020R6P3-B1/LR24A-MP |  | R6020R6P3-B1 | / | LR24A-MP | Communicative actuator | 0 | Scenario 2 |  | PPK¦SelectPro¦VDI3805¦Internet_EU |  |  | R6020R6P3-B1/LR24A-MP | Characterised control valve | 600 kPa | 100 kPa |  | EU\Inbox\Combinations\Folder..6/..7\ | 31
119406 | R6025R10-B2+LR24A-MP | R6025R10-B2+LR24A-MP |  | R6025R10-B2 | + | LR24A-MP | Communicative actuator | 0 | Scenario 2 |  | PPK¦SelectPro¦VDI3805¦Internet_EU |  |  | R6025R10-B2+LR24A-MP | Characterised control valve | 600 kPa | 100 kPa |  | EU\Inbox\Combinations\Folder..6/..7\ | 31
119407 | R6025R10-B2/LR24A-MP | R6025R10-B2/LR24A-MP |  | R6025R10-B2 | / | LR24A-MP | Communicative actuator | 0 | Scenario 2 |  | PPK¦SelectPro¦VDI3805¦Internet_EU |  |  | R6025R10-B2/LR24A-MP | Characterised control valve | 600 kPa | 100 kPa |  | EU\Inbox\Combinations\Folder..6/..7\ | 31
119410 | R7015R1P6-B1+LR24A-MP | R7015R1P6-B1+LR24A-MP |  | R7015R1P6-B1 | + | LR24A-MP | Communicative actuator | 0 | Scenario 2 |  | PPK¦SelectPro¦VDI3805¦Internet_EU |  |  | R7015R1P6-B1+LR24A-MP | Characterised control valve | 600 kPa | 100 kPa |  | EU\Inbox\Combinations\Folder..4/..5\ | 31
119411 | R7015R1P6-B1/LR24A-MP | R7015R1P6-B1/LR24A-MP |  | R7015R1P6-B1 | / | LR24A-MP | Communicative actuator | 0 | Scenario 2 |  | PPK¦SelectPro¦VDI3805¦Internet_EU |  |  | R7015R1P6-B1/LR24A-MP | Characterised control valve | 600 kPa | 100 kPa |  | EU\Inbox\Combinations\Folder..4/..5\ | 31
119414 | R7015R4-B1+LR24A-MP | R7015R4-B1+LR24A-MP |  | R7015R4-B1 | + | LR24A-MP | Communicative actuator | 0 | Scenario 2 |  | PPK¦SelectPro¦VDI3805¦Internet_EU |  |  | R7015R4-B1+LR24A-MP | Characterised control valve | 600 kPa | 100 kPa |  | EU\Inbox\Combinations\Folder..4/..5\ | 31
119415 | R7015R4-B1/LR24A-MP | R7015R4-B1/LR24A-MP |  | R7015R4-B1 | / | LR24A-MP | Communicative actuator | 0 | Scenario 2 |  | PPK¦SelectPro¦VDI3805¦Internet_EU |  |  | R7015R4-B1/LR24A-MP | Characterised control valve | 600 kPa | 100 kPa |  | EU\Inbox\Combinations\Folder..4/..5\ | 31
119418 | R7015RP63-B1+LR24A-MP | R7015RP63-B1+LR24A-MP |  | R7015RP63-B1 | + | LR24A-MP | Communicative actuator | 0 | Scenario 2 |  | PPK¦SelectPro¦VDI3805¦Internet_EU |  |  | R7015RP63-B1+LR24A-MP | Characterised control valve | 600 kPa | 100 kPa |  | EU\Inbox\Combinations\Folder..4/..5\ | 31
119419 | R7015RP63-B1/LR24A-MP | R7015RP63-B1/LR24A-MP |  | R7015RP63-B1 | / | LR24A-MP | Communicative actuator | 0 | Scenario 2 |  | PPK¦SelectPro¦VDI3805¦Internet_EU |  |  | R7015RP63-B1/LR24A-MP | Characterised control valve | 600 kPa | 100 kPa |  | EU\Inbox\Combinations\Folder..4/..5\ | 31
119422 | R7020R6P3-B1+LR24A-MP | R7020R6P3-B1+LR24A-MP |  | R7020R6P3-B1 | + | LR24A-MP | Communicative actuator | 0 | Scenario 2 |  | PPK¦SelectPro¦VDI3805¦Internet_EU |  |  | R7020R6P3-B1+LR24A-MP | Characterised control valve | 600 kPa | 100 kPa |  | EU\Inbox\Combinations\Folder..4/..5\ | 31
119423 | R7020R6P3-B1/LR24A-MP | R7020R6P3-B1/LR24A-MP |  | R7020R6P3-B1 | / | LR24A-MP | Communicative actuator | 0 | Scenario 2 |  | PPK¦SelectPro¦VDI3805¦Internet_EU |  |  | R7020R6P3-B1/LR24A-MP | Characterised control valve | 600 kPa | 100 kPa |  | EU\Inbox\Combinations\Folder..4/..5\ | 31
119426 | R7025R10-B2+LR24A-MP | R7025R10-B2+LR24A-MP |  | R7025R10-B2 | + | LR24A-MP | Communicative actuator | 0 | Scenario 2 |  | PPK¦SelectPro¦VDI3805¦Internet_EU |  |  | R7025R10-B2+LR24A-MP | Characterised control valve | 600 kPa | 100 kPa |  | EU\Inbox\Combinations\Folder..4/..5\ | 31
119427 | R7025R10-B2/LR24A-MP | R7025R10-B2/LR24A-MP |  | R7025R10-B2 | / | LR24A-MP | Communicative actuator | 0 | Scenario 2 |  | PPK¦SelectPro¦VDI3805¦Internet_EU |  |  | R7025R10-B2/LR24A-MP | Characterised control valve | 600 kPa | 100 kPa |  | EU\Inbox\Combinations\Folder..4/..5\ | 31
119428 | R2015-1-S1+LR230A | R2015-1-S1+LR230A |  | R2015-1-S1 | + | LR230A | Standard actuator | 1 | Scenario 2 |  | PPK¦SelectPro¦VDI3805¦Internet_EU |  |  | R2015-1-S1+LR230A | Characterised control valve | 1400 kPa | 350 kPa |  | EU\Inbox\Combinations\Folder..2/..3\ | 32
119429 | R2015-1-S1/LR230A | R2015-1-S1/LR230A |  | R2015-1-S1 | / | LR230A | Standard actuator | 1 | Scenario 2 |  | PPK¦SelectPro¦VDI3805¦Internet_EU |  |  | R2015-1-S1/LR230A | Characterised control valve | 1400 kPa | 350 kPa |  | EU\Inbox\Combinations\Folder..2/..3\ | 32
119430 | R2015-1P6-S1+LR230A | R2015-1P6-S1+LR230A |  | R2015-1P6-S1 | + | LR230A | Standard actuator | 1 | Scenario 2 |  | PPK¦SelectPro¦VDI3805¦Internet_EU |  |  | R2015-1P6-S1+LR230A | Characterised control valve | 1400 kPa | 350 kPa |  | EU\Inbox\Combinations\Folder..2/..3\ | 32
119431 | R2015-1P6-S1/LR230A | R2015-1P6-S1/LR230A |  | R2015-1P6-S1 | / | LR230A | Standard actuator | 1 | Scenario 2 |  | PPK¦SelectPro¦VDI3805¦Internet_EU |  |  | R2015-1P6-S1/LR230A | Characterised control valve | 1400 kPa | 350 kPa |  | EU\Inbox\Combinations\Folder..2/..3\ | 32
119432 | R2015-2P5-S1+LR230A | R2015-2P5-S1+LR230A |  | R2015-2P5-S1 | + | LR230A | Standard actuator | 1 | Scenario 2 |  | PPK¦SelectPro¦VDI3805¦Internet_EU |  |  | R2015-2P5-S1+LR230A | Characterised control valve | 1400 kPa | 350 kPa |  | EU\Inbox\Combinations\Folder..2/..3\ | 32
119433 | R2015-2P5-S1/LR230A | R2015-2P5-S1/LR230A |  | R2015-2P5-S1 | / | LR230A | Standard actuator | 1 | Scenario 2 |  | PPK¦SelectPro¦VDI3805¦Internet_EU |  |  | R2015-2P5-S1/LR230A | Characterised control valve | 1400 kPa | 350 kPa |  | EU\Inbox\Combinations\Folder..2/..3\ | 32
119434 | R2015-4-S1+LR230A | R2015-4-S1+LR230A |  | R2015-4-S1 | + | LR230A | Standard actuator | 1 | Scenario 2 |  | PPK¦SelectPro¦VDI3805¦Internet_EU |  |  | R2015-4-S1+LR230A | Characterised control valve | 1400 kPa | 350 kPa |  | EU\Inbox\Combinations\Folder..2/..3\ | 32
119435 | R2015-4-S1/LR230A | R2015-4-S1/LR230A |  | R2015-4-S1 | / | LR230A | Standard actuator | 1 | Scenario 2 |  | PPK¦SelectPro¦VDI3805¦Internet_EU |  |  | R2015-4-S1/LR230A | Characterised control valve | 1400 kPa | 350 kPa |  | EU\Inbox\Combinations\Folder..2/..3\ | 32
119438 | R2015-P25-S1+LR230A | R2015-P25-S1+LR230A |  | R2015-P25-S1 | + | LR230A | Standard actuator | 1 | Scenario 2 |  | PPK¦SelectPro¦VDI3805¦Internet_EU |  |  | R2015-P25-S1+LR230A | Characterised control valve | 1400 kPa | 350 kPa |  | EU\Inbox\Combinations\Folder..2/..3\ | 32
119439 | R2015-P25-S1/LR230A | R2015-P25-S1/LR230A |  | R2015-P25-S1 | / | LR230A | Standard actuator | 1 | Scenario 2 |  | PPK¦SelectPro¦VDI3805¦Internet_EU |  |  | R2015-P25-S1/LR230A | Characterised control valve | 1400 kPa | 350 kPa |  | EU\Inbox\Combinations\Folder..2/..3\ | 32
119440 | R2015-P4-S1+LR230A | R2015-P4-S1+LR230A |  | R2015-P4-S1 | + | LR230A | Standard actuator | 1 | Scenario 2 |  | PPK¦SelectPro¦VDI3805¦Internet_EU |  |  | R2015-P4-S1+LR230A | Characterised control valve | 1400 kPa | 350 kPa |  | EU\Inbox\Combinations\Folder..2/..3\ | 32
119441 | R2015-P4-S1/LR230A | R2015-P4-S1/LR230A |  | R2015-P4-S1 | / | LR230A | Standard actuator | 1 | Scenario 2 |  | PPK¦SelectPro¦VDI3805¦Internet_EU |  |  | R2015-P4-S1/LR230A | Characterised control valve | 1400 kPa | 350 kPa |  | EU\Inbox\Combinations\Folder..2/..3\ | 32
119442 | R2015-P63-S1+LR230A | R2015-P63-S1+LR230A |  | R2015-P63-S1 | + | LR230A | Standard actuator | 1 | Scenario 2 |  | PPK¦SelectPro¦VDI3805¦Internet_EU |  |  | R2015-P63-S1+LR230A | Characterised control valve | 1400 kPa | 350 kPa |  | EU\Inbox\Combinations\Folder..2/..3\ | 32
119443 | R2015-P63-S1/LR230A | R2015-P63-S1/LR230A |  | R2015-P63-S1 | / | LR230A | Standard actuator | 1 | Scenario 2 |  | PPK¦SelectPro¦VDI3805¦Internet_EU |  |  | R2015-P63-S1/LR230A | Characterised control valve | 1400 kPa | 350 kPa |  | EU\Inbox\Combinations\Folder..2/..3\ | 32
119444 | R2015-S1+LR230A | R2015-S1+LR230A |  | R2015-S1 | + | LR230A | Standard actuator | 1 | Scenario 1 |  | PPK¦SelectPro¦VDI3805¦Internet_EU |  |  | R2015-S1+LR230A | Open-close ball valve | 1400 kPa | 1000 kPa |  | EU\Inbox\Combinations\Folder..2/..3\ | 33
119445 | R2015-S1/LR230A | R2015-S1/LR230A |  | R2015-S1 | / | LR230A | Standard actuator | 1 | Scenario 1 |  | PPK¦SelectPro¦VDI3805¦Internet_EU |  |  | R2015-S1/LR230A | Open-close ball valve | 1400 kPa | 1000 kPa |  | EU\Inbox\Combinations\Folder..2/..3\ | 33
119446 | R2020-4-S2+LR230A | R2020-4-S2+LR230A |  | R2020-4-S2 | + | LR230A | Standard actuator | 1 | Scenario 2 |  | PPK¦SelectPro¦VDI3805¦Internet_EU |  |  | R2020-4-S2+LR230A | Characterised control valve | 1400 kPa | 350 kPa |  | EU\Inbox\Combinations\Folder..2/..3\ | 33
119447 | R2020-4-S2/LR230A | R2020-4-S2/LR230A |  | R2020-4-S2 | / | LR230A | Standard actuator | 1 | Scenario 2 |  | PPK¦SelectPro¦VDI3805¦Internet_EU |  |  | R2020-4-S2/LR230A | Characterised control valve | 1400 kPa | 350 kPa |  | EU\Inbox\Combinations\Folder..2/..3\ | 33
119450 | R2020-8P6-S2+LR230A | R2020-8P6-S2+LR230A |  | R2020-8P6-S2 | + | LR230A | Standard actuator | 1 | Scenario 2 |  | PPK¦SelectPro¦VDI3805¦Internet_EU |  |  | R2020-8P6-S2+LR230A | Characterised control valve | 1400 kPa | 350 kPa |  | EU\Inbox\Combinations\Folder..2/..3\ | 32
119451 | R2020-8P6-S2/LR230A | R2020-8P6-S2/LR230A |  | R2020-8P6-S2 | / | LR230A | Standard actuator | 1 | Scenario 2 |  | PPK¦SelectPro¦VDI3805¦Internet_EU |  |  | R2020-8P6-S2/LR230A | Characterised control valve | 1400 kPa | 350 kPa |  | EU\Inbox\Combinations\Folder..2/..3\ | 32
119452 | R2020-S2+LR230A | R2020-S2+LR230A |  | R2020-S2 | + | LR230A | Standard actuator | 1 | Scenario 1 |  | PPK¦SelectPro¦VDI3805¦Internet_EU |  |  | R2020-S2+LR230A | Open-close ball valve | 1400 kPa | 1000 kPa |  | EU\Inbox\Combinations\Folder..2/..3\ | 32
119453 | R2020-S2/LR230A | R2020-S2/LR230A |  | R2020-S2 | / | LR230A | Standard actuator | 1 | Scenario 1 |  | PPK¦SelectPro¦VDI3805¦Internet_EU |  |  | R2020-S2/LR230A | Open-close ball valve | 1400 kPa | 1000 kPa |  | EU\Inbox\Combinations\Folder..2/..3\ | 32
119454 | R2025-10-S2+LR230A | R2025-10-S2+LR230A |  | R2025-10-S2 | + | LR230A | Standard actuator | 1 | Scenario 2 |  | PPK¦SelectPro¦VDI3805¦Internet_EU |  |  | R2025-10-S2+LR230A | Characterised control valve | 1400 kPa | 350 kPa |  | EU\Inbox\Combinations\Folder..2/..3\ | 32
119455 | R2025-10-S2/LR230A | R2025-10-S2/LR230A |  | R2025-10-S2 | / | LR230A | Standard actuator | 1 | Scenario 2 |  | PPK¦SelectPro¦VDI3805¦Internet_EU |  |  | R2025-10-S2/LR230A | Characterised control valve | 1400 kPa | 350 kPa |  | EU\Inbox\Combinations\Folder..2/..3\ | 32
119456 | R2025-16-S2+LR230A | R2025-16-S2+LR230A |  | R2025-16-S2 | + | LR230A | Standard actuator | 1 | Scenario 2 |  | PPK¦SelectPro¦VDI3805¦Internet_EU |  |  | R2025-16-S2+LR230A | Characterised control valve | 1400 kPa | 350 kPa |  | EU\Inbox\Combinations\Folder..2/..3\ | 32
119457 | R2025-16-S2/LR230A | R2025-16-S2/LR230A |  | R2025-16-S2 | / | LR230A | Standard actuator | 1 | Scenario 2 |  | PPK¦SelectPro¦VDI3805¦Internet_EU |  |  | R2025-16-S2/LR230A | Characterised control valve | 1400 kPa | 350 kPa |  | EU\Inbox\Combinations\Folder..2/..3\ | 32
119460 | R2025-S2+LR230A | R2025-S2+LR230A |  | R2025-S2 | + | LR230A | Standard actuator | 1 | Scenario 1 |  | PPK¦SelectPro¦VDI3805¦Internet_EU |  |  | R2025-S2+LR230A | Open-close ball valve | 1400 kPa | 1000 kPa |  | EU\Inbox\Combinations\Folder..2/..3\ | 32
119461 | R2025-S2/LR230A | R2025-S2/LR230A |  | R2025-S2 | / | LR230A | Standard actuator | 1 | Scenario 1 |  | PPK¦SelectPro¦VDI3805¦Internet_EU |  |  | R2025-S2/LR230A | Open-close ball valve | 1400 kPa | 1000 kPa |  | EU\Inbox\Combinations\Folder..2/..3\ | 32
119462 | R3015-1-S1+LR230A | R3015-1-S1+LR230A |  | R3015-1-S1 | + | LR230A | Standard actuator | 1 | Scenario 2 |  | PPK¦SelectPro¦VDI3805¦Internet_EU |  |  | R3015-1-S1+LR230A | Characterised control valve | 1400 kPa | 350 kPa |  | EU\Inbox\Combinations\Folder..2/..3\ | 32
119463 | R3015-1-S1/LR230A | R3015-1-S1/LR230A |  | R3015-1-S1 | / | LR230A | Standard actuator | 1 | Scenario 2 |  | PPK¦SelectPro¦VDI3805¦Internet_EU |  |  | R3015-1-S1/LR230A | Characterised control valve | 1400 kPa | 350 kPa |  | EU\Inbox\Combinations\Folder..2/..3\ | 32
119464 | R3015-1P6-S1+LR230A | R3015-1P6-S1+LR230A |  | R3015-1P6-S1 | + | LR230A | Standard actuator | 1 | Scenario 2 |  | PPK¦SelectPro¦VDI3805¦Internet_EU |  |  | R3015-1P6-S1+LR230A | Characterised control valve | 1400 kPa | 350 kPa |  | EU\Inbox\Combinations\Folder..2/..3\ | 32
119465 | R3015-1P6-S1/LR230A | R3015-1P6-S1/LR230A |  | R3015-1P6-S1 | / | LR230A | Standard actuator | 1 | Scenario 2 |  | PPK¦SelectPro¦VDI3805¦Internet_EU |  |  | R3015-1P6-S1/LR230A | Characterised control valve | 1400 kPa | 350 kPa |  | EU\Inbox\Combinations\Folder..2/..3\ | 32
119466 | R3015-2P5-S1+LR230A | R3015-2P5-S1+LR230A |  | R3015-2P5-S1 | + | LR230A | Standard actuator | 1 | Scenario 2 |  | PPK¦SelectPro¦VDI3805¦Internet_EU |  |  | R3015-2P5-S1+LR230A | Characterised control valve | 1400 kPa | 350 kPa |  | EU\Inbox\Combinations\Folder..2/..3\ | 32
119467 | R3015-2P5-S1/LR230A | R3015-2P5-S1/LR230A |  | R3015-2P5-S1 | / | LR230A | Standard actuator | 1 | Scenario 2 |  | PPK¦SelectPro¦VDI3805¦Internet_EU |  |  | R3015-2P5-S1/LR230A | Characterised control valve | 1400 kPa | 350 kPa |  | EU\Inbox\Combinations\Folder..2/..3\ | 32
119468 | R3015-4-S1+LR230A | R3015-4-S1+LR230A |  | R3015-4-S1 | + | LR230A | Standard actuator | 1 | Scenario 2 |  | PPK¦SelectPro¦VDI3805¦Internet_EU |  |  | R3015-4-S1+LR230A | Characterised control valve | 1400 kPa | 350 kPa |  | EU\Inbox\Combinations\Folder..2/..3\ | 32
119469 | R3015-4-S1/LR230A | R3015-4-S1/LR230A |  | R3015-4-S1 | / | LR230A | Standard actuator | 1 | Scenario 2 |  | PPK¦SelectPro¦VDI3805¦Internet_EU |  |  | R3015-4-S1/LR230A | Characterised control valve | 1400 kPa | 350 kPa |  | EU\Inbox\Combinations\Folder..2/..3\ | 32
119470 | R3015-BL1+LR230A | R3015-BL1+LR230A |  | R3015-BL1 | + | LR230A | Standard actuator | 1 | Scenario 1 |  | PPK¦SelectPro¦VDI3805¦Internet_EU |  |  | R3015-BL1+LR230A | Change-over ball valve | 500 kPa | 350 kPa |  | EU\Inbox\Combinations\Folder..2/..3\ | 32
119471 | R3015-BL1/LR230A | R3015-BL1/LR230A |  | R3015-BL1 | / | LR230A | Standard actuator | 1 | Scenario 1 |  | PPK¦SelectPro¦VDI3805¦Internet_EU |  |  | R3015-BL1/LR230A | Change-over ball valve | 500 kPa | 350 kPa |  | EU\Inbox\Combinations\Folder..2/..3\ | 32
119472 | R3015-P25-S1+LR230A | R3015-P25-S1+LR230A |  | R3015-P25-S1 | + | LR230A | Standard actuator | 1 | Scenario 2 |  | PPK¦SelectPro¦VDI3805¦Internet_EU |  |  | R3015-P25-S1+LR230A | Characterised control valve | 1400 kPa | 350 kPa |  | EU\Inbox\Combinations\Folder..2/..3\ | 32
119473 | R3015-P25-S1/LR230A | R3015-P25-S1/LR230A |  | R3015-P25-S1 | / | LR230A | Standard actuator | 1 | Scenario 2 |  | PPK¦SelectPro¦VDI3805¦Internet_EU |  |  | R3015-P25-S1/LR230A | Characterised control valve | 1400 kPa | 350 kPa |  | EU\Inbox\Combinations\Folder..2/..3\ | 32
119474 | R3015-P4-S1+LR230A | R3015-P4-S1+LR230A |  | R3015-P4-S1 | + | LR230A | Standard actuator | 1 | Scenario 2 |  | PPK¦SelectPro¦VDI3805¦Internet_EU |  |  | R3015-P4-S1+LR230A | Characterised control valve | 1400 kPa | 350 kPa |  | EU\Inbox\Combinations\Folder..2/..3\ | 32
119475 | R3015-P4-S1/LR230A | R3015-P4-S1/LR230A |  | R3015-P4-S1 | / | LR230A | Standard actuator | 1 | Scenario 2 |  | PPK¦SelectPro¦VDI3805¦Internet_EU |  |  | R3015-P4-S1/LR230A | Characterised control valve | 1400 kPa | 350 kPa |  | EU\Inbox\Combinations\Folder..2/..3\ | 32
119476 | R3015-P63-S1+LR230A | R3015-P63-S1+LR230A |  | R3015-P63-S1 | + | LR230A | Standard actuator | 1 | Scenario 2 |  | PPK¦SelectPro¦VDI3805¦Internet_EU |  |  | R3015-P63-S1+LR230A | Characterised control valve | 1400 kPa | 350 kPa |  | EU\Inbox\Combinations\Folder..2/..3\ | 32
119477 | R3015-P63-S1/LR230A | R3015-P63-S1/LR230A |  | R3015-P63-S1 | / | LR230A | Standard actuator | 1 | Scenario 2 |  | PPK¦SelectPro¦VDI3805¦Internet_EU |  |  | R3015-P63-S1/LR230A | Characterised control valve | 1400 kPa | 350 kPa |  | EU\Inbox\Combinations\Folder..2/..3\ | 32
119478 | R3015-S1+LR230A | R3015-S1+LR230A |  | R3015-S1 | + | LR230A | Standard actuator | 1 | Scenario 1 |  | PPK¦SelectPro¦VDI3805¦Internet_EU |  |  | R3015-S1+LR230A | Change-over ball valve | 1400 kPa | 1000 kPa |  | EU\Inbox\Combinations\Folder..2/..3\ | 33
119479 | R3015-S1/LR230A | R3015-S1/LR230A |  | R3015-S1 | / | LR230A | Standard actuator | 1 | Scenario 1 |  | PPK¦SelectPro¦VDI3805¦Internet_EU |  |  | R3015-S1/LR230A | Change-over ball valve | 1400 kPa | 1000 kPa |  | EU\Inbox\Combinations\Folder..2/..3\ | 33
119480 | R3020-4-S2+LR230A | R3020-4-S2+LR230A |  | R3020-4-S2 | + | LR230A | Standard actuator | 1 | Scenario 2 |  | PPK¦SelectPro¦VDI3805¦Internet_EU |  |  | R3020-4-S2+LR230A | Characterised control valve | 1400 kPa | 350 kPa |  | EU\Inbox\Combinations\Folder..2/..3\ | 32
119481 | R3020-4-S2/LR230A | R3020-4-S2/LR230A |  | R3020-4-S2 | / | LR230A | Standard actuator | 1 | Scenario 2 |  | PPK¦SelectPro¦VDI3805¦Internet_EU |  |  | R3020-4-S2/LR230A | Characterised control valve | 1400 kPa | 350 kPa |  | EU\Inbox\Combinations\Folder..2/..3\ | 32
119482 | R3020-6P3-S2+LR230A | R3020-6P3-S2+LR230A |  | R3020-6P3-S2 | + | LR230A | Standard actuator | 1 | Scenario 2 |  | PPK¦SelectPro¦VDI3805¦Internet_EU |  |  | R3020-6P3-S2+LR230A | Characterised control valve | 1400 kPa | 350 kPa |  | EU\Inbox\Combinations\Folder..2/..3\ | 33
119483 | R3020-6P3-S2/LR230A | R3020-6P3-S2/LR230A |  | R3020-6P3-S2 | / | LR230A | Standard actuator | 1 | Scenario 2 |  | PPK¦SelectPro¦VDI3805¦Internet_EU |  |  | R3020-6P3-S2/LR230A | Characterised control valve | 1400 kPa | 350 kPa |  | EU\Inbox\Combinations\Folder..2/..3\ | 33
119484 | R3020-BL2+LR230A | R3020-BL2+LR230A |  | R3020-BL2 | + | LR230A | Standard actuator | 1 | Scenario 1 |  | PPK¦SelectPro¦VDI3805¦Internet_EU |  |  | R3020-BL2+LR230A | Change-over ball valve | 500 kPa | 350 kPa |  | EU\Inbox\Combinations\Folder..2/..3\ | 32
119485 | R3020-BL2/LR230A | R3020-BL2/LR230A |  | R3020-BL2 | / | LR230A | Standard actuator | 1 | Scenario 1 |  | PPK¦SelectPro¦VDI3805¦Internet_EU |  |  | R3020-BL2/LR230A | Change-over ball valve | 500 kPa | 350 kPa |  | EU\Inbox\Combinations\Folder..2/..3\ | 32
119486 | R3020-S2+LR230A | R3020-S2+LR230A |  | R3020-S2 | + | LR230A | Standard actuator | 1 | Scenario 1 |  | PPK¦SelectPro¦VDI3805¦Internet_EU |  |  | R3020-S2+LR230A | Change-over ball valve | 1400 kPa | 1000 kPa |  | EU\Inbox\Combinations\Folder..2/..3\ | 33
119487 | R3020-S2/LR230A | R3020-S2/LR230A |  | R3020-S2 | / | LR230A | Standard actuator | 1 | Scenario 1 |  | PPK¦SelectPro¦VDI3805¦Internet_EU |  |  | R3020-S2/LR230A | Change-over ball valve | 1400 kPa | 1000 kPa |  | EU\Inbox\Combinations\Folder..2/..3\ | 33
119488 | R3025-10-S2+LR230A | R3025-10-S2+LR230A |  | R3025-10-S2 | + | LR230A | Standard actuator | 1 | Scenario 2 |  | PPK¦SelectPro¦VDI3805¦Internet_EU |  |  | R3025-10-S2+LR230A | Characterised control valve | 1400 kPa | 350 kPa |  | EU\Inbox\Combinations\Folder..2/..3\ | 33
119489 | R3025-10-S2/LR230A | R3025-10-S2/LR230A |  | R3025-10-S2 | / | LR230A | Standard actuator | 1 | Scenario 2 |  | PPK¦SelectPro¦VDI3805¦Internet_EU |  |  | R3025-10-S2/LR230A | Characterised control valve | 1400 kPa | 350 kPa |  | EU\Inbox\Combinations\Folder..2/..3\ | 33
119490 | R3025-6P3-S2+LR230A | R3025-6P3-S2+LR230A |  | R3025-6P3-S2 | + | LR230A | Standard actuator | 1 | Scenario 2 |  | PPK¦SelectPro¦VDI3805¦Internet_EU |  |  | R3025-6P3-S2+LR230A | Characterised control valve | 1400 kPa | 350 kPa |  | EU\Inbox\Combinations\Folder..2/..3\ | 36
119491 | R3025-6P3-S2/LR230A | R3025-6P3-S2/LR230A |  | R3025-6P3-S2 | / | LR230A | Standard actuator | 1 | Scenario 2 |  | PPK¦SelectPro¦VDI3805¦Internet_EU |  |  | R3025-6P3-S2/LR230A | Characterised control valve | 1400 kPa | 350 kPa |  | EU\Inbox\Combinations\Folder..2/..3\ | 36
119492 | R3025-BL2+LR230A | R3025-BL2+LR230A |  | R3025-BL2 | + | LR230A | Standard actuator | 1 | Scenario 1 |  | PPK¦SelectPro¦VDI3805¦Internet_EU |  |  | R3025-BL2+LR230A | Change-over ball valve | 500 kPa | 350 kPa |  | EU\Inbox\Combinations\Folder..2/..3\ | 34
119493 | R3025-BL2/LR230A | R3025-BL2/LR230A |  | R3025-BL2 | / | LR230A | Standard actuator | 1 | Scenario 1 |  | PPK¦SelectPro¦VDI3805¦Internet_EU |  |  | R3025-BL2/LR230A | Change-over ball valve | 500 kPa | 350 kPa |  | EU\Inbox\Combinations\Folder..2/..3\ | 34
119494 | R3025-S2+LR230A | R3025-S2+LR230A |  | R3025-S2 | + | LR230A | Standard actuator | 1 | Scenario 1 |  | PPK¦SelectPro¦VDI3805¦Internet_EU |  |  | R3025-S2+LR230A | Change-over ball valve | 1400 kPa | 1000 kPa |  | EU\Inbox\Combinations\Folder..2/..3\ | 35
119495 | R3025-S2/LR230A | R3025-S2/LR230A |  | R3025-S2 | / | LR230A | Standard actuator | 1 | Scenario 1 |  | PPK¦SelectPro¦VDI3805¦Internet_EU |  |  | R3025-S2/LR230A | Change-over ball valve | 1400 kPa | 1000 kPa |  | EU\Inbox\Combinations\Folder..2/..3\ | 35
119496 | R3032-BL2+LR230A | R3032-BL2+LR230A |  | R3032-BL2 | + | LR230A | Standard actuator | 1 | Scenario 1 |  | PPK¦SelectPro¦VDI3805¦Internet_EU |  |  | R3032-BL2+LR230A | Change-over ball valve | 500 kPa | 350 kPa |  | EU\Inbox\Combinations\Folder..2/..3\ | 34
119497 | R3032-BL2/LR230A | R3032-BL2/LR230A |  | R3032-BL2 | / | LR230A | Standard actuator | 1 | Scenario 1 |  | PPK¦SelectPro¦VDI3805¦Internet_EU |  |  | R3032-BL2/LR230A | Change-over ball valve | 500 kPa | 350 kPa |  | EU\Inbox\Combinations\Folder..2/..3\ | 34
119498 | R6015R-B1+LR230A | R6015R-B1+LR230A |  | R6015R-B1 | + | LR230A | Standard actuator | 1 | Scenario 1 |  | PPK¦SelectPro¦VDI3805¦Internet_EU |  |  | R6015R-B1+LR230A | Open-close ball valve | 600 kPa | 100 kPa |  | EU\Inbox\Combinations\Folder..6/..7\ | 32
119499 | R6015R-B1/LR230A | R6015R-B1/LR230A |  | R6015R-B1 | / | LR230A | Standard actuator | 1 | Scenario 1 |  | PPK¦SelectPro¦VDI3805¦Internet_EU |  |  | R6015R-B1/LR230A | Open-close ball valve | 600 kPa | 100 kPa |  | EU\Inbox\Combinations\Folder..6/..7\ | 32
119500 | R6015R1-B1+LR230A | R6015R1-B1+LR230A |  | R6015R1-B1 | + | LR230A | Standard actuator | 1 | Scenario 2 |  | PPK¦SelectPro¦VDI3805¦Internet_EU |  |  | R6015R1-B1+LR230A | Characterised control valve | 600 kPa | 100 kPa |  | EU\Inbox\Combinations\Folder..6/..7\ | 32
119501 | R6015R1-B1/LR230A | R6015R1-B1/LR230A |  | R6015R1-B1 | / | LR230A | Standard actuator | 1 | Scenario 2 |  | PPK¦SelectPro¦VDI3805¦Internet_EU |  |  | R6015R1-B1/LR230A | Characterised control valve | 600 kPa | 100 kPa |  | EU\Inbox\Combinations\Folder..6/..7\ | 32
119502 | R6015R1P6-B1+LR230A | R6015R1P6-B1+LR230A |  | R6015R1P6-B1 | + | LR230A | Standard actuator | 1 | Scenario 2 |  | PPK¦SelectPro¦VDI3805¦Internet_EU |  |  | R6015R1P6-B1+LR230A | Characterised control valve | 600 kPa | 100 kPa |  | EU\Inbox\Combinations\Folder..6/..7\ | 32
119503 | R6015R1P6-B1/LR230A | R6015R1P6-B1/LR230A |  | R6015R1P6-B1 | / | LR230A | Standard actuator | 1 | Scenario 2 |  | PPK¦SelectPro¦VDI3805¦Internet_EU |  |  | R6015R1P6-B1/LR230A | Characterised control valve | 600 kPa | 100 kPa |  | EU\Inbox\Combinations\Folder..6/..7\ | 32
119504 | R6015R2P5-B1+LR230A | R6015R2P5-B1+LR230A |  | R6015R2P5-B1 | + | LR230A | Standard actuator | 1 | Scenario 2 |  | PPK¦SelectPro¦VDI3805¦Internet_EU |  |  | R6015R2P5-B1+LR230A | Characterised control valve | 600 kPa | 100 kPa |  | EU\Inbox\Combinations\Folder..6/..7\ | 32
119505 | R6015R2P5-B1/LR230A | R6015R2P5-B1/LR230A |  | R6015R2P5-B1 | / | LR230A | Standard actuator | 1 | Scenario 2 |  | PPK¦SelectPro¦VDI3805¦Internet_EU |  |  | R6015R2P5-B1/LR230A | Characterised control valve | 600 kPa | 100 kPa |  | EU\Inbox\Combinations\Folder..6/..7\ | 32
119506 | R6015R4-B1+LR230A | R6015R4-B1+LR230A |  | R6015R4-B1 | + | LR230A | Standard actuator | 1 | Scenario 2 |  | PPK¦SelectPro¦VDI3805¦Internet_EU |  |  | R6015R4-B1+LR230A | Characterised control valve | 600 kPa | 100 kPa |  | EU\Inbox\Combinations\Folder..6/..7\ | 32
119507 | R6015R4-B1/LR230A | R6015R4-B1/LR230A |  | R6015R4-B1 | / | LR230A | Standard actuator | 1 | Scenario 2 |  | PPK¦SelectPro¦VDI3805¦Internet_EU |  |  | R6015R4-B1/LR230A | Characterised control valve | 600 kPa | 100 kPa |  | EU\Inbox\Combinations\Folder..6/..7\ | 32
119508 | R6015RP63-B1+LR230A | R6015RP63-B1+LR230A |  | R6015RP63-B1 | + | LR230A | Standard actuator | 1 | Scenario 2 |  | PPK¦SelectPro¦VDI3805¦Internet_EU |  |  | R6015RP63-B1+LR230A | Characterised control valve | 600 kPa | 100 kPa |  | EU\Inbox\Combinations\Folder..6/..7\ | 32
119509 | R6015RP63-B1/LR230A | R6015RP63-B1/LR230A |  | R6015RP63-B1 | / | LR230A | Standard actuator | 1 | Scenario 2 |  | PPK¦SelectPro¦VDI3805¦Internet_EU |  |  | R6015RP63-B1/LR230A | Characterised control valve | 600 kPa | 100 kPa |  | EU\Inbox\Combinations\Folder..6/..7\ | 32
119510 | R6020R-B1+LR230A | R6020R-B1+LR230A |  | R6020R-B1 | + | LR230A | Standard actuator | 1 | Scenario 1 |  | PPK¦SelectPro¦VDI3805¦Internet_EU |  |  | R6020R-B1+LR230A | Open-close ball valve | 600 kPa | 100 kPa |  | EU\Inbox\Combinations\Folder..6/..7\ | 32
119511 | R6020R-B1/LR230A | R6020R-B1/LR230A |  | R6020R-B1 | / | LR230A | Standard actuator | 1 | Scenario 1 |  | PPK¦SelectPro¦VDI3805¦Internet_EU |  |  | R6020R-B1/LR230A | Open-close ball valve | 600 kPa | 100 kPa |  | EU\Inbox\Combinations\Folder..6/..7\ | 32
119512 | R6020R6P3-B1+LR230A | R6020R6P3-B1+LR230A |  | R6020R6P3-B1 | + | LR230A | Standard actuator | 1 | Scenario 2 |  | PPK¦SelectPro¦VDI3805¦Internet_EU |  |  | R6020R6P3-B1+LR230A | Characterised control valve | 600 kPa | 100 kPa |  | EU\Inbox\Combinations\Folder..6/..7\ | 32
119513 | R6020R6P3-B1/LR230A | R6020R6P3-B1/LR230A |  | R6020R6P3-B1 | / | LR230A | Standard actuator | 1 | Scenario 2 |  | PPK¦SelectPro¦VDI3805¦Internet_EU |  |  | R6020R6P3-B1/LR230A | Characterised control valve | 600 kPa | 100 kPa |  | EU\Inbox\Combinations\Folder..6/..7\ | 32
119514 | R6025R-B2+LR230A | R6025R-B2+LR230A |  | R6025R-B2 | + | LR230A | Standard actuator | 1 | Scenario 1 |  | PPK¦SelectPro¦VDI3805¦Internet_EU |  |  | R6025R-B2+LR230A | Open-close ball valve | 600 kPa | 100 kPa |  | EU\Inbox\Combinations\Folder..6/..7\ | 32
119515 | R6025R-B2/LR230A | R6025R-B2/LR230A |  | R6025R-B2 | / | LR230A | Standard actuator | 1 | Scenario 1 |  | PPK¦SelectPro¦VDI3805¦Internet_EU |  |  | R6025R-B2/LR230A | Open-close ball valve | 600 kPa | 100 kPa |  | EU\Inbox\Combinations\Folder..6/..7\ | 32
119516 | R6025R10-B2+LR230A | R6025R10-B2+LR230A |  | R6025R10-B2 | + | LR230A | Standard actuator | 1 | Scenario 2 |  | PPK¦SelectPro¦VDI3805¦Internet_EU |  |  | R6025R10-B2+LR230A | Characterised control valve | 600 kPa | 100 kPa |  | EU\Inbox\Combinations\Folder..6/..7\ | 32
119517 | R6025R10-B2/LR230A | R6025R10-B2/LR230A |  | R6025R10-B2 | / | LR230A | Standard actuator | 1 | Scenario 2 |  | PPK¦SelectPro¦VDI3805¦Internet_EU |  |  | R6025R10-B2/LR230A | Characterised control valve | 600 kPa | 100 kPa |  | EU\Inbox\Combinations\Folder..6/..7\ | 32
119518 | R7015R-B1+LR230A | R7015R-B1+LR230A |  | R7015R-B1 | + | LR230A | Standard actuator | 1 | Scenario 1 |  | PPK¦SelectPro¦VDI3805¦Internet_EU |  |  | R7015R-B1+LR230A | Change-over ball valve | 600 kPa | 100 kPa |  | EU\Inbox\Combinations\Folder..6/..7\ | 32
119519 | R7015R-B1/LR230A | R7015R-B1/LR230A |  | R7015R-B1 | / | LR230A | Standard actuator | 1 | Scenario 1 |  | PPK¦SelectPro¦VDI3805¦Internet_EU |  |  | R7015R-B1/LR230A | Change-over ball valve | 600 kPa | 100 kPa |  | EU\Inbox\Combinations\Folder..6/..7\ | 32
119520 | R7015R1P6-B1+LR230A | R7015R1P6-B1+LR230A |  | R7015R1P6-B1 | + | LR230A | Standard actuator | 1 | Scenario 2 |  | PPK¦SelectPro¦VDI3805¦Internet_EU |  |  | R7015R1P6-B1+LR230A | Characterised control valve | 600 kPa | 100 kPa |  | EU\Inbox\Combinations\Folder..6/..7\ | 32
119521 | R7015R1P6-B1/LR230A | R7015R1P6-B1/LR230A |  | R7015R1P6-B1 | / | LR230A | Standard actuator | 1 | Scenario 2 |  | PPK¦SelectPro¦VDI3805¦Internet_EU |  |  | R7015R1P6-B1/LR230A | Characterised control valve | 600 kPa | 100 kPa |  | EU\Inbox\Combinations\Folder..6/..7\ | 32
119522 | R7015R4-B1+LR230A | R7015R4-B1+LR230A |  | R7015R4-B1 | + | LR230A | Standard actuator | 1 | Scenario 2 |  | PPK¦SelectPro¦VDI3805¦Internet_EU |  |  | R7015R4-B1+LR230A | Characterised control valve | 600 kPa | 100 kPa |  | EU\Inbox\Combinations\Folder..6/..7\ | 32
119523 | R7015R4-B1/LR230A | R7015R4-B1/LR230A |  | R7015R4-B1 | / | LR230A | Standard actuator | 1 | Scenario 2 |  | PPK¦SelectPro¦VDI3805¦Internet_EU |  |  | R7015R4-B1/LR230A | Characterised control valve | 600 kPa | 100 kPa |  | EU\Inbox\Combinations\Folder..6/..7\ | 32
119524 | R7015RP63-B1+LR230A | R7015RP63-B1+LR230A |  | R7015RP63-B1 | + | LR230A | Standard actuator | 1 | Scenario 2 |  | PPK¦SelectPro¦VDI3805¦Internet_EU |  |  | R7015RP63-B1+LR230A | Characterised control valve | 600 kPa | 100 kPa |  | EU\Inbox\Combinations\Folder..6/..7\ | 32
119525 | R7015RP63-B1/LR230A | R7015RP63-B1/LR230A |  | R7015RP63-B1 | / | LR230A | Standard actuator | 1 | Scenario 2 |  | PPK¦SelectPro¦VDI3805¦Internet_EU |  |  | R7015RP63-B1/LR230A | Characterised control valve | 600 kPa | 100 kPa |  | EU\Inbox\Combinations\Folder..6/..7\ | 32
119526 | R7020R-B1+LR230A | R7020R-B1+LR230A |  | R7020R-B1 | + | LR230A | Standard actuator | 1 | Scenario 1 |  | PPK¦SelectPro¦VDI3805¦Internet_EU |  |  | R7020R-B1+LR230A | Change-over ball valve | 600 kPa | 100 kPa |  | EU\Inbox\Combinations\Folder..6/..7\ | 32
119527 | R7020R-B1/LR230A | R7020R-B1/LR230A |  | R7020R-B1 | / | LR230A | Standard actuator | 1 | Scenario 1 |  | PPK¦SelectPro¦VDI3805¦Internet_EU |  |  | R7020R-B1/LR230A | Change-over ball valve | 600 kPa | 100 kPa |  | EU\Inbox\Combinations\Folder..6/..7\ | 32
119528 | R7020R6P3-B1+LR230A | R7020R6P3-B1+LR230A |  | R7020R6P3-B1 | + | LR230A | Standard actuator | 1 | Scenario 2 |  | PPK¦SelectPro¦VDI3805¦Internet_EU |  |  | R7020R6P3-B1+LR230A | Characterised control valve | 600 kPa | 100 kPa |  | EU\Inbox\Combinations\Folder..6/..7\ | 32
119529 | R7020R6P3-B1/LR230A | R7020R6P3-B1/LR230A |  | R7020R6P3-B1 | / | LR230A | Standard actuator | 1 | Scenario 2 |  | PPK¦SelectPro¦VDI3805¦Internet_EU |  |  | R7020R6P3-B1/LR230A | Characterised control valve | 600 kPa | 100 kPa |  | EU\Inbox\Combinations\Folder..6/..7\ | 32
119530 | R7025R-B2+LR230A | R7025R-B2+LR230A |  | R7025R-B2 | + | LR230A | Standard actuator | 1 | Scenario 1 |  | PPK¦SelectPro¦VDI3805¦Internet_EU |  |  | R7025R-B2+LR230A | Change-over ball valve | 600 kPa | 100 kPa |  | EU\Inbox\Combinations\Folder..6/..7\ | 32
119531 | R7025R-B2/LR230A | R7025R-B2/LR230A |  | R7025R-B2 | / | LR230A | Standard actuator | 1 | Scenario 1 |  | PPK¦SelectPro¦VDI3805¦Internet_EU |  |  | R7025R-B2/LR230A | Change-over ball valve | 600 kPa | 100 kPa |  | EU\Inbox\Combinations\Folder..6/..7\ | 32
119532 | R7025R10-B2+LR230A | R7025R10-B2+LR230A |  | R7025R10-B2 | + | LR230A | Standard actuator | 1 | Scenario 2 |  | PPK¦SelectPro¦VDI3805¦Internet_EU |  |  | R7025R10-B2+LR230A | Characterised control valve | 600 kPa | 100 kPa |  | EU\Inbox\Combinations\Folder..6/..7\ | 32
119533 | R7025R10-B2/LR230A | R7025R10-B2/LR230A |  | R7025R10-B2 | / | LR230A | Standard actuator | 1 | Scenario 2 |  | PPK¦SelectPro¦VDI3805¦Internet_EU |  |  | R7025R10-B2/LR230A | Characterised control valve | 600 kPa | 100 kPa |  | EU\Inbox\Combinations\Folder..6/..7\ | 32
119534 | R2015-1-S1+LR24A | R2015-1-S1+LR24A |  | R2015-1-S1 | + | LR24A | Standard actuator | 1 | Scenario 2 |  | PPK¦SelectPro¦VDI3805¦Internet_EU |  |  | R2015-1-S1+LR24A | Characterised control valve | 1400 kPa | 350 kPa |  | EU\Inbox\Combinations\Folder..2/..3\ | 32
119535 | R2015-1-S1/LR24A | R2015-1-S1/LR24A |  | R2015-1-S1 | / | LR24A | Standard actuator | 1 | Scenario 2 |  | PPK¦SelectPro¦VDI3805¦Internet_EU |  |  | R2015-1-S1/LR24A | Characterised control valve | 1400 kPa | 350 kPa |  | EU\Inbox\Combinations\Folder..2/..3\ | 32
119536 | R2015-1P6-S1+LR24A | R2015-1P6-S1+LR24A |  | R2015-1P6-S1 | + | LR24A | Standard actuator | 1 | Scenario 2 |  | PPK¦SelectPro¦VDI3805¦Internet_EU |  |  | R2015-1P6-S1+LR24A | Characterised control valve | 1400 kPa | 350 kPa |  | EU\Inbox\Combinations\Folder..2/..3\ | 32
119537 | R2015-1P6-S1/LR24A | R2015-1P6-S1/LR24A |  | R2015-1P6-S1 | / | LR24A | Standard actuator | 1 | Scenario 2 |  | PPK¦SelectPro¦VDI3805¦Internet_EU |  |  | R2015-1P6-S1/LR24A | Characterised control valve | 1400 kPa | 350 kPa |  | EU\Inbox\Combinations\Folder..2/..3\ | 32
119538 | R2015-2P5-S1+LR24A | R2015-2P5-S1+LR24A |  | R2015-2P5-S1 | + | LR24A | Standard actuator | 1 | Scenario 2 |  | PPK¦SelectPro¦VDI3805¦Internet_EU |  |  | R2015-2P5-S1+LR24A | Characterised control valve | 1400 kPa | 350 kPa |  | EU\Inbox\Combinations\Folder..2/..3\ | 32
119539 | R2015-2P5-S1/LR24A | R2015-2P5-S1/LR24A |  | R2015-2P5-S1 | / | LR24A | Standard actuator | 1 | Scenario 2 |  | PPK¦SelectPro¦VDI3805¦Internet_EU |  |  | R2015-2P5-S1/LR24A | Characterised control valve | 1400 kPa | 350 kPa |  | EU\Inbox\Combinations\Folder..2/..3\ | 32
119540 | R2015-4-S1+LR24A | R2015-4-S1+LR24A |  | R2015-4-S1 | + | LR24A | Standard actuator | 1 | Scenario 2 |  | PPK¦SelectPro¦VDI3805¦Internet_EU |  |  | R2015-4-S1+LR24A | Characterised control valve | 1400 kPa | 350 kPa |  | EU\Inbox\Combinations\Folder..2/..3\ | 33
119541 | R2015-4-S1/LR24A | R2015-4-S1/LR24A |  | R2015-4-S1 | / | LR24A | Standard actuator | 1 | Scenario 2 |  | PPK¦SelectPro¦VDI3805¦Internet_EU |  |  | R2015-4-S1/LR24A | Characterised control valve | 1400 kPa | 350 kPa |  | EU\Inbox\Combinations\Folder..2/..3\ | 33
119544 | R2015-P25-S1+LR24A | R2015-P25-S1+LR24A |  | R2015-P25-S1 | + | LR24A | Standard actuator | 1 | Scenario 2 |  | PPK¦SelectPro¦VDI3805¦Internet_EU |  |  | R2015-P25-S1+LR24A | Characterised control valve | 1400 kPa | 350 kPa |  | EU\Inbox\Combinations\Folder..2/..3\ | 32
119545 | R2015-P25-S1/LR24A | R2015-P25-S1/LR24A |  | R2015-P25-S1 | / | LR24A | Standard actuator | 1 | Scenario 2 |  | PPK¦SelectPro¦VDI3805¦Internet_EU |  |  | R2015-P25-S1/LR24A | Characterised control valve | 1400 kPa | 350 kPa |  | EU\Inbox\Combinations\Folder..2/..3\ | 32
119546 | R2015-P4-S1+LR24A | R2015-P4-S1+LR24A |  | R2015-P4-S1 | + | LR24A | Standard actuator | 1 | Scenario 2 |  | PPK¦SelectPro¦VDI3805¦Internet_EU |  |  | R2015-P4-S1+LR24A | Characterised control valve | 1400 kPa | 350 kPa |  | EU\Inbox\Combinations\Folder..2/..3\ | 32
119547 | R2015-P4-S1/LR24A | R2015-P4-S1/LR24A |  | R2015-P4-S1 | / | LR24A | Standard actuator | 1 | Scenario 2 |  | PPK¦SelectPro¦VDI3805¦Internet_EU |  |  | R2015-P4-S1/LR24A | Characterised control valve | 1400 kPa | 350 kPa |  | EU\Inbox\Combinations\Folder..2/..3\ | 32
119548 | R2015-P63-S1+LR24A | R2015-P63-S1+LR24A |  | R2015-P63-S1 | + | LR24A | Standard actuator | 1 | Scenario 2 |  | PPK¦SelectPro¦VDI3805¦Internet_EU |  |  | R2015-P63-S1+LR24A | Characterised control valve | 1400 kPa | 350 kPa |  | EU\Inbox\Combinations\Folder..2/..3\ | 32
119549 | R2015-P63-S1/LR24A | R2015-P63-S1/LR24A |  | R2015-P63-S1 | / | LR24A | Standard actuator | 1 | Scenario 2 |  | PPK¦SelectPro¦VDI3805¦Internet_EU |  |  | R2015-P63-S1/LR24A | Characterised control valve | 1400 kPa | 350 kPa |  | EU\Inbox\Combinations\Folder..2/..3\ | 32
119550 | R2015-S1+LR24A | R2015-S1+LR24A |  | R2015-S1 | + | LR24A | Standard actuator | 1 | Scenario 1 |  | PPK¦SelectPro¦VDI3805¦Internet_EU |  |  | R2015-S1+LR24A | Open-close ball valve | 1400 kPa | 1000 kPa |  | EU\Inbox\Combinations\Folder..2/..3\ | 33
119551 | R2015-S1/LR24A | R2015-S1/LR24A |  | R2015-S1 | / | LR24A | Standard actuator | 1 | Scenario 1 |  | PPK¦SelectPro¦VDI3805¦Internet_EU |  |  | R2015-S1/LR24A | Open-close ball valve | 1400 kPa | 1000 kPa |  | EU\Inbox\Combinations\Folder..2/..3\ | 33
119552 | R2020-4-S2+LR24A | R2020-4-S2+LR24A |  | R2020-4-S2 | + | LR24A | Standard actuator | 1 | Scenario 2 |  | PPK¦SelectPro¦VDI3805¦Internet_EU |  |  | R2020-4-S2+LR24A | Characterised control valve | 1400 kPa | 350 kPa |  | EU\Inbox\Combinations\Folder..2/..3\ | 33
119553 | R2020-4-S2/LR24A | R2020-4-S2/LR24A |  | R2020-4-S2 | / | LR24A | Standard actuator | 1 | Scenario 2 |  | PPK¦SelectPro¦VDI3805¦Internet_EU |  |  | R2020-4-S2/LR24A | Characterised control valve | 1400 kPa | 350 kPa |  | EU\Inbox\Combinations\Folder..2/..3\ | 33
119556 | R2020-8P6-S2+LR24A | R2020-8P6-S2+LR24A |  | R2020-8P6-S2 | + | LR24A | Standard actuator | 1 | Scenario 2 |  | PPK¦SelectPro¦VDI3805¦Internet_EU |  |  | R2020-8P6-S2+LR24A | Characterised control valve | 1400 kPa | 350 kPa |  | EU\Inbox\Combinations\Folder..2/..3\ | 33
119557 | R2020-8P6-S2/LR24A | R2020-8P6-S2/LR24A |  | R2020-8P6-S2 | / | LR24A | Standard actuator | 1 | Scenario 2 |  | PPK¦SelectPro¦VDI3805¦Internet_EU |  |  | R2020-8P6-S2/LR24A | Characterised control valve | 1400 kPa | 350 kPa |  | EU\Inbox\Combinations\Folder..2/..3\ | 33
119558 | R2020-S2+LR24A | R2020-S2+LR24A |  | R2020-S2 | + | LR24A | Standard actuator | 1 | Scenario 1 |  | PPK¦SelectPro¦VDI3805¦Internet_EU |  |  | R2020-S2+LR24A | Open-close ball valve | 1400 kPa | 1000 kPa |  | EU\Inbox\Combinations\Folder..2/..3\ | 34
119559 | R2020-S2/LR24A | R2020-S2/LR24A |  | R2020-S2 | / | LR24A | Standard actuator | 1 | Scenario 1 |  | PPK¦SelectPro¦VDI3805¦Internet_EU |  |  | R2020-S2/LR24A | Open-close ball valve | 1400 kPa | 1000 kPa |  | EU\Inbox\Combinations\Folder..2/..3\ | 34
119560 | R2025-10-S2+LR24A | R2025-10-S2+LR24A |  | R2025-10-S2 | + | LR24A | Standard actuator | 1 | Scenario 2 |  | PPK¦SelectPro¦VDI3805¦Internet_EU |  |  | R2025-10-S2+LR24A | Characterised control valve | 1400 kPa | 350 kPa |  | EU\Inbox\Combinations\Folder..2/..3\ | 34
119561 | R2025-10-S2/LR24A | R2025-10-S2/LR24A |  | R2025-10-S2 | / | LR24A | Standard actuator | 1 | Scenario 2 |  | PPK¦SelectPro¦VDI3805¦Internet_EU |  |  | R2025-10-S2/LR24A | Characterised control valve | 1400 kPa | 350 kPa |  | EU\Inbox\Combinations\Folder..2/..3\ | 34
119640 | R3032-16-S3+NR230A | R3032-16-S3+NR230A |  | R3032-16-S3 | + | NR230A | Standard actuator | 1 | Scenario 2 |  | PPK¦SelectPro¦VDI3805¦Internet_EU |  |  | R3032-16-S3+NR230A | Characterised control valve | 1400 kPa | 350 kPa |  | EU\Inbox\Combinations\Folder..2/..3\ | 35
119641 | R3032-16-S3/NR230A | R3032-16-S3/NR230A |  | R3032-16-S3 | / | NR230A | Standard actuator | 1 | Scenario 2 |  | PPK¦SelectPro¦VDI3805¦Internet_EU |  |  | R3032-16-S3/NR230A | Characterised control valve | 1400 kPa | 350 kPa |  | EU\Inbox\Combinations\Folder..2/..3\ | 35
119642 | R3032-16-S3+NR230A-S | R3032-16-S3+NR230A-S |  | R3032-16-S3 | + | NR230A-S | Standard actuator | 0 | Scenario 2 |  | PPK¦SelectPro¦VDI3805¦Internet_EU |  |  | R3032-16-S3+NR230A-S | Characterised control valve | 1400 kPa | 350 kPa |  | EU\Inbox\Combinations\Folder..2/..3\ | 34
119643 | R3032-16-S3/NR230A-S | R3032-16-S3/NR230A-S |  | R3032-16-S3 | / | NR230A-S | Standard actuator | 0 | Scenario 2 |  | PPK¦SelectPro¦VDI3805¦Internet_EU |  |  | R3032-16-S3/NR230A-S | Characterised control valve | 1400 kPa | 350 kPa |  | EU\Inbox\Combinations\Folder..2/..3\ | 34
119644 | R3032-16-S3+NR24A | R3032-16-S3+NR24A |  | R3032-16-S3 | + | NR24A | Standard actuator | 1 | Scenario 2 |  | PPK¦SelectPro¦VDI3805¦Internet_EU |  |  | R3032-16-S3+NR24A | Characterised control valve | 1400 kPa | 350 kPa |  | EU\Inbox\Combinations\Folder..2/..3\ | 36
119645 | R3032-16-S3/NR24A | R3032-16-S3/NR24A |  | R3032-16-S3 | / | NR24A | Standard actuator | 1 | Scenario 2 |  | PPK¦SelectPro¦VDI3805¦Internet_EU |  |  | R3032-16-S3/NR24A | Characterised control valve | 1400 kPa | 350 kPa |  | EU\Inbox\Combinations\Folder..2/..3\ | 36
119648 | R3032-16-S3+NR24A-MP | R3032-16-S3+NR24A-MP |  | R3032-16-S3 | + | NR24A-MP | Communicative actuator | 0 | Scenario 2 |  | PPK¦SelectPro¦VDI3805¦Internet_EU |  |  | R3032-16-S3+NR24A-MP | Characterised control valve | 1400 kPa | 350 kPa |  | EU\Inbox\Combinations\Folder..2/..3\ | 35
119649 | R3032-16-S3/NR24A-MP | R3032-16-S3/NR24A-MP |  | R3032-16-S3 | / | NR24A-MP | Communicative actuator | 0 | Scenario 2 |  | PPK¦SelectPro¦VDI3805¦Internet_EU |  |  | R3032-16-S3/NR24A-MP | Characterised control valve | 1400 kPa | 350 kPa |  | EU\Inbox\Combinations\Folder..2/..3\ | 35
119650 | R3032-16-S3+NR24A-S | R3032-16-S3+NR24A-S |  | R3032-16-S3 | + | NR24A-S | Standard actuator | 0 | Scenario 2 |  | PPK¦SelectPro¦VDI3805¦Internet_EU |  |  | R3032-16-S3+NR24A-S | Characterised control valve | 1400 kPa | 350 kPa |  | EU\Inbox\Combinations\Folder..2/..3\ | 35
119651 | R3032-16-S3/NR24A-S | R3032-16-S3/NR24A-S |  | R3032-16-S3 | / | NR24A-S | Standard actuator | 0 | Scenario 2 |  | PPK¦SelectPro¦VDI3805¦Internet_EU |  |  | R3032-16-S3/NR24A-S | Characterised control valve | 1400 kPa | 350 kPa |  | EU\Inbox\Combinations\Folder..2/..3\ | 35
119652 | R3032-16-S3+NR24A-SR | R3032-16-S3+NR24A-SR |  | R3032-16-S3 | + | NR24A-SR | Standard actuator | 1 | Scenario 2 |  | PPK¦SelectPro¦VDI3805¦Internet_EU |  |  | R3032-16-S3+NR24A-SR | Characterised control valve | 1400 kPa | 350 kPa |  | EU\Inbox\Combinations\Folder..2/..3\ | 36
119653 | R3032-16-S3/NR24A-SR | R3032-16-S3/NR24A-SR |  | R3032-16-S3 | / | NR24A-SR | Standard actuator | 1 | Scenario 2 |  | PPK¦SelectPro¦VDI3805¦Internet_EU |  |  | R3032-16-S3/NR24A-SR | Characterised control valve | 1400 kPa | 350 kPa |  | EU\Inbox\Combinations\Folder..2/..3\ | 36
119656 | R3032-16-S3+NRC24A-SR | R3032-16-S3+NRC24A-SR |  | R3032-16-S3 | + | NRC24A-SR | Fast runner | 1 | Scenario 2 |  | PPK¦SelectPro¦VDI3805¦Internet_EU |  |  | R3032-16-S3+NRC24A-SR | Characterised control valve | 1400 kPa | 350 kPa |  | EU\Inbox\Combinations\Folder..2/..3\ | 35
119657 | R3032-16-S3/NRC24A-SR | R3032-16-S3/NRC24A-SR |  | R3032-16-S3 | / | NRC24A-SR | Fast runner | 1 | Scenario 2 |  | PPK¦SelectPro¦VDI3805¦Internet_EU |  |  | R3032-16-S3/NRC24A-SR | Characterised control valve | 1400 kPa | 350 kPa |  | EU\Inbox\Combinations\Folder..2/..3\ | 35
119698 | R2025-16-S2+LR24A | R2025-16-S2+LR24A |  | R2025-16-S2 | + | LR24A | Standard actuator | 1 | Scenario 2 |  | PPK¦SelectPro¦VDI3805¦Internet_EU |  |  | R2025-16-S2+LR24A | Characterised control valve | 1400 kPa | 350 kPa |  | EU\Inbox\Combinations\Folder..2/..3\ | 35
119699 | R2025-16-S2/LR24A | R2025-16-S2/LR24A |  | R2025-16-S2 | / | LR24A | Standard actuator | 1 | Scenario 2 |  | PPK¦SelectPro¦VDI3805¦Internet_EU |  |  | R2025-16-S2/LR24A | Characterised control valve | 1400 kPa | 350 kPa |  | EU\Inbox\Combinations\Folder..2/..3\ | 35
119702 | R2025-S2+LR24A | R2025-S2+LR24A |  | R2025-S2 | + | LR24A | Standard actuator | 1 | Scenario 1 |  | PPK¦SelectPro¦VDI3805¦Internet_EU |  |  | R2025-S2+LR24A | Open-close ball valve | 1400 kPa | 1000 kPa |  | EU\Inbox\Combinations\Folder..2/..3\ | 35
119703 | R2025-S2/LR24A | R2025-S2/LR24A |  | R2025-S2 | / | LR24A | Standard actuator | 1 | Scenario 1 |  | PPK¦SelectPro¦VDI3805¦Internet_EU |  |  | R2025-S2/LR24A | Open-close ball valve | 1400 kPa | 1000 kPa |  | EU\Inbox\Combinations\Folder..2/..3\ | 35
119704 | R3015-1-S1+LR24A | R3015-1-S1+LR24A |  | R3015-1-S1 | + | LR24A | Standard actuator | 1 | Scenario 2 |  | PPK¦SelectPro¦VDI3805¦Internet_EU |  |  | R3015-1-S1+LR24A | Characterised control valve | 1400 kPa | 350 kPa |  | EU\Inbox\Combinations\Folder..2/..3\ | 35
119705 | R3015-1-S1/LR24A | R3015-1-S1/LR24A |  | R3015-1-S1 | / | LR24A | Standard actuator | 1 | Scenario 2 |  | PPK¦SelectPro¦VDI3805¦Internet_EU |  |  | R3015-1-S1/LR24A | Characterised control valve | 1400 kPa | 350 kPa |  | EU\Inbox\Combinations\Folder..2/..3\ | 35
119706 | R3015-1P6-S1+LR24A | R3015-1P6-S1+LR24A |  | R3015-1P6-S1 | + | LR24A | Standard actuator | 1 | Scenario 2 |  | PPK¦SelectPro¦VDI3805¦Internet_EU |  |  | R3015-1P6-S1+LR24A | Characterised control valve | 1400 kPa | 350 kPa |  | EU\Inbox\Combinations\Folder..2/..3\ | 35
119707 | R3015-1P6-S1/LR24A | R3015-1P6-S1/LR24A |  | R3015-1P6-S1 | / | LR24A | Standard actuator | 1 | Scenario 2 |  | PPK¦SelectPro¦VDI3805¦Internet_EU |  |  | R3015-1P6-S1/LR24A | Characterised control valve | 1400 kPa | 350 kPa |  | EU\Inbox\Combinations\Folder..2/..3\ | 35
119708 | R3015-2P5-S1+LR24A | R3015-2P5-S1+LR24A |  | R3015-2P5-S1 | + | LR24A | Standard actuator | 1 | Scenario 2 |  | PPK¦SelectPro¦VDI3805¦Internet_EU |  |  | R3015-2P5-S1+LR24A | Characterised control valve | 1400 kPa | 350 kPa |  | EU\Inbox\Combinations\Folder..2/..3\ | 35
119709 | R3015-2P5-S1/LR24A | R3015-2P5-S1/LR24A |  | R3015-2P5-S1 | / | LR24A | Standard actuator | 1 | Scenario 2 |  | PPK¦SelectPro¦VDI3805¦Internet_EU |  |  | R3015-2P5-S1/LR24A | Characterised control valve | 1400 kPa | 350 kPa |  | EU\Inbox\Combinations\Folder..2/..3\ | 35
119710 | R3015-4-S1+LR24A | R3015-4-S1+LR24A |  | R3015-4-S1 | + | LR24A | Standard actuator | 1 | Scenario 2 |  | PPK¦SelectPro¦VDI3805¦Internet_EU |  |  | R3015-4-S1+LR24A | Characterised control valve | 1400 kPa | 350 kPa |  | EU\Inbox\Combinations\Folder..2/..3\ | 35
119711 | R3015-4-S1/LR24A | R3015-4-S1/LR24A |  | R3015-4-S1 | / | LR24A | Standard actuator | 1 | Scenario 2 |  | PPK¦SelectPro¦VDI3805¦Internet_EU |  |  | R3015-4-S1/LR24A | Characterised control valve | 1400 kPa | 350 kPa |  | EU\Inbox\Combinations\Folder..2/..3\ | 35
119712 | R3015-BL1+LR24A | R3015-BL1+LR24A |  | R3015-BL1 | + | LR24A | Standard actuator | 1 | Scenario 1 |  | PPK¦SelectPro¦VDI3805¦Internet_EU |  |  | R3015-BL1+LR24A | Change-over ball valve | 500 kPa | 350 kPa |  | EU\Inbox\Combinations\Folder..2/..3\ | 35
119713 | R3015-BL1/LR24A | R3015-BL1/LR24A |  | R3015-BL1 | / | LR24A | Standard actuator | 1 | Scenario 1 |  | PPK¦SelectPro¦VDI3805¦Internet_EU |  |  | R3015-BL1/LR24A | Change-over ball valve | 500 kPa | 350 kPa |  | EU\Inbox\Combinations\Folder..2/..3\ | 35
119714 | R3015-P25-S1+LR24A | R3015-P25-S1+LR24A |  | R3015-P25-S1 | + | LR24A | Standard actuator | 1 | Scenario 2 |  | PPK¦SelectPro¦VDI3805¦Internet_EU |  |  | R3015-P25-S1+LR24A | Characterised control valve | 1400 kPa | 350 kPa |  | EU\Inbox\Combinations\Folder..2/..3\ | 35
119715 | R3015-P25-S1/LR24A | R3015-P25-S1/LR24A |  | R3015-P25-S1 | / | LR24A | Standard actuator | 1 | Scenario 2 |  | PPK¦SelectPro¦VDI3805¦Internet_EU |  |  | R3015-P25-S1/LR24A | Characterised control valve | 1400 kPa | 350 kPa |  | EU\Inbox\Combinations\Folder..2/..3\ | 35
119716 | R3015-P4-S1+LR24A | R3015-P4-S1+LR24A |  | R3015-P4-S1 | + | LR24A | Standard actuator | 1 | Scenario 2 |  | PPK¦SelectPro¦VDI3805¦Internet_EU |  |  | R3015-P4-S1+LR24A | Characterised control valve | 1400 kPa | 350 kPa |  | EU\Inbox\Combinations\Folder..2/..3\ | 35
119717 | R3015-P4-S1/LR24A | R3015-P4-S1/LR24A |  | R3015-P4-S1 | / | LR24A | Standard actuator | 1 | Scenario 2 |  | PPK¦SelectPro¦VDI3805¦Internet_EU |  |  | R3015-P4-S1/LR24A | Characterised control valve | 1400 kPa | 350 kPa |  | EU\Inbox\Combinations\Folder..2/..3\ | 35
119718 | R3015-P63-S1+LR24A | R3015-P63-S1+LR24A |  | R3015-P63-S1 | + | LR24A | Standard actuator | 1 | Scenario 2 |  | PPK¦SelectPro¦VDI3805¦Internet_EU |  |  | R3015-P63-S1+LR24A | Characterised control valve | 1400 kPa | 350 kPa |  | EU\Inbox\Combinations\Folder..2/..3\ | 35
119719 | R3015-P63-S1/LR24A | R3015-P63-S1/LR24A |  | R3015-P63-S1 | / | LR24A | Standard actuator | 1 | Scenario 2 |  | PPK¦SelectPro¦VDI3805¦Internet_EU |  |  | R3015-P63-S1/LR24A | Characterised control valve | 1400 kPa | 350 kPa |  | EU\Inbox\Combinations\Folder..2/..3\ | 35
119720 | R3015-S1+LR24A | R3015-S1+LR24A |  | R3015-S1 | + | LR24A | Standard actuator | 1 | Scenario 1 |  | PPK¦SelectPro¦VDI3805¦Internet_EU |  |  | R3015-S1+LR24A | Change-over ball valve | 1400 kPa | 1000 kPa |  | EU\Inbox\Combinations\Folder..2/..3\ | 36
119721 | R3015-S1/LR24A | R3015-S1/LR24A |  | R3015-S1 | / | LR24A | Standard actuator | 1 | Scenario 1 |  | PPK¦SelectPro¦VDI3805¦Internet_EU |  |  | R3015-S1/LR24A | Change-over ball valve | 1400 kPa | 1000 kPa |  | EU\Inbox\Combinations\Folder..2/..3\ | 36
119722 | R3020-4-S2+LR24A | R3020-4-S2+LR24A |  | R3020-4-S2 | + | LR24A | Standard actuator | 1 | Scenario 2 |  | PPK¦SelectPro¦VDI3805¦Internet_EU |  |  | R3020-4-S2+LR24A | Characterised control valve | 1400 kPa | 350 kPa |  | EU\Inbox\Combinations\Folder..2/..3\ | 35
119723 | R3020-4-S2/LR24A | R3020-4-S2/LR24A |  | R3020-4-S2 | / | LR24A | Standard actuator | 1 | Scenario 2 |  | PPK¦SelectPro¦VDI3805¦Internet_EU |  |  | R3020-4-S2/LR24A | Characterised control valve | 1400 kPa | 350 kPa |  | EU\Inbox\Combinations\Folder..2/..3\ | 35
119724 | R3020-6P3-S2+LR24A | R3020-6P3-S2+LR24A |  | R3020-6P3-S2 | + | LR24A | Standard actuator | 1 | Scenario 2 |  | PPK¦SelectPro¦VDI3805¦Internet_EU |  |  | R3020-6P3-S2+LR24A | Characterised control valve | 1400 kPa | 350 kPa |  | EU\Inbox\Combinations\Folder..2/..3\ | 36
119725 | R3020-6P3-S2/LR24A | R3020-6P3-S2/LR24A |  | R3020-6P3-S2 | / | LR24A | Standard actuator | 1 | Scenario 2 |  | PPK¦SelectPro¦VDI3805¦Internet_EU |  |  | R3020-6P3-S2/LR24A | Characterised control valve | 1400 kPa | 350 kPa |  | EU\Inbox\Combinations\Folder..2/..3\ | 36
119726 | R3020-BL2+LR24A | R3020-BL2+LR24A |  | R3020-BL2 | + | LR24A | Standard actuator | 1 | Scenario 1 |  | PPK¦SelectPro¦VDI3805¦Internet_EU |  |  | R3020-BL2+LR24A | Change-over ball valve | 500 kPa | 350 kPa |  | EU\Inbox\Combinations\Folder..2/..3\ | 35
119727 | R3020-BL2/LR24A | R3020-BL2/LR24A |  | R3020-BL2 | / | LR24A | Standard actuator | 1 | Scenario 1 |  | PPK¦SelectPro¦VDI3805¦Internet_EU |  |  | R3020-BL2/LR24A | Change-over ball valve | 500 kPa | 350 kPa |  | EU\Inbox\Combinations\Folder..2/..3\ | 35
119728 | R3020-S2+LR24A | R3020-S2+LR24A |  | R3020-S2 | + | LR24A | Standard actuator | 1 | Scenario 1 |  | PPK¦SelectPro¦VDI3805¦Internet_EU |  |  | R3020-S2+LR24A | Change-over ball valve | 1400 kPa | 1000 kPa |  | EU\Inbox\Combinations\Folder..2/..3\ | 36
119729 | R3020-S2/LR24A | R3020-S2/LR24A |  | R3020-S2 | / | LR24A | Standard actuator | 1 | Scenario 1 |  | PPK¦SelectPro¦VDI3805¦Internet_EU |  |  | R3020-S2/LR24A | Change-over ball valve | 1400 kPa | 1000 kPa |  | EU\Inbox\Combinations\Folder..2/..3\ | 36
119730 | R3025-10-S2+LR24A | R3025-10-S2+LR24A |  | R3025-10-S2 | + | LR24A | Standard actuator | 1 | Scenario 2 |  | PPK¦SelectPro¦VDI3805¦Internet_EU |  |  | R3025-10-S2+LR24A | Characterised control valve | 1400 kPa | 350 kPa |  | EU\Inbox\Combinations\Folder..2/..3\ | 36
119731 | R3025-10-S2/LR24A | R3025-10-S2/LR24A |  | R3025-10-S2 | / | LR24A | Standard actuator | 1 | Scenario 2 |  | PPK¦SelectPro¦VDI3805¦Internet_EU |  |  | R3025-10-S2/LR24A | Characterised control valve | 1400 kPa | 350 kPa |  | EU\Inbox\Combinations\Folder..2/..3\ | 36
119732 | R3025-6P3-S2+LR24A | R3025-6P3-S2+LR24A |  | R3025-6P3-S2 | + | LR24A | Standard actuator | 1 | Scenario 2 |  | PPK¦SelectPro¦VDI3805¦Internet_EU |  |  | R3025-6P3-S2+LR24A | Characterised control valve | 1400 kPa | 350 kPa |  | EU\Inbox\Combinations\Folder..2/..3\ | 36
119733 | R3025-6P3-S2/LR24A | R3025-6P3-S2/LR24A |  | R3025-6P3-S2 | / | LR24A | Standard actuator | 1 | Scenario 2 |  | PPK¦SelectPro¦VDI3805¦Internet_EU |  |  | R3025-6P3-S2/LR24A | Characterised control valve | 1400 kPa | 350 kPa |  | EU\Inbox\Combinations\Folder..2/..3\ | 36
119734 | R3025-BL2+LR24A | R3025-BL2+LR24A |  | R3025-BL2 | + | LR24A | Standard actuator | 1 | Scenario 1 |  | PPK¦SelectPro¦VDI3805¦Internet_EU |  |  | R3025-BL2+LR24A | Change-over ball valve | 500 kPa | 350 kPa |  | EU\Inbox\Combinations\Folder..2/..3\ | 35
119735 | R3025-BL2/LR24A | R3025-BL2/LR24A |  | R3025-BL2 | / | LR24A | Standard actuator | 1 | Scenario 1 |  | PPK¦SelectPro¦VDI3805¦Internet_EU |  |  | R3025-BL2/LR24A | Change-over ball valve | 500 kPa | 350 kPa |  | EU\Inbox\Combinations\Folder..2/..3\ | 35
119736 | R3025-S2+LR24A | R3025-S2+LR24A |  | R3025-S2 | + | LR24A | Standard actuator | 1 | Scenario 1 |  | PPK¦SelectPro¦VDI3805¦Internet_EU |  |  | R3025-S2+LR24A | Change-over ball valve | 1400 kPa | 1000 kPa |  | EU\Inbox\Combinations\Folder..2/..3\ | 36
119737 | R3025-S2/LR24A | R3025-S2/LR24A |  | R3025-S2 | / | LR24A | Standard actuator | 1 | Scenario 1 |  | PPK¦SelectPro¦VDI3805¦Internet_EU |  |  | R3025-S2/LR24A | Change-over ball valve | 1400 kPa | 1000 kPa |  | EU\Inbox\Combinations\Folder..2/..3\ | 36
119738 | R3032-BL2+LR24A | R3032-BL2+LR24A |  | R3032-BL2 | + | LR24A | Standard actuator | 1 | Scenario 1 |  | PPK¦SelectPro¦VDI3805¦Internet_EU |  |  | R3032-BL2+LR24A | Change-over ball valve | 500 kPa | 350 kPa |  | EU\Inbox\Combinations\Folder..2/..3\ | 35
119739 | R3032-BL2/LR24A | R3032-BL2/LR24A |  | R3032-BL2 | / | LR24A | Standard actuator | 1 | Scenario 1 |  | PPK¦SelectPro¦VDI3805¦Internet_EU |  |  | R3032-BL2/LR24A | Change-over ball valve | 500 kPa | 350 kPa |  | EU\Inbox\Combinations\Folder..2/..3\ | 35
119740 | R6015R-B1+LR24A | R6015R-B1+LR24A |  | R6015R-B1 | + | LR24A | Standard actuator | 1 | Scenario 1 |  | PPK¦SelectPro¦VDI3805¦Internet_EU |  |  | R6015R-B1+LR24A | Open-close ball valve | 600 kPa | 100 kPa |  | EU\Inbox\Combinations\Folder..6/..7\ | 36
119741 | R6015R-B1/LR24A | R6015R-B1/LR24A |  | R6015R-B1 | / | LR24A | Standard actuator | 1 | Scenario 1 |  | PPK¦SelectPro¦VDI3805¦Internet_EU |  |  | R6015R-B1/LR24A | Open-close ball valve | 600 kPa | 100 kPa |  | EU\Inbox\Combinations\Folder..6/..7\ | 36
119742 | R6015R1-B1+LR24A | R6015R1-B1+LR24A |  | R6015R1-B1 | + | LR24A | Standard actuator | 1 | Scenario 2 |  | PPK¦SelectPro¦VDI3805¦Internet_EU |  |  | R6015R1-B1+LR24A | Characterised control valve | 600 kPa | 100 kPa |  | EU\Inbox\Combinations\Folder..6/..7\ | 34
119743 | R6015R1-B1/LR24A | R6015R1-B1/LR24A |  | R6015R1-B1 | / | LR24A | Standard actuator | 1 | Scenario 2 |  | PPK¦SelectPro¦VDI3805¦Internet_EU |  |  | R6015R1-B1/LR24A | Characterised control valve | 600 kPa | 100 kPa |  | EU\Inbox\Combinations\Folder..6/..7\ | 34
119744 | R6015R1P6-B1+LR24A | R6015R1P6-B1+LR24A |  | R6015R1P6-B1 | + | LR24A | Standard actuator | 1 | Scenario 2 |  | PPK¦SelectPro¦VDI3805¦Internet_EU |  |  | R6015R1P6-B1+LR24A | Characterised control valve | 600 kPa | 100 kPa |  | EU\Inbox\Combinations\Folder..6/..7\ | 34
119745 | R6015R1P6-B1/LR24A | R6015R1P6-B1/LR24A |  | R6015R1P6-B1 | / | LR24A | Standard actuator | 1 | Scenario 2 |  | PPK¦SelectPro¦VDI3805¦Internet_EU |  |  | R6015R1P6-B1/LR24A | Characterised control valve | 600 kPa | 100 kPa |  | EU\Inbox\Combinations\Folder..6/..7\ | 34
119746 | R6015R2P5-B1+LR24A | R6015R2P5-B1+LR24A |  | R6015R2P5-B1 | + | LR24A | Standard actuator | 1 | Scenario 2 |  | PPK¦SelectPro¦VDI3805¦Internet_EU |  |  | R6015R2P5-B1+LR24A | Characterised control valve | 600 kPa | 100 kPa |  | EU\Inbox\Combinations\Folder..6/..7\ | 34
119747 | R6015R2P5-B1/LR24A | R6015R2P5-B1/LR24A |  | R6015R2P5-B1 | / | LR24A | Standard actuator | 1 | Scenario 2 |  | PPK¦SelectPro¦VDI3805¦Internet_EU |  |  | R6015R2P5-B1/LR24A | Characterised control valve | 600 kPa | 100 kPa |  | EU\Inbox\Combinations\Folder..6/..7\ | 34
119748 | R6015R4-B1+LR24A | R6015R4-B1+LR24A |  | R6015R4-B1 | + | LR24A | Standard actuator | 1 | Scenario 2 |  | PPK¦SelectPro¦VDI3805¦Internet_EU |  |  | R6015R4-B1+LR24A | Characterised control valve | 600 kPa | 100 kPa |  | EU\Inbox\Combinations\Folder..6/..7\ | 34
119749 | R6015R4-B1/LR24A | R6015R4-B1/LR24A |  | R6015R4-B1 | / | LR24A | Standard actuator | 1 | Scenario 2 |  | PPK¦SelectPro¦VDI3805¦Internet_EU |  |  | R6015R4-B1/LR24A | Characterised control valve | 600 kPa | 100 kPa |  | EU\Inbox\Combinations\Folder..6/..7\ | 34
119750 | R6015RP63-B1+LR24A | R6015RP63-B1+LR24A |  | R6015RP63-B1 | + | LR24A | Standard actuator | 1 | Scenario 2 |  | PPK¦SelectPro¦VDI3805¦Internet_EU |  |  | R6015RP63-B1+LR24A | Characterised control valve | 600 kPa | 100 kPa |  | EU\Inbox\Combinations\Folder..6/..7\ | 34
119751 | R6015RP63-B1/LR24A | R6015RP63-B1/LR24A |  | R6015RP63-B1 | / | LR24A | Standard actuator | 1 | Scenario 2 |  | PPK¦SelectPro¦VDI3805¦Internet_EU |  |  | R6015RP63-B1/LR24A | Characterised control valve | 600 kPa | 100 kPa |  | EU\Inbox\Combinations\Folder..6/..7\ | 34
119752 | R6020R-B1+LR24A | R6020R-B1+LR24A |  | R6020R-B1 | + | LR24A | Standard actuator | 1 | Scenario 1 |  | PPK¦SelectPro¦VDI3805¦Internet_EU |  |  | R6020R-B1+LR24A | Open-close ball valve | 600 kPa | 100 kPa |  | EU\Inbox\Combinations\Folder..6/..7\ | 36
119753 | R6020R-B1/LR24A | R6020R-B1/LR24A |  | R6020R-B1 | / | LR24A | Standard actuator | 1 | Scenario 1 |  | PPK¦SelectPro¦VDI3805¦Internet_EU |  |  | R6020R-B1/LR24A | Open-close ball valve | 600 kPa | 100 kPa |  | EU\Inbox\Combinations\Folder..6/..7\ | 36
119754 | R6020R6P3-B1+LR24A | R6020R6P3-B1+LR24A |  | R6020R6P3-B1 | + | LR24A | Standard actuator | 1 | Scenario 2 |  | PPK¦SelectPro¦VDI3805¦Internet_EU |  |  | R6020R6P3-B1+LR24A | Characterised control valve | 600 kPa | 100 kPa |  | EU\Inbox\Combinations\Folder..6/..7\ | 34
119755 | R6020R6P3-B1/LR24A | R6020R6P3-B1/LR24A |  | R6020R6P3-B1 | / | LR24A | Standard actuator | 1 | Scenario 2 |  | PPK¦SelectPro¦VDI3805¦Internet_EU |  |  | R6020R6P3-B1/LR24A | Characterised control valve | 600 kPa | 100 kPa |  | EU\Inbox\Combinations\Folder..6/..7\ | 34
119756 | R6025R-B2+LR24A | R6025R-B2+LR24A |  | R6025R-B2 | + | LR24A | Standard actuator | 1 | Scenario 1 |  | PPK¦SelectPro¦VDI3805¦Internet_EU |  |  | R6025R-B2+LR24A | Open-close ball valve | 600 kPa | 100 kPa |  | EU\Inbox\Combinations\Folder..6/..7\ | 36
119757 | R6025R-B2/LR24A | R6025R-B2/LR24A |  | R6025R-B2 | / | LR24A | Standard actuator | 1 | Scenario 1 |  | PPK¦SelectPro¦VDI3805¦Internet_EU |  |  | R6025R-B2/LR24A | Open-close ball valve | 600 kPa | 100 kPa |  | EU\Inbox\Combinations\Folder..6/..7\ | 36
119758 | R6025R10-B2+LR24A | R6025R10-B2+LR24A |  | R6025R10-B2 | + | LR24A | Standard actuator | 1 | Scenario 2 |  | PPK¦SelectPro¦VDI3805¦Internet_EU |  |  | R6025R10-B2+LR24A | Characterised control valve | 600 kPa | 100 kPa |  | EU\Inbox\Combinations\Folder..6/..7\ | 34
119759 | R6025R10-B2/LR24A | R6025R10-B2/LR24A |  | R6025R10-B2 | / | LR24A | Standard actuator | 1 | Scenario 2 |  | PPK¦SelectPro¦VDI3805¦Internet_EU |  |  | R6025R10-B2/LR24A | Characterised control valve | 600 kPa | 100 kPa |  | EU\Inbox\Combinations\Folder..6/..7\ | 34
119760 | R7015R-B1+LR24A | R7015R-B1+LR24A |  | R7015R-B1 | + | LR24A | Standard actuator | 1 | Scenario 1 |  | PPK¦SelectPro¦VDI3805¦Internet_EU |  |  | R7015R-B1+LR24A | Change-over ball valve | 600 kPa | 100 kPa |  | EU\Inbox\Combinations\Folder..6/..7\ | 34
119761 | R7015R-B1/LR24A | R7015R-B1/LR24A |  | R7015R-B1 | / | LR24A | Standard actuator | 1 | Scenario 1 |  | PPK¦SelectPro¦VDI3805¦Internet_EU |  |  | R7015R-B1/LR24A | Change-over ball valve | 600 kPa | 100 kPa |  | EU\Inbox\Combinations\Folder..6/..7\ | 34
119762 | R7015R1P6-B1+LR24A | R7015R1P6-B1+LR24A |  | R7015R1P6-B1 | + | LR24A | Standard actuator | 1 | Scenario 2 |  | PPK¦SelectPro¦VDI3805¦Internet_EU |  |  | R7015R1P6-B1+LR24A | Characterised control valve | 600 kPa | 100 kPa |  | EU\Inbox\Combinations\Folder..6/..7\ | 34
119763 | R7015R1P6-B1/LR24A | R7015R1P6-B1/LR24A |  | R7015R1P6-B1 | / | LR24A | Standard actuator | 1 | Scenario 2 |  | PPK¦SelectPro¦VDI3805¦Internet_EU |  |  | R7015R1P6-B1/LR24A | Characterised control valve | 600 kPa | 100 kPa |  | EU\Inbox\Combinations\Folder..6/..7\ | 34
119764 | R7015R4-B1+LR24A | R7015R4-B1+LR24A |  | R7015R4-B1 | + | LR24A | Standard actuator | 1 | Scenario 2 |  | PPK¦SelectPro¦VDI3805¦Internet_EU |  |  | R7015R4-B1+LR24A | Characterised control valve | 600 kPa | 100 kPa |  | EU\Inbox\Combinations\Folder..6/..7\ | 34
119765 | R7015R4-B1/LR24A | R7015R4-B1/LR24A |  | R7015R4-B1 | / | LR24A | Standard actuator | 1 | Scenario 2 |  | PPK¦SelectPro¦VDI3805¦Internet_EU |  |  | R7015R4-B1/LR24A | Characterised control valve | 600 kPa | 100 kPa |  | EU\Inbox\Combinations\Folder..6/..7\ | 34
119766 | R7015RP63-B1+LR24A | R7015RP63-B1+LR24A |  | R7015RP63-B1 | + | LR24A | Standard actuator | 1 | Scenario 2 |  | PPK¦SelectPro¦VDI3805¦Internet_EU |  |  | R7015RP63-B1+LR24A | Characterised control valve | 600 kPa | 100 kPa |  | EU\Inbox\Combinations\Folder..6/..7\ | 34
119767 | R7015RP63-B1/LR24A | R7015RP63-B1/LR24A |  | R7015RP63-B1 | / | LR24A | Standard actuator | 1 | Scenario 2 |  | PPK¦SelectPro¦VDI3805¦Internet_EU |  |  | R7015RP63-B1/LR24A | Characterised control valve | 600 kPa | 100 kPa |  | EU\Inbox\Combinations\Folder..6/..7\ | 34
119768 | R7020R-B1+LR24A | R7020R-B1+LR24A |  | R7020R-B1 | + | LR24A | Standard actuator | 1 | Scenario 1 |  | PPK¦SelectPro¦VDI3805¦Internet_EU |  |  | R7020R-B1+LR24A | Change-over ball valve | 600 kPa | 100 kPa |  | EU\Inbox\Combinations\Folder..6/..7\ | 34
119769 | R7020R-B1/LR24A | R7020R-B1/LR24A |  | R7020R-B1 | / | LR24A | Standard actuator | 1 | Scenario 1 |  | PPK¦SelectPro¦VDI3805¦Internet_EU |  |  | R7020R-B1/LR24A | Change-over ball valve | 600 kPa | 100 kPa |  | EU\Inbox\Combinations\Folder..6/..7\ | 34
119770 | R7020R6P3-B1+LR24A | R7020R6P3-B1+LR24A |  | R7020R6P3-B1 | + | LR24A | Standard actuator | 1 | Scenario 2 |  | PPK¦SelectPro¦VDI3805¦Internet_EU |  |  | R7020R6P3-B1+LR24A | Characterised control valve | 600 kPa | 100 kPa |  | EU\Inbox\Combinations\Folder..6/..7\ | 34
119771 | R7020R6P3-B1/LR24A | R7020R6P3-B1/LR24A |  | R7020R6P3-B1 | / | LR24A | Standard actuator | 1 | Scenario 2 |  | PPK¦SelectPro¦VDI3805¦Internet_EU |  |  | R7020R6P3-B1/LR24A | Characterised control valve | 600 kPa | 100 kPa |  | EU\Inbox\Combinations\Folder..6/..7\ | 34
119772 | R7025R-B2+LR24A | R7025R-B2+LR24A |  | R7025R-B2 | + | LR24A | Standard actuator | 1 | Scenario 1 |  | PPK¦SelectPro¦VDI3805¦Internet_EU |  |  | R7025R-B2+LR24A | Change-over ball valve | 600 kPa | 100 kPa |  | EU\Inbox\Combinations\Folder..6/..7\ | 34
119773 | R7025R-B2/LR24A | R7025R-B2/LR24A |  | R7025R-B2 | / | LR24A | Standard actuator | 1 | Scenario 1 |  | PPK¦SelectPro¦VDI3805¦Internet_EU |  |  | R7025R-B2/LR24A | Change-over ball valve | 600 kPa | 100 kPa |  | EU\Inbox\Combinations\Folder..6/..7\ | 34
119774 | R7025R10-B2+LR24A | R7025R10-B2+LR24A |  | R7025R10-B2 | + | LR24A | Standard actuator | 1 | Scenario 2 |  | PPK¦SelectPro¦VDI3805¦Internet_EU |  |  | R7025R10-B2+LR24A | Characterised control valve | 600 kPa | 100 kPa |  | EU\Inbox\Combinations\Folder..6/..7\ | 34
119775 | R7025R10-B2/LR24A | R7025R10-B2/LR24A |  | R7025R10-B2 | / | LR24A | Standard actuator | 1 | Scenario 2 |  | PPK¦SelectPro¦VDI3805¦Internet_EU |  |  | R7025R10-B2/LR24A | Characterised control valve | 600 kPa | 100 kPa |  | EU\Inbox\Combinations\Folder..6/..7\ | 34
119776 | R2015-1-S1+LR24A-S | R2015-1-S1+LR24A-S |  | R2015-1-S1 | + | LR24A-S | Standard actuator | 0 | Scenario 2 |  | PPK¦SelectPro¦VDI3805¦Internet_EU |  |  | R2015-1-S1+LR24A-S | Characterised control valve | 1400 kPa | 350 kPa |  | EU\Inbox\Combinations\Folder..2/..3\ | 33
119777 | R2015-1-S1/LR24A-S | R2015-1-S1/LR24A-S |  | R2015-1-S1 | / | LR24A-S | Standard actuator | 0 | Scenario 2 |  | PPK¦SelectPro¦VDI3805¦Internet_EU |  |  | R2015-1-S1/LR24A-S | Characterised control valve | 1400 kPa | 350 kPa |  | EU\Inbox\Combinations\Folder..2/..3\ | 33
119778 | R2015-1-S1+LR24A-SR | R2015-1-S1+LR24A-SR |  | R2015-1-S1 | + | LR24A-SR | Standard actuator | 1 | Scenario 2 |  | PPK¦SelectPro¦VDI3805¦Internet_EU |  |  | R2015-1-S1+LR24A-SR | Characterised control valve | 1400 kPa | 350 kPa |  | EU\Inbox\Combinations\Folder..2/..3\ | 34
119779 | R2015-1-S1/LR24A-SR | R2015-1-S1/LR24A-SR |  | R2015-1-S1 | / | LR24A-SR | Standard actuator | 1 | Scenario 2 |  | PPK¦SelectPro¦VDI3805¦Internet_EU |  |  | R2015-1-S1/LR24A-SR | Characterised control valve | 1400 kPa | 350 kPa |  | EU\Inbox\Combinations\Folder..2/..3\ | 34
119780 | R2015-1-S1+LRC24A-SR | R2015-1-S1+LRC24A-SR |  | R2015-1-S1 | + | LRC24A-SR | Fast runner | 1 | Scenario 2 |  | PPK¦SelectPro¦VDI3805¦Internet_EU |  |  | R2015-1-S1+LRC24A-SR | Characterised control valve | 1400 kPa | 350 kPa |  | EU\Inbox\Combinations\Folder..2/..3\ | 33
119781 | R2015-1-S1/LRC24A-SR | R2015-1-S1/LRC24A-SR |  | R2015-1-S1 | / | LRC24A-SR | Fast runner | 1 | Scenario 2 |  | PPK¦SelectPro¦VDI3805¦Internet_EU |  |  | R2015-1-S1/LRC24A-SR | Characterised control valve | 1400 kPa | 350 kPa |  | EU\Inbox\Combinations\Folder..2/..3\ | 33
119782 | R2015-1P6-S1+LR24A-S | R2015-1P6-S1+LR24A-S |  | R2015-1P6-S1 | + | LR24A-S | Standard actuator | 0 | Scenario 2 |  | PPK¦SelectPro¦VDI3805¦Internet_EU |  |  | R2015-1P6-S1+LR24A-S | Characterised control valve | 1400 kPa | 350 kPa |  | EU\Inbox\Combinations\Folder..2/..3\ | 31
119783 | R2015-1P6-S1/LR24A-S | R2015-1P6-S1/LR24A-S |  | R2015-1P6-S1 | / | LR24A-S | Standard actuator | 0 | Scenario 2 |  | PPK¦SelectPro¦VDI3805¦Internet_EU |  |  | R2015-1P6-S1/LR24A-S | Characterised control valve | 1400 kPa | 350 kPa |  | EU\Inbox\Combinations\Folder..2/..3\ | 31
119784 | R2015-1P6-S1+LR24A-SR | R2015-1P6-S1+LR24A-SR |  | R2015-1P6-S1 | + | LR24A-SR | Standard actuator | 1 | Scenario 2 |  | PPK¦SelectPro¦VDI3805¦Internet_EU |  |  | R2015-1P6-S1+LR24A-SR | Characterised control valve | 1400 kPa | 350 kPa |  | EU\Inbox\Combinations\Folder..2/..3\ | 32
119785 | R2015-1P6-S1/LR24A-SR | R2015-1P6-S1/LR24A-SR |  | R2015-1P6-S1 | / | LR24A-SR | Standard actuator | 1 | Scenario 2 |  | PPK¦SelectPro¦VDI3805¦Internet_EU |  |  | R2015-1P6-S1/LR24A-SR | Characterised control valve | 1400 kPa | 350 kPa |  | EU\Inbox\Combinations\Folder..2/..3\ | 32
119786 | R2015-1P6-S1+LRC24A-SR | R2015-1P6-S1+LRC24A-SR |  | R2015-1P6-S1 | + | LRC24A-SR | Fast runner | 1 | Scenario 2 |  | PPK¦SelectPro¦VDI3805¦Internet_EU |  |  | R2015-1P6-S1+LRC24A-SR | Characterised control valve | 1400 kPa | 350 kPa |  | EU\Inbox\Combinations\Folder..2/..3\ | 33
119787 | R2015-1P6-S1/LRC24A-SR | R2015-1P6-S1/LRC24A-SR |  | R2015-1P6-S1 | / | LRC24A-SR | Fast runner | 1 | Scenario 2 |  | PPK¦SelectPro¦VDI3805¦Internet_EU |  |  | R2015-1P6-S1/LRC24A-SR | Characterised control valve | 1400 kPa | 350 kPa |  | EU\Inbox\Combinations\Folder..2/..3\ | 33
119788 | R2015-2P5-S1+LR24A-S | R2015-2P5-S1+LR24A-S |  | R2015-2P5-S1 | + | LR24A-S | Standard actuator | 0 | Scenario 2 |  | PPK¦SelectPro¦VDI3805¦Internet_EU |  |  | R2015-2P5-S1+LR24A-S | Characterised control valve | 1400 kPa | 350 kPa |  | EU\Inbox\Combinations\Folder..2/..3\ | 31
119789 | R2015-2P5-S1/LR24A-S | R2015-2P5-S1/LR24A-S |  | R2015-2P5-S1 | / | LR24A-S | Standard actuator | 0 | Scenario 2 |  | PPK¦SelectPro¦VDI3805¦Internet_EU |  |  | R2015-2P5-S1/LR24A-S | Characterised control valve | 1400 kPa | 350 kPa |  | EU\Inbox\Combinations\Folder..2/..3\ | 31
119790 | R2015-2P5-S1+LR24A-SR | R2015-2P5-S1+LR24A-SR |  | R2015-2P5-S1 | + | LR24A-SR | Standard actuator | 1 | Scenario 2 |  | PPK¦SelectPro¦VDI3805¦Internet_EU |  |  | R2015-2P5-S1+LR24A-SR | Characterised control valve | 1400 kPa | 350 kPa |  | EU\Inbox\Combinations\Folder..2/..3\ | 32
119791 | R2015-2P5-S1/LR24A-SR | R2015-2P5-S1/LR24A-SR |  | R2015-2P5-S1 | / | LR24A-SR | Standard actuator | 1 | Scenario 2 |  | PPK¦SelectPro¦VDI3805¦Internet_EU |  |  | R2015-2P5-S1/LR24A-SR | Characterised control valve | 1400 kPa | 350 kPa |  | EU\Inbox\Combinations\Folder..2/..3\ | 32
119792 | R2015-2P5-S1+LRC24A-SR | R2015-2P5-S1+LRC24A-SR |  | R2015-2P5-S1 | + | LRC24A-SR | Fast runner | 1 | Scenario 2 |  | PPK¦SelectPro¦VDI3805¦Internet_EU |  |  | R2015-2P5-S1+LRC24A-SR | Characterised control valve | 1400 kPa | 350 kPa |  | EU\Inbox\Combinations\Folder..2/..3\ | 33
119793 | R2015-2P5-S1/LRC24A-SR | R2015-2P5-S1/LRC24A-SR |  | R2015-2P5-S1 | / | LRC24A-SR | Fast runner | 1 | Scenario 2 |  | PPK¦SelectPro¦VDI3805¦Internet_EU |  |  | R2015-2P5-S1/LRC24A-SR | Characterised control valve | 1400 kPa | 350 kPa |  | EU\Inbox\Combinations\Folder..2/..3\ | 33
119794 | R2015-4-S1+LR24A-S | R2015-4-S1+LR24A-S |  | R2015-4-S1 | + | LR24A-S | Standard actuator | 0 | Scenario 2 |  | PPK¦SelectPro¦VDI3805¦Internet_EU |  |  | R2015-4-S1+LR24A-S | Characterised control valve | 1400 kPa | 350 kPa |  | EU\Inbox\Combinations\Folder..2/..3\ | 31
119795 | R2015-4-S1/LR24A-S | R2015-4-S1/LR24A-S |  | R2015-4-S1 | / | LR24A-S | Standard actuator | 0 | Scenario 2 |  | PPK¦SelectPro¦VDI3805¦Internet_EU |  |  | R2015-4-S1/LR24A-S | Characterised control valve | 1400 kPa | 350 kPa |  | EU\Inbox\Combinations\Folder..2/..3\ | 31
119796 | R2015-4-S1+LR24A-SR | R2015-4-S1+LR24A-SR |  | R2015-4-S1 | + | LR24A-SR | Standard actuator | 1 | Scenario 2 |  | PPK¦SelectPro¦VDI3805¦Internet_EU |  |  | R2015-4-S1+LR24A-SR | Characterised control valve | 1400 kPa | 350 kPa |  | EU\Inbox\Combinations\Folder..2/..3\ | 32
119797 | R2015-4-S1/LR24A-SR | R2015-4-S1/LR24A-SR |  | R2015-4-S1 | / | LR24A-SR | Standard actuator | 1 | Scenario 2 |  | PPK¦SelectPro¦VDI3805¦Internet_EU |  |  | R2015-4-S1/LR24A-SR | Characterised control valve | 1400 kPa | 350 kPa |  | EU\Inbox\Combinations\Folder..2/..3\ | 32
119798 | R2015-4-S1+LRC24A-SR | R2015-4-S1+LRC24A-SR |  | R2015-4-S1 | + | LRC24A-SR | Fast runner | 1 | Scenario 2 |  | PPK¦SelectPro¦VDI3805¦Internet_EU |  |  | R2015-4-S1+LRC24A-SR | Characterised control valve | 1400 kPa | 350 kPa |  | EU\Inbox\Combinations\Folder..2/..3\ | 33
119799 | R2015-4-S1/LRC24A-SR | R2015-4-S1/LRC24A-SR |  | R2015-4-S1 | / | LRC24A-SR | Fast runner | 1 | Scenario 2 |  | PPK¦SelectPro¦VDI3805¦Internet_EU |  |  | R2015-4-S1/LRC24A-SR | Characterised control valve | 1400 kPa | 350 kPa |  | EU\Inbox\Combinations\Folder..2/..3\ | 33
119820 | R3032-BL3+NR230A | R3032-BL3+NR230A |  | R3032-BL3 | + | NR230A | Standard actuator | 1 | Scenario 1 |  | PPK¦SelectPro¦VDI3805¦Internet_EU |  |  | R3032-BL3+NR230A | Change-over ball valve | 500 kPa | 350 kPa |  | EU\Inbox\Combinations\Folder..2/..3\ | 34
119821 | R3032-BL3/NR230A | R3032-BL3/NR230A |  | R3032-BL3 | / | NR230A | Standard actuator | 1 | Scenario 1 |  | PPK¦SelectPro¦VDI3805¦Internet_EU |  |  | R3032-BL3/NR230A | Change-over ball valve | 500 kPa | 350 kPa |  | EU\Inbox\Combinations\Folder..2/..3\ | 34
119822 | R3032-BL3+NR230A-S | R3032-BL3+NR230A-S |  | R3032-BL3 | + | NR230A-S | Standard actuator | 0 | Scenario 1 |  | PPK¦SelectPro¦VDI3805¦Internet_EU |  |  | R3032-BL3+NR230A-S | Change-over ball valve | 500 kPa | 350 kPa |  | EU\Inbox\Combinations\Folder..2/..3\ | 34
119823 | R3032-BL3/NR230A-S | R3032-BL3/NR230A-S |  | R3032-BL3 | / | NR230A-S | Standard actuator | 0 | Scenario 1 |  | PPK¦SelectPro¦VDI3805¦Internet_EU |  |  | R3032-BL3/NR230A-S | Change-over ball valve | 500 kPa | 350 kPa |  | EU\Inbox\Combinations\Folder..2/..3\ | 34
119824 | R3032-BL3+NR24A | R3032-BL3+NR24A |  | R3032-BL3 | + | NR24A | Standard actuator | 1 | Scenario 1 |  | PPK¦SelectPro¦VDI3805¦Internet_EU |  |  | R3032-BL3+NR24A | Change-over ball valve | 500 kPa | 350 kPa |  | EU\Inbox\Combinations\Folder..2/..3\ | 35
119825 | R3032-BL3/NR24A | R3032-BL3/NR24A |  | R3032-BL3 | / | NR24A | Standard actuator | 1 | Scenario 1 |  | PPK¦SelectPro¦VDI3805¦Internet_EU |  |  | R3032-BL3/NR24A | Change-over ball valve | 500 kPa | 350 kPa |  | EU\Inbox\Combinations\Folder..2/..3\ | 35
119826 | R3032-BL3+NR24A-S | R3032-BL3+NR24A-S |  | R3032-BL3 | + | NR24A-S | Standard actuator | 0 | Scenario 1 |  | PPK¦SelectPro¦VDI3805¦Internet_EU |  |  | R3032-BL3+NR24A-S | Change-over ball valve | 500 kPa | 350 kPa |  | EU\Inbox\Combinations\Folder..2/..3\ | 34
119827 | R3032-BL3/NR24A-S | R3032-BL3/NR24A-S |  | R3032-BL3 | / | NR24A-S | Standard actuator | 0 | Scenario 1 |  | PPK¦SelectPro¦VDI3805¦Internet_EU |  |  | R3032-BL3/NR24A-S | Change-over ball valve | 500 kPa | 350 kPa |  | EU\Inbox\Combinations\Folder..2/..3\ | 34
119828 | R3032-S3+NR230A | R3032-S3+NR230A |  | R3032-S3 | + | NR230A | Standard actuator | 1 | Scenario 1 |  | PPK¦SelectPro¦VDI3805¦Internet_EU |  |  | R3032-S3+NR230A | Change-over ball valve | 1400 kPa | 1000 kPa |  | EU\Inbox\Combinations\Folder..2/..3\ | 35
119829 | R3032-S3/NR230A | R3032-S3/NR230A |  | R3032-S3 | / | NR230A | Standard actuator | 1 | Scenario 1 |  | PPK¦SelectPro¦VDI3805¦Internet_EU |  |  | R3032-S3/NR230A | Change-over ball valve | 1400 kPa | 1000 kPa |  | EU\Inbox\Combinations\Folder..2/..3\ | 35
119830 | R3032-S3+NR230A-S | R3032-S3+NR230A-S |  | R3032-S3 | + | NR230A-S | Standard actuator | 0 | Scenario 1 |  | PPK¦SelectPro¦VDI3805¦Internet_EU |  |  | R3032-S3+NR230A-S | Change-over ball valve | 1400 kPa | 1000 kPa |  | EU\Inbox\Combinations\Folder..2/..3\ | 34
119831 | R3032-S3/NR230A-S | R3032-S3/NR230A-S |  | R3032-S3 | / | NR230A-S | Standard actuator | 0 | Scenario 1 |  | PPK¦SelectPro¦VDI3805¦Internet_EU |  |  | R3032-S3/NR230A-S | Change-over ball valve | 1400 kPa | 1000 kPa |  | EU\Inbox\Combinations\Folder..2/..3\ | 34
119832 | R3032-S3+NR24A | R3032-S3+NR24A |  | R3032-S3 | + | NR24A | Standard actuator | 1 | Scenario 1 |  | PPK¦SelectPro¦VDI3805¦Internet_EU |  |  | R3032-S3+NR24A | Change-over ball valve | 1400 kPa | 1000 kPa |  | EU\Inbox\Combinations\Folder..2/..3\ | 36
119833 | R3032-S3/NR24A | R3032-S3/NR24A |  | R3032-S3 | / | NR24A | Standard actuator | 1 | Scenario 1 |  | PPK¦SelectPro¦VDI3805¦Internet_EU |  |  | R3032-S3/NR24A | Change-over ball valve | 1400 kPa | 1000 kPa |  | EU\Inbox\Combinations\Folder..2/..3\ | 36
119834 | R3032-S3+NR24A-S | R3032-S3+NR24A-S |  | R3032-S3 | + | NR24A-S | Standard actuator | 0 | Scenario 1 |  | PPK¦SelectPro¦VDI3805¦Internet_EU |  |  | R3032-S3+NR24A-S | Change-over ball valve | 1400 kPa | 1000 kPa |  | EU\Inbox\Combinations\Folder..2/..3\ | 35
119835 | R3032-S3/NR24A-S | R3032-S3/NR24A-S |  | R3032-S3 | / | NR24A-S | Standard actuator | 0 | Scenario 1 |  | PPK¦SelectPro¦VDI3805¦Internet_EU |  |  | R3032-S3/NR24A-S | Change-over ball valve | 1400 kPa | 1000 kPa |  | EU\Inbox\Combinations\Folder..2/..3\ | 35
119836 | R3040-16-S3+NR230A | R3040-16-S3+NR230A |  | R3040-16-S3 | + | NR230A | Standard actuator | 1 | Scenario 2 |  | PPK¦SelectPro¦VDI3805¦Internet_EU |  |  | R3040-16-S3+NR230A | Characterised control valve | 1400 kPa | 350 kPa |  | EU\Inbox\Combinations\Folder..2/..3\ | 37
119837 | R3040-16-S3/NR230A | R3040-16-S3/NR230A |  | R3040-16-S3 | / | NR230A | Standard actuator | 1 | Scenario 2 |  | PPK¦SelectPro¦VDI3805¦Internet_EU |  |  | R3040-16-S3/NR230A | Characterised control valve | 1400 kPa | 350 kPa |  | EU\Inbox\Combinations\Folder..2/..3\ | 37
119838 | R3040-16-S3+NR230A-S | R3040-16-S3+NR230A-S |  | R3040-16-S3 | + | NR230A-S | Standard actuator | 0 | Scenario 2 |  | PPK¦SelectPro¦VDI3805¦Internet_EU |  |  | R3040-16-S3+NR230A-S | Characterised control valve | 1400 kPa | 350 kPa |  | EU\Inbox\Combinations\Folder..2/..3\ | 36
119839 | R3040-16-S3/NR230A-S | R3040-16-S3/NR230A-S |  | R3040-16-S3 | / | NR230A-S | Standard actuator | 0 | Scenario 2 |  | PPK¦SelectPro¦VDI3805¦Internet_EU |  |  | R3040-16-S3/NR230A-S | Characterised control valve | 1400 kPa | 350 kPa |  | EU\Inbox\Combinations\Folder..2/..3\ | 36
119840 | R3040-16-S3+NR24A | R3040-16-S3+NR24A |  | R3040-16-S3 | + | NR24A | Standard actuator | 1 | Scenario 2 |  | PPK¦SelectPro¦VDI3805¦Internet_EU |  |  | R3040-16-S3+NR24A | Characterised control valve | 1400 kPa | 350 kPa |  | EU\Inbox\Combinations\Folder..2/..3\ | 38
119841 | R3040-16-S3/NR24A | R3040-16-S3/NR24A |  | R3040-16-S3 | / | NR24A | Standard actuator | 1 | Scenario 2 |  | PPK¦SelectPro¦VDI3805¦Internet_EU |  |  | R3040-16-S3/NR24A | Characterised control valve | 1400 kPa | 350 kPa |  | EU\Inbox\Combinations\Folder..2/..3\ | 38
119844 | R3040-16-S3+NR24A-MP | R3040-16-S3+NR24A-MP |  | R3040-16-S3 | + | NR24A-MP | Communicative actuator | 0 | Scenario 2 |  | PPK¦SelectPro¦VDI3805¦Internet_EU |  |  | R3040-16-S3+NR24A-MP | Characterised control valve | 1400 kPa | 350 kPa |  | EU\Inbox\Combinations\Folder..2/..3\ | 37
119845 | R3040-16-S3/NR24A-MP | R3040-16-S3/NR24A-MP |  | R3040-16-S3 | / | NR24A-MP | Communicative actuator | 0 | Scenario 2 |  | PPK¦SelectPro¦VDI3805¦Internet_EU |  |  | R3040-16-S3/NR24A-MP | Characterised control valve | 1400 kPa | 350 kPa |  | EU\Inbox\Combinations\Folder..2/..3\ | 37
119846 | R3040-16-S3+NR24A-S | R3040-16-S3+NR24A-S |  | R3040-16-S3 | + | NR24A-S | Standard actuator | 0 | Scenario 2 |  | PPK¦SelectPro¦VDI3805¦Internet_EU |  |  | R3040-16-S3+NR24A-S | Characterised control valve | 1400 kPa | 350 kPa |  | EU\Inbox\Combinations\Folder..2/..3\ | 37
119847 | R3040-16-S3/NR24A-S | R3040-16-S3/NR24A-S |  | R3040-16-S3 | / | NR24A-S | Standard actuator | 0 | Scenario 2 |  | PPK¦SelectPro¦VDI3805¦Internet_EU |  |  | R3040-16-S3/NR24A-S | Characterised control valve | 1400 kPa | 350 kPa |  | EU\Inbox\Combinations\Folder..2/..3\ | 37
119848 | R3040-16-S3+NR24A-SR | R3040-16-S3+NR24A-SR |  | R3040-16-S3 | + | NR24A-SR | Standard actuator | 1 | Scenario 2 |  | PPK¦SelectPro¦VDI3805¦Internet_EU |  |  | R3040-16-S3+NR24A-SR | Characterised control valve | 1400 kPa | 350 kPa |  | EU\Inbox\Combinations\Folder..2/..3\ | 38
119849 | R3040-16-S3/NR24A-SR | R3040-16-S3/NR24A-SR |  | R3040-16-S3 | / | NR24A-SR | Standard actuator | 1 | Scenario 2 |  | PPK¦SelectPro¦VDI3805¦Internet_EU |  |  | R3040-16-S3/NR24A-SR | Characterised control valve | 1400 kPa | 350 kPa |  | EU\Inbox\Combinations\Folder..2/..3\ | 38
119852 | R3040-16-S3+NRC24A-SR | R3040-16-S3+NRC24A-SR |  | R3040-16-S3 | + | NRC24A-SR | Fast runner | 1 | Scenario 2 |  | PPK¦SelectPro¦VDI3805¦Internet_EU |  |  | R3040-16-S3+NRC24A-SR | Characterised control valve | 1400 kPa | 350 kPa |  | EU\Inbox\Combinations\Folder..2/..3\ | 37
119853 | R3040-16-S3/NRC24A-SR | R3040-16-S3/NRC24A-SR |  | R3040-16-S3 | / | NRC24A-SR | Fast runner | 1 | Scenario 2 |  | PPK¦SelectPro¦VDI3805¦Internet_EU |  |  | R3040-16-S3/NRC24A-SR | Characterised control valve | 1400 kPa | 350 kPa |  | EU\Inbox\Combinations\Folder..2/..3\ | 37
119854 | R3040-BL3+NR230A | R3040-BL3+NR230A |  | R3040-BL3 | + | NR230A | Standard actuator | 1 | Scenario 1 |  | PPK¦SelectPro¦VDI3805¦Internet_EU |  |  | R3040-BL3+NR230A | Change-over ball valve | 500 kPa | 350 kPa |  | EU\Inbox\Combinations\Folder..2/..3\ | 34
119855 | R3040-BL3/NR230A | R3040-BL3/NR230A |  | R3040-BL3 | / | NR230A | Standard actuator | 1 | Scenario 1 |  | PPK¦SelectPro¦VDI3805¦Internet_EU |  |  | R3040-BL3/NR230A | Change-over ball valve | 500 kPa | 350 kPa |  | EU\Inbox\Combinations\Folder..2/..3\ | 34
119856 | R3040-BL3+NR230A-S | R3040-BL3+NR230A-S |  | R3040-BL3 | + | NR230A-S | Standard actuator | 0 | Scenario 1 |  | PPK¦SelectPro¦VDI3805¦Internet_EU |  |  | R3040-BL3+NR230A-S | Change-over ball valve | 500 kPa | 350 kPa |  | EU\Inbox\Combinations\Folder..2/..3\ | 33
119857 | R3040-BL3/NR230A-S | R3040-BL3/NR230A-S |  | R3040-BL3 | / | NR230A-S | Standard actuator | 0 | Scenario 1 |  | PPK¦SelectPro¦VDI3805¦Internet_EU |  |  | R3040-BL3/NR230A-S | Change-over ball valve | 500 kPa | 350 kPa |  | EU\Inbox\Combinations\Folder..2/..3\ | 33
119858 | R3040-BL3+NR24A | R3040-BL3+NR24A |  | R3040-BL3 | + | NR24A | Standard actuator | 1 | Scenario 1 |  | PPK¦SelectPro¦VDI3805¦Internet_EU |  |  | R3040-BL3+NR24A | Change-over ball valve | 500 kPa | 350 kPa |  | EU\Inbox\Combinations\Folder..2/..3\ | 35
119859 | R3040-BL3/NR24A | R3040-BL3/NR24A |  | R3040-BL3 | / | NR24A | Standard actuator | 1 | Scenario 1 |  | PPK¦SelectPro¦VDI3805¦Internet_EU |  |  | R3040-BL3/NR24A | Change-over ball valve | 500 kPa | 350 kPa |  | EU\Inbox\Combinations\Folder..2/..3\ | 35
119860 | R3040-BL3+NR24A-S | R3040-BL3+NR24A-S |  | R3040-BL3 | + | NR24A-S | Standard actuator | 0 | Scenario 1 |  | PPK¦SelectPro¦VDI3805¦Internet_EU |  |  | R3040-BL3+NR24A-S | Change-over ball valve | 500 kPa | 350 kPa |  | EU\Inbox\Combinations\Folder..2/..3\ | 34
119861 | R3040-BL3/NR24A-S | R3040-BL3/NR24A-S |  | R3040-BL3 | / | NR24A-S | Standard actuator | 0 | Scenario 1 |  | PPK¦SelectPro¦VDI3805¦Internet_EU |  |  | R3040-BL3/NR24A-S | Change-over ball valve | 500 kPa | 350 kPa |  | EU\Inbox\Combinations\Folder..2/..3\ | 34
119862 | R3040-S3+NR230A | R3040-S3+NR230A |  | R3040-S3 | + | NR230A | Standard actuator | 1 | Scenario 1 |  | PPK¦SelectPro¦VDI3805¦Internet_EU |  |  | R3040-S3+NR230A | Change-over ball valve | 1400 kPa | 1000 kPa |  | EU\Inbox\Combinations\Folder..2/..3\ | 35
119863 | R3040-S3/NR230A | R3040-S3/NR230A |  | R3040-S3 | / | NR230A | Standard actuator | 1 | Scenario 1 |  | PPK¦SelectPro¦VDI3805¦Internet_EU |  |  | R3040-S3/NR230A | Change-over ball valve | 1400 kPa | 1000 kPa |  | EU\Inbox\Combinations\Folder..2/..3\ | 35
119864 | R3040-S3+NR230A-S | R3040-S3+NR230A-S |  | R3040-S3 | + | NR230A-S | Standard actuator | 0 | Scenario 1 |  | PPK¦SelectPro¦VDI3805¦Internet_EU |  |  | R3040-S3+NR230A-S | Change-over ball valve | 1400 kPa | 1000 kPa |  | EU\Inbox\Combinations\Folder..2/..3\ | 34
119865 | R3040-S3/NR230A-S | R3040-S3/NR230A-S |  | R3040-S3 | / | NR230A-S | Standard actuator | 0 | Scenario 1 |  | PPK¦SelectPro¦VDI3805¦Internet_EU |  |  | R3040-S3/NR230A-S | Change-over ball valve | 1400 kPa | 1000 kPa |  | EU\Inbox\Combinations\Folder..2/..3\ | 34
119866 | R3040-S3+NR24A | R3040-S3+NR24A |  | R3040-S3 | + | NR24A | Standard actuator | 1 | Scenario 1 |  | PPK¦SelectPro¦VDI3805¦Internet_EU |  |  | R3040-S3+NR24A | Change-over ball valve | 1400 kPa | 1000 kPa |  | EU\Inbox\Combinations\Folder..2/..3\ | 36
119867 | R3040-S3/NR24A | R3040-S3/NR24A |  | R3040-S3 | / | NR24A | Standard actuator | 1 | Scenario 1 |  | PPK¦SelectPro¦VDI3805¦Internet_EU |  |  | R3040-S3/NR24A | Change-over ball valve | 1400 kPa | 1000 kPa |  | EU\Inbox\Combinations\Folder..2/..3\ | 36
119868 | R3040-S3+NR24A-S | R3040-S3+NR24A-S |  | R3040-S3 | + | NR24A-S | Standard actuator | 0 | Scenario 1 |  | PPK¦SelectPro¦VDI3805¦Internet_EU |  |  | R3040-S3+NR24A-S | Change-over ball valve | 1400 kPa | 1000 kPa |  | EU\Inbox\Combinations\Folder..2/..3\ | 35
119869 | R3040-S3/NR24A-S | R3040-S3/NR24A-S |  | R3040-S3 | / | NR24A-S | Standard actuator | 0 | Scenario 1 |  | PPK¦SelectPro¦VDI3805¦Internet_EU |  |  | R3040-S3/NR24A-S | Change-over ball valve | 1400 kPa | 1000 kPa |  | EU\Inbox\Combinations\Folder..2/..3\ | 35
119870 | R3050-BL3+NR230A | R3050-BL3+NR230A |  | R3050-BL3 | + | NR230A | Standard actuator | 1 | Scenario 1 |  | PPK¦SelectPro¦VDI3805¦Internet_EU |  |  | R3050-BL3+NR230A | Change-over ball valve | 500 kPa | 350 kPa |  | EU\Inbox\Combinations\Folder..2/..3\ | 33
119871 | R3050-BL3/NR230A | R3050-BL3/NR230A |  | R3050-BL3 | / | NR230A | Standard actuator | 1 | Scenario 1 |  | PPK¦SelectPro¦VDI3805¦Internet_EU |  |  | R3050-BL3/NR230A | Change-over ball valve | 500 kPa | 350 kPa |  | EU\Inbox\Combinations\Folder..2/..3\ | 33
119872 | R3050-BL3+NR230A-S | R3050-BL3+NR230A-S |  | R3050-BL3 | + | NR230A-S | Standard actuator | 0 | Scenario 1 |  | PPK¦SelectPro¦VDI3805¦Internet_EU |  |  | R3050-BL3+NR230A-S | Change-over ball valve | 500 kPa | 350 kPa |  | EU\Inbox\Combinations\Folder..2/..3\ | 32
119873 | R3050-BL3/NR230A-S | R3050-BL3/NR230A-S |  | R3050-BL3 | / | NR230A-S | Standard actuator | 0 | Scenario 1 |  | PPK¦SelectPro¦VDI3805¦Internet_EU |  |  | R3050-BL3/NR230A-S | Change-over ball valve | 500 kPa | 350 kPa |  | EU\Inbox\Combinations\Folder..2/..3\ | 32
119874 | R3050-BL3+NR24A | R3050-BL3+NR24A |  | R3050-BL3 | + | NR24A | Standard actuator | 1 | Scenario 1 |  | PPK¦SelectPro¦VDI3805¦Internet_EU |  |  | R3050-BL3+NR24A | Change-over ball valve | 500 kPa | 350 kPa |  | EU\Inbox\Combinations\Folder..2/..3\ | 34
119875 | R3050-BL3/NR24A | R3050-BL3/NR24A |  | R3050-BL3 | / | NR24A | Standard actuator | 1 | Scenario 1 |  | PPK¦SelectPro¦VDI3805¦Internet_EU |  |  | R3050-BL3/NR24A | Change-over ball valve | 500 kPa | 350 kPa |  | EU\Inbox\Combinations\Folder..2/..3\ | 34
119876 | R3050-BL3+NR24A-S | R3050-BL3+NR24A-S |  | R3050-BL3 | + | NR24A-S | Standard actuator | 0 | Scenario 1 |  | PPK¦SelectPro¦VDI3805¦Internet_EU |  |  | R3050-BL3+NR24A-S | Change-over ball valve | 500 kPa | 350 kPa |  | EU\Inbox\Combinations\Folder..2/..3\ | 33
119877 | R3050-BL3/NR24A-S | R3050-BL3/NR24A-S |  | R3050-BL3 | / | NR24A-S | Standard actuator | 0 | Scenario 1 |  | PPK¦SelectPro¦VDI3805¦Internet_EU |  |  | R3050-BL3/NR24A-S | Change-over ball valve | 500 kPa | 350 kPa |  | EU\Inbox\Combinations\Folder..2/..3\ | 33
119946 | R2015-P25-S1+LR24A-S | R2015-P25-S1+LR24A-S |  | R2015-P25-S1 | + | LR24A-S | Standard actuator | 0 | Scenario 2 |  | PPK¦SelectPro¦VDI3805¦Internet_EU |  |  | R2015-P25-S1+LR24A-S | Characterised control valve | 1400 kPa | 350 kPa |  | EU\Inbox\Combinations\Folder..2/..3\ | 31
119947 | R2015-P25-S1/LR24A-S | R2015-P25-S1/LR24A-S |  | R2015-P25-S1 | / | LR24A-S | Standard actuator | 0 | Scenario 2 |  | PPK¦SelectPro¦VDI3805¦Internet_EU |  |  | R2015-P25-S1/LR24A-S | Characterised control valve | 1400 kPa | 350 kPa |  | EU\Inbox\Combinations\Folder..2/..3\ | 31
119948 | R2015-P25-S1+LR24A-SR | R2015-P25-S1+LR24A-SR |  | R2015-P25-S1 | + | LR24A-SR | Standard actuator | 1 | Scenario 2 |  | PPK¦SelectPro¦VDI3805¦Internet_EU |  |  | R2015-P25-S1+LR24A-SR | Characterised control valve | 1400 kPa | 350 kPa |  | EU\Inbox\Combinations\Folder..2/..3\ | 32
119949 | R2015-P25-S1/LR24A-SR | R2015-P25-S1/LR24A-SR |  | R2015-P25-S1 | / | LR24A-SR | Standard actuator | 1 | Scenario 2 |  | PPK¦SelectPro¦VDI3805¦Internet_EU |  |  | R2015-P25-S1/LR24A-SR | Characterised control valve | 1400 kPa | 350 kPa |  | EU\Inbox\Combinations\Folder..2/..3\ | 32
119950 | R2015-P25-S1+LRC24A-SR | R2015-P25-S1+LRC24A-SR |  | R2015-P25-S1 | + | LRC24A-SR | Fast runner | 1 | Scenario 2 |  | PPK¦SelectPro¦VDI3805¦Internet_EU |  |  | R2015-P25-S1+LRC24A-SR | Characterised control valve | 1400 kPa | 350 kPa |  | EU\Inbox\Combinations\Folder..2/..3\ | 33
119951 | R2015-P25-S1/LRC24A-SR | R2015-P25-S1/LRC24A-SR |  | R2015-P25-S1 | / | LRC24A-SR | Fast runner | 1 | Scenario 2 |  | PPK¦SelectPro¦VDI3805¦Internet_EU |  |  | R2015-P25-S1/LRC24A-SR | Characterised control valve | 1400 kPa | 350 kPa |  | EU\Inbox\Combinations\Folder..2/..3\ | 33
119952 | R2015-P4-S1+LR24A-S | R2015-P4-S1+LR24A-S |  | R2015-P4-S1 | + | LR24A-S | Standard actuator | 0 | Scenario 2 |  | PPK¦SelectPro¦VDI3805¦Internet_EU |  |  | R2015-P4-S1+LR24A-S | Characterised control valve | 1400 kPa | 350 kPa |  | EU\Inbox\Combinations\Folder..2/..3\ | 31
119953 | R2015-P4-S1/LR24A-S | R2015-P4-S1/LR24A-S |  | R2015-P4-S1 | / | LR24A-S | Standard actuator | 0 | Scenario 2 |  | PPK¦SelectPro¦VDI3805¦Internet_EU |  |  | R2015-P4-S1/LR24A-S | Characterised control valve | 1400 kPa | 350 kPa |  | EU\Inbox\Combinations\Folder..2/..3\ | 31
119954 | R2015-P4-S1+LR24A-SR | R2015-P4-S1+LR24A-SR |  | R2015-P4-S1 | + | LR24A-SR | Standard actuator | 1 | Scenario 2 |  | PPK¦SelectPro¦VDI3805¦Internet_EU |  |  | R2015-P4-S1+LR24A-SR | Characterised control valve | 1400 kPa | 350 kPa |  | EU\Inbox\Combinations\Folder..2/..3\ | 32
119955 | R2015-P4-S1/LR24A-SR | R2015-P4-S1/LR24A-SR |  | R2015-P4-S1 | / | LR24A-SR | Standard actuator | 1 | Scenario 2 |  | PPK¦SelectPro¦VDI3805¦Internet_EU |  |  | R2015-P4-S1/LR24A-SR | Characterised control valve | 1400 kPa | 350 kPa |  | EU\Inbox\Combinations\Folder..2/..3\ | 32
119956 | R2015-P4-S1+LRC24A-SR | R2015-P4-S1+LRC24A-SR |  | R2015-P4-S1 | + | LRC24A-SR | Fast runner | 1 | Scenario 2 |  | PPK¦SelectPro¦VDI3805¦Internet_EU |  |  | R2015-P4-S1+LRC24A-SR | Characterised control valve | 1400 kPa | 350 kPa |  | EU\Inbox\Combinations\Folder..2/..3\ | 33
119957 | R2015-P4-S1/LRC24A-SR | R2015-P4-S1/LRC24A-SR |  | R2015-P4-S1 | / | LRC24A-SR | Fast runner | 1 | Scenario 2 |  | PPK¦SelectPro¦VDI3805¦Internet_EU |  |  | R2015-P4-S1/LRC24A-SR | Characterised control valve | 1400 kPa | 350 kPa |  | EU\Inbox\Combinations\Folder..2/..3\ | 33
119958 | R2015-P63-S1+LR24A-S | R2015-P63-S1+LR24A-S |  | R2015-P63-S1 | + | LR24A-S | Standard actuator | 0 | Scenario 2 |  | PPK¦SelectPro¦VDI3805¦Internet_EU |  |  | R2015-P63-S1+LR24A-S | Characterised control valve | 1400 kPa | 350 kPa |  | EU\Inbox\Combinations\Folder..2/..3\ | 31
119959 | R2015-P63-S1/LR24A-S | R2015-P63-S1/LR24A-S |  | R2015-P63-S1 | / | LR24A-S | Standard actuator | 0 | Scenario 2 |  | PPK¦SelectPro¦VDI3805¦Internet_EU |  |  | R2015-P63-S1/LR24A-S | Characterised control valve | 1400 kPa | 350 kPa |  | EU\Inbox\Combinations\Folder..2/..3\ | 31
119960 | R2015-P63-S1+LR24A-SR | R2015-P63-S1+LR24A-SR |  | R2015-P63-S1 | + | LR24A-SR | Standard actuator | 1 | Scenario 2 |  | PPK¦SelectPro¦VDI3805¦Internet_EU |  |  | R2015-P63-S1+LR24A-SR | Characterised control valve | 1400 kPa | 350 kPa |  | EU\Inbox\Combinations\Folder..2/..3\ | 32
119961 | R2015-P63-S1/LR24A-SR | R2015-P63-S1/LR24A-SR |  | R2015-P63-S1 | / | LR24A-SR | Standard actuator | 1 | Scenario 2 |  | PPK¦SelectPro¦VDI3805¦Internet_EU |  |  | R2015-P63-S1/LR24A-SR | Characterised control valve | 1400 kPa | 350 kPa |  | EU\Inbox\Combinations\Folder..2/..3\ | 32
119962 | R2015-P63-S1+LRC24A-SR | R2015-P63-S1+LRC24A-SR |  | R2015-P63-S1 | + | LRC24A-SR | Fast runner | 1 | Scenario 2 |  | PPK¦SelectPro¦VDI3805¦Internet_EU |  |  | R2015-P63-S1+LRC24A-SR | Characterised control valve | 1400 kPa | 350 kPa |  | EU\Inbox\Combinations\Folder..2/..3\ | 33
119963 | R2015-P63-S1/LRC24A-SR | R2015-P63-S1/LRC24A-SR |  | R2015-P63-S1 | / | LRC24A-SR | Fast runner | 1 | Scenario 2 |  | PPK¦SelectPro¦VDI3805¦Internet_EU |  |  | R2015-P63-S1/LRC24A-SR | Characterised control valve | 1400 kPa | 350 kPa |  | EU\Inbox\Combinations\Folder..2/..3\ | 33
119964 | R2015-S1+LR24A-S | R2015-S1+LR24A-S |  | R2015-S1 | + | LR24A-S | Standard actuator | 0 | Scenario 1 |  | PPK¦SelectPro¦VDI3805¦Internet_EU |  |  | R2015-S1+LR24A-S | Open-close ball valve | 1400 kPa | 1000 kPa |  | EU\Inbox\Combinations\Folder..2/..3\ | 32
119965 | R2015-S1/LR24A-S | R2015-S1/LR24A-S |  | R2015-S1 | / | LR24A-S | Standard actuator | 0 | Scenario 1 |  | PPK¦SelectPro¦VDI3805¦Internet_EU |  |  | R2015-S1/LR24A-S | Open-close ball valve | 1400 kPa | 1000 kPa |  | EU\Inbox\Combinations\Folder..2/..3\ | 32
119966 | R2020-4-S2+LR24A-S | R2020-4-S2+LR24A-S |  | R2020-4-S2 | + | LR24A-S | Standard actuator | 0 | Scenario 2 |  | PPK¦SelectPro¦VDI3805¦Internet_EU |  |  | R2020-4-S2+LR24A-S | Characterised control valve | 1400 kPa | 350 kPa |  | EU\Inbox\Combinations\Folder..2/..3\ | 32
119967 | R2020-4-S2/LR24A-S | R2020-4-S2/LR24A-S |  | R2020-4-S2 | / | LR24A-S | Standard actuator | 0 | Scenario 2 |  | PPK¦SelectPro¦VDI3805¦Internet_EU |  |  | R2020-4-S2/LR24A-S | Characterised control valve | 1400 kPa | 350 kPa |  | EU\Inbox\Combinations\Folder..2/..3\ | 32
119968 | R2020-4-S2+LR24A-SR | R2020-4-S2+LR24A-SR |  | R2020-4-S2 | + | LR24A-SR | Standard actuator | 1 | Scenario 2 |  | PPK¦SelectPro¦VDI3805¦Internet_EU |  |  | R2020-4-S2+LR24A-SR | Characterised control valve | 1400 kPa | 350 kPa |  | EU\Inbox\Combinations\Folder..2/..3\ | 33
119969 | R2020-4-S2/LR24A-SR | R2020-4-S2/LR24A-SR |  | R2020-4-S2 | / | LR24A-SR | Standard actuator | 1 | Scenario 2 |  | PPK¦SelectPro¦VDI3805¦Internet_EU |  |  | R2020-4-S2/LR24A-SR | Characterised control valve | 1400 kPa | 350 kPa |  | EU\Inbox\Combinations\Folder..2/..3\ | 33
119970 | R2020-4-S2+LRC24A-SR | R2020-4-S2+LRC24A-SR |  | R2020-4-S2 | + | LRC24A-SR | Fast runner | 1 | Scenario 2 |  | PPK¦SelectPro¦VDI3805¦Internet_EU |  |  | R2020-4-S2+LRC24A-SR | Characterised control valve | 1400 kPa | 350 kPa |  | EU\Inbox\Combinations\Folder..2/..3\ | 33
119971 | R2020-4-S2/LRC24A-SR | R2020-4-S2/LRC24A-SR |  | R2020-4-S2 | / | LRC24A-SR | Fast runner | 1 | Scenario 2 |  | PPK¦SelectPro¦VDI3805¦Internet_EU |  |  | R2020-4-S2/LRC24A-SR | Characterised control valve | 1400 kPa | 350 kPa |  | EU\Inbox\Combinations\Folder..2/..3\ | 33
119978 | R2020-8P6-S2+LR24A-S | R2020-8P6-S2+LR24A-S |  | R2020-8P6-S2 | + | LR24A-S | Standard actuator | 0 | Scenario 2 |  | PPK¦SelectPro¦VDI3805¦Internet_EU |  |  | R2020-8P6-S2+LR24A-S | Characterised control valve | 1400 kPa | 350 kPa |  | EU\Inbox\Combinations\Folder..2/..3\ | 32
119979 | R2020-8P6-S2/LR24A-S | R2020-8P6-S2/LR24A-S |  | R2020-8P6-S2 | / | LR24A-S | Standard actuator | 0 | Scenario 2 |  | PPK¦SelectPro¦VDI3805¦Internet_EU |  |  | R2020-8P6-S2/LR24A-S | Characterised control valve | 1400 kPa | 350 kPa |  | EU\Inbox\Combinations\Folder..2/..3\ | 32
119980 | R2020-8P6-S2+LR24A-SR | R2020-8P6-S2+LR24A-SR |  | R2020-8P6-S2 | + | LR24A-SR | Standard actuator | 1 | Scenario 2 |  | PPK¦SelectPro¦VDI3805¦Internet_EU |  |  | R2020-8P6-S2+LR24A-SR | Characterised control valve | 1400 kPa | 350 kPa |  | EU\Inbox\Combinations\Folder..2/..3\ | 33
119981 | R2020-8P6-S2/LR24A-SR | R2020-8P6-S2/LR24A-SR |  | R2020-8P6-S2 | / | LR24A-SR | Standard actuator | 1 | Scenario 2 |  | PPK¦SelectPro¦VDI3805¦Internet_EU |  |  | R2020-8P6-S2/LR24A-SR | Characterised control valve | 1400 kPa | 350 kPa |  | EU\Inbox\Combinations\Folder..2/..3\ | 33
119982 | R2020-8P6-S2+LRC24A-SR | R2020-8P6-S2+LRC24A-SR |  | R2020-8P6-S2 | + | LRC24A-SR | Fast runner | 1 | Scenario 2 |  | PPK¦SelectPro¦VDI3805¦Internet_EU |  |  | R2020-8P6-S2+LRC24A-SR | Characterised control valve | 1400 kPa | 350 kPa |  | EU\Inbox\Combinations\Folder..2/..3\ | 33
119983 | R2020-8P6-S2/LRC24A-SR | R2020-8P6-S2/LRC24A-SR |  | R2020-8P6-S2 | / | LRC24A-SR | Fast runner | 1 | Scenario 2 |  | PPK¦SelectPro¦VDI3805¦Internet_EU |  |  | R2020-8P6-S2/LRC24A-SR | Characterised control valve | 1400 kPa | 350 kPa |  | EU\Inbox\Combinations\Folder..2/..3\ | 33
119984 | R2020-S2+LR24A-S | R2020-S2+LR24A-S |  | R2020-S2 | + | LR24A-S | Standard actuator | 0 | Scenario 1 |  | PPK¦SelectPro¦VDI3805¦Internet_EU |  |  | R2020-S2+LR24A-S | Open-close ball valve | 1400 kPa | 1000 kPa |  | EU\Inbox\Combinations\Folder..2/..3\ | 33
119985 | R2020-S2/LR24A-S | R2020-S2/LR24A-S |  | R2020-S2 | / | LR24A-S | Standard actuator | 0 | Scenario 1 |  | PPK¦SelectPro¦VDI3805¦Internet_EU |  |  | R2020-S2/LR24A-S | Open-close ball valve | 1400 kPa | 1000 kPa |  | EU\Inbox\Combinations\Folder..2/..3\ | 33
119986 | R2025-10-S2+LR24A-S | R2025-10-S2+LR24A-S |  | R2025-10-S2 | + | LR24A-S | Standard actuator | 0 | Scenario 2 |  | PPK¦SelectPro¦VDI3805¦Internet_EU |  |  | R2025-10-S2+LR24A-S | Characterised control valve | 1400 kPa | 350 kPa |  | EU\Inbox\Combinations\Folder..2/..3\ | 33
119987 | R2025-10-S2/LR24A-S | R2025-10-S2/LR24A-S |  | R2025-10-S2 | / | LR24A-S | Standard actuator | 0 | Scenario 2 |  | PPK¦SelectPro¦VDI3805¦Internet_EU |  |  | R2025-10-S2/LR24A-S | Characterised control valve | 1400 kPa | 350 kPa |  | EU\Inbox\Combinations\Folder..2/..3\ | 35
119988 | R2025-10-S2+LR24A-SR | R2025-10-S2+LR24A-SR |  | R2025-10-S2 | + | LR24A-SR | Standard actuator | 1 | Scenario 2 |  | PPK¦SelectPro¦VDI3805¦Internet_EU |  |  | R2025-10-S2+LR24A-SR | Characterised control valve | 1400 kPa | 350 kPa |  | EU\Inbox\Combinations\Folder..2/..3\ | 34
119989 | R2025-10-S2/LR24A-SR | R2025-10-S2/LR24A-SR |  | R2025-10-S2 | / | LR24A-SR | Standard actuator | 1 | Scenario 2 |  | PPK¦SelectPro¦VDI3805¦Internet_EU |  |  | R2025-10-S2/LR24A-SR | Characterised control valve | 1400 kPa | 350 kPa |  | EU\Inbox\Combinations\Folder..2/..3\ | 34
119990 | R2025-10-S2+LRC24A-SR | R2025-10-S2+LRC24A-SR |  | R2025-10-S2 | + | LRC24A-SR | Fast runner | 1 | Scenario 2 |  | PPK¦SelectPro¦VDI3805¦Internet_EU |  |  | R2025-10-S2+LRC24A-SR | Characterised control valve | 1400 kPa | 350 kPa |  | EU\Inbox\Combinations\Folder..2/..3\ | 34
119991 | R2025-10-S2/LRC24A-SR | R2025-10-S2/LRC24A-SR |  | R2025-10-S2 | / | LRC24A-SR | Fast runner | 1 | Scenario 2 |  | PPK¦SelectPro¦VDI3805¦Internet_EU |  |  | R2025-10-S2/LRC24A-SR | Characterised control valve | 1400 kPa | 350 kPa |  | EU\Inbox\Combinations\Folder..2/..3\ | 34
119992 | R2025-16-S2+LR24A-S | R2025-16-S2+LR24A-S |  | R2025-16-S2 | + | LR24A-S | Standard actuator | 0 | Scenario 2 |  | PPK¦SelectPro¦VDI3805¦Internet_EU |  |  | R2025-16-S2+LR24A-S | Characterised control valve | 1400 kPa | 350 kPa |  | EU\Inbox\Combinations\Folder..2/..3\ | 32
119993 | R2025-16-S2/LR24A-S | R2025-16-S2/LR24A-S |  | R2025-16-S2 | / | LR24A-S | Standard actuator | 0 | Scenario 2 |  | PPK¦SelectPro¦VDI3805¦Internet_EU |  |  | R2025-16-S2/LR24A-S | Characterised control valve | 1400 kPa | 350 kPa |  | EU\Inbox\Combinations\Folder..2/..3\ | 32
119994 | R2025-16-S2+LR24A-SR | R2025-16-S2+LR24A-SR |  | R2025-16-S2 | + | LR24A-SR | Standard actuator | 1 | Scenario 2 |  | PPK¦SelectPro¦VDI3805¦Internet_EU |  |  | R2025-16-S2+LR24A-SR | Characterised control valve | 1400 kPa | 350 kPa |  | EU\Inbox\Combinations\Folder..2/..3\ | 33
119995 | R2025-16-S2/LR24A-SR | R2025-16-S2/LR24A-SR |  | R2025-16-S2 | / | LR24A-SR | Standard actuator | 1 | Scenario 2 |  | PPK¦SelectPro¦VDI3805¦Internet_EU |  |  | R2025-16-S2/LR24A-SR | Characterised control valve | 1400 kPa | 350 kPa |  | EU\Inbox\Combinations\Folder..2/..3\ | 33
119996 | R2025-16-S2+LRC24A-SR | R2025-16-S2+LRC24A-SR |  | R2025-16-S2 | + | LRC24A-SR | Fast runner | 1 | Scenario 2 |  | PPK¦SelectPro¦VDI3805¦Internet_EU |  |  | R2025-16-S2+LRC24A-SR | Characterised control valve | 1400 kPa | 350 kPa |  | EU\Inbox\Combinations\Folder..2/..3\ | 33
119997 | R2025-16-S2/LRC24A-SR | R2025-16-S2/LRC24A-SR |  | R2025-16-S2 | / | LRC24A-SR | Fast runner | 1 | Scenario 2 |  | PPK¦SelectPro¦VDI3805¦Internet_EU |  |  | R2025-16-S2/LRC24A-SR | Characterised control valve | 1400 kPa | 350 kPa |  | EU\Inbox\Combinations\Folder..2/..3\ | 33
120004 | R2025-S2+LR24A-S | R2025-S2+LR24A-S |  | R2025-S2 | + | LR24A-S | Standard actuator | 0 | Scenario 1 |  | PPK¦SelectPro¦VDI3805¦Internet_EU |  |  | R2025-S2+LR24A-S | Open-close ball valve | 1400 kPa | 1000 kPa |  | EU\Inbox\Combinations\Folder..2/..3\ | 35
120005 | R2025-S2/LR24A-S | R2025-S2/LR24A-S |  | R2025-S2 | / | LR24A-S | Standard actuator | 0 | Scenario 1 |  | PPK¦SelectPro¦VDI3805¦Internet_EU |  |  | R2025-S2/LR24A-S | Open-close ball valve | 1400 kPa | 1000 kPa |  | EU\Inbox\Combinations\Folder..2/..3\ | 33
120006 | R3015-1-S1+LR24A-S | R3015-1-S1+LR24A-S |  | R3015-1-S1 | + | LR24A-S | Standard actuator | 0 | Scenario 2 |  | PPK¦SelectPro¦VDI3805¦Internet_EU |  |  | R3015-1-S1+LR24A-S | Characterised control valve | 1400 kPa | 350 kPa |  | EU\Inbox\Combinations\Folder..2/..3\ | 32
120007 | R3015-1-S1/LR24A-S | R3015-1-S1/LR24A-S |  | R3015-1-S1 | / | LR24A-S | Standard actuator | 0 | Scenario 2 |  | PPK¦SelectPro¦VDI3805¦Internet_EU |  |  | R3015-1-S1/LR24A-S | Characterised control valve | 1400 kPa | 350 kPa |  | EU\Inbox\Combinations\Folder..2/..3\ | 32
120008 | R3015-1-S1+LR24A-SR | R3015-1-S1+LR24A-SR |  | R3015-1-S1 | + | LR24A-SR | Standard actuator | 1 | Scenario 2 |  | PPK¦SelectPro¦VDI3805¦Internet_EU |  |  | R3015-1-S1+LR24A-SR | Characterised control valve | 1400 kPa | 350 kPa |  | EU\Inbox\Combinations\Folder..2/..3\ | 33
120009 | R3015-1-S1/LR24A-SR | R3015-1-S1/LR24A-SR |  | R3015-1-S1 | / | LR24A-SR | Standard actuator | 1 | Scenario 2 |  | PPK¦SelectPro¦VDI3805¦Internet_EU |  |  | R3015-1-S1/LR24A-SR | Characterised control valve | 1400 kPa | 350 kPa |  | EU\Inbox\Combinations\Folder..2/..3\ | 33
120010 | R3015-1-S1+LRC24A-SR | R3015-1-S1+LRC24A-SR |  | R3015-1-S1 | + | LRC24A-SR | Fast runner | 1 | Scenario 2 |  | PPK¦SelectPro¦VDI3805¦Internet_EU |  |  | R3015-1-S1+LRC24A-SR | Characterised control valve | 1400 kPa | 350 kPa |  | EU\Inbox\Combinations\Folder..2/..3\ | 33
120011 | R3015-1-S1/LRC24A-SR | R3015-1-S1/LRC24A-SR |  | R3015-1-S1 | / | LRC24A-SR | Fast runner | 1 | Scenario 2 |  | PPK¦SelectPro¦VDI3805¦Internet_EU |  |  | R3015-1-S1/LRC24A-SR | Characterised control valve | 1400 kPa | 350 kPa |  | EU\Inbox\Combinations\Folder..2/..3\ | 33
120012 | R3015-1P6-S1+LR24A-S | R3015-1P6-S1+LR24A-S |  | R3015-1P6-S1 | + | LR24A-S | Standard actuator | 0 | Scenario 2 |  | PPK¦SelectPro¦VDI3805¦Internet_EU |  |  | R3015-1P6-S1+LR24A-S | Characterised control valve | 1400 kPa | 350 kPa |  | EU\Inbox\Combinations\Folder..2/..3\ | 32
120013 | R3015-1P6-S1/LR24A-S | R3015-1P6-S1/LR24A-S |  | R3015-1P6-S1 | / | LR24A-S | Standard actuator | 0 | Scenario 2 |  | PPK¦SelectPro¦VDI3805¦Internet_EU |  |  | R3015-1P6-S1/LR24A-S | Characterised control valve | 1400 kPa | 350 kPa |  | EU\Inbox\Combinations\Folder..2/..3\ | 32
120014 | R3015-1P6-S1+LR24A-SR | R3015-1P6-S1+LR24A-SR |  | R3015-1P6-S1 | + | LR24A-SR | Standard actuator | 1 | Scenario 2 |  | PPK¦SelectPro¦VDI3805¦Internet_EU |  |  | R3015-1P6-S1+LR24A-SR | Characterised control valve | 1400 kPa | 350 kPa |  | EU\Inbox\Combinations\Folder..2/..3\ | 33
120015 | R3015-1P6-S1/LR24A-SR | R3015-1P6-S1/LR24A-SR |  | R3015-1P6-S1 | / | LR24A-SR | Standard actuator | 1 | Scenario 2 |  | PPK¦SelectPro¦VDI3805¦Internet_EU |  |  | R3015-1P6-S1/LR24A-SR | Characterised control valve | 1400 kPa | 350 kPa |  | EU\Inbox\Combinations\Folder..2/..3\ | 33
120016 | R3015-1P6-S1+LRC24A-SR | R3015-1P6-S1+LRC24A-SR |  | R3015-1P6-S1 | + | LRC24A-SR | Fast runner | 1 | Scenario 2 |  | PPK¦SelectPro¦VDI3805¦Internet_EU |  |  | R3015-1P6-S1+LRC24A-SR | Characterised control valve | 1400 kPa | 350 kPa |  | EU\Inbox\Combinations\Folder..2/..3\ | 33
120017 | R3015-1P6-S1/LRC24A-SR | R3015-1P6-S1/LRC24A-SR |  | R3015-1P6-S1 | / | LRC24A-SR | Fast runner | 1 | Scenario 2 |  | PPK¦SelectPro¦VDI3805¦Internet_EU |  |  | R3015-1P6-S1/LRC24A-SR | Characterised control valve | 1400 kPa | 350 kPa |  | EU\Inbox\Combinations\Folder..2/..3\ | 33
120018 | R3015-2P5-S1+LR24A-S | R3015-2P5-S1+LR24A-S |  | R3015-2P5-S1 | + | LR24A-S | Standard actuator | 0 | Scenario 2 |  | PPK¦SelectPro¦VDI3805¦Internet_EU |  |  | R3015-2P5-S1+LR24A-S | Characterised control valve | 1400 kPa | 350 kPa |  | EU\Inbox\Combinations\Folder..2/..3\ | 32
120019 | R3015-2P5-S1/LR24A-S | R3015-2P5-S1/LR24A-S |  | R3015-2P5-S1 | / | LR24A-S | Standard actuator | 0 | Scenario 2 |  | PPK¦SelectPro¦VDI3805¦Internet_EU |  |  | R3015-2P5-S1/LR24A-S | Characterised control valve | 1400 kPa | 350 kPa |  | EU\Inbox\Combinations\Folder..2/..3\ | 32
120020 | R3015-2P5-S1+LR24A-SR | R3015-2P5-S1+LR24A-SR |  | R3015-2P5-S1 | + | LR24A-SR | Standard actuator | 1 | Scenario 2 |  | PPK¦SelectPro¦VDI3805¦Internet_EU |  |  | R3015-2P5-S1+LR24A-SR | Characterised control valve | 1400 kPa | 350 kPa |  | EU\Inbox\Combinations\Folder..2/..3\ | 33
120021 | R3015-2P5-S1/LR24A-SR | R3015-2P5-S1/LR24A-SR |  | R3015-2P5-S1 | / | LR24A-SR | Standard actuator | 1 | Scenario 2 |  | PPK¦SelectPro¦VDI3805¦Internet_EU |  |  | R3015-2P5-S1/LR24A-SR | Characterised control valve | 1400 kPa | 350 kPa |  | EU\Inbox\Combinations\Folder..2/..3\ | 33
120022 | R3015-2P5-S1+LRC24A-SR | R3015-2P5-S1+LRC24A-SR |  | R3015-2P5-S1 | + | LRC24A-SR | Fast runner | 1 | Scenario 2 |  | PPK¦SelectPro¦VDI3805¦Internet_EU |  |  | R3015-2P5-S1+LRC24A-SR | Characterised control valve | 1400 kPa | 350 kPa |  | EU\Inbox\Combinations\Folder..2/..3\ | 33
120023 | R3015-2P5-S1/LRC24A-SR | R3015-2P5-S1/LRC24A-SR |  | R3015-2P5-S1 | / | LRC24A-SR | Fast runner | 1 | Scenario 2 |  | PPK¦SelectPro¦VDI3805¦Internet_EU |  |  | R3015-2P5-S1/LRC24A-SR | Characterised control valve | 1400 kPa | 350 kPa |  | EU\Inbox\Combinations\Folder..2/..3\ | 33
120024 | R3015-4-S1+LR24A-S | R3015-4-S1+LR24A-S |  | R3015-4-S1 | + | LR24A-S | Standard actuator | 0 | Scenario 2 |  | PPK¦SelectPro¦VDI3805¦Internet_EU |  |  | R3015-4-S1+LR24A-S | Characterised control valve | 1400 kPa | 350 kPa |  | EU\Inbox\Combinations\Folder..2/..3\ | 32
120025 | R3015-4-S1/LR24A-S | R3015-4-S1/LR24A-S |  | R3015-4-S1 | / | LR24A-S | Standard actuator | 0 | Scenario 2 |  | PPK¦SelectPro¦VDI3805¦Internet_EU |  |  | R3015-4-S1/LR24A-S | Characterised control valve | 1400 kPa | 350 kPa |  | EU\Inbox\Combinations\Folder..2/..3\ | 32
120026 | R3015-4-S1+LR24A-SR | R3015-4-S1+LR24A-SR |  | R3015-4-S1 | + | LR24A-SR | Standard actuator | 1 | Scenario 2 |  | PPK¦SelectPro¦VDI3805¦Internet_EU |  |  | R3015-4-S1+LR24A-SR | Characterised control valve | 1400 kPa | 350 kPa |  | EU\Inbox\Combinations\Folder..2/..3\ | 33
120027 | R3015-4-S1/LR24A-SR | R3015-4-S1/LR24A-SR |  | R3015-4-S1 | / | LR24A-SR | Standard actuator | 1 | Scenario 2 |  | PPK¦SelectPro¦VDI3805¦Internet_EU |  |  | R3015-4-S1/LR24A-SR | Characterised control valve | 1400 kPa | 350 kPa |  | EU\Inbox\Combinations\Folder..2/..3\ | 33
120028 | R3015-4-S1+LRC24A-SR | R3015-4-S1+LRC24A-SR |  | R3015-4-S1 | + | LRC24A-SR | Fast runner | 1 | Scenario 2 |  | PPK¦SelectPro¦VDI3805¦Internet_EU |  |  | R3015-4-S1+LRC24A-SR | Characterised control valve | 1400 kPa | 350 kPa |  | EU\Inbox\Combinations\Folder..2/..3\ | 33
120029 | R3015-4-S1/LRC24A-SR | R3015-4-S1/LRC24A-SR |  | R3015-4-S1 | / | LRC24A-SR | Fast runner | 1 | Scenario 2 |  | PPK¦SelectPro¦VDI3805¦Internet_EU |  |  | R3015-4-S1/LRC24A-SR | Characterised control valve | 1400 kPa | 350 kPa |  | EU\Inbox\Combinations\Folder..2/..3\ | 33
120030 | R3015-BL1+LR24A-S | R3015-BL1+LR24A-S |  | R3015-BL1 | + | LR24A-S | Standard actuator | 0 | Scenario 1 |  | PPK¦SelectPro¦VDI3805¦Internet_EU |  |  | R3015-BL1+LR24A-S | Change-over ball valve | 500 kPa | 350 kPa |  | EU\Inbox\Combinations\Folder..2/..3\ | 32
120031 | R3015-BL1/LR24A-S | R3015-BL1/LR24A-S |  | R3015-BL1 | / | LR24A-S | Standard actuator | 0 | Scenario 1 |  | PPK¦SelectPro¦VDI3805¦Internet_EU |  |  | R3015-BL1/LR24A-S | Change-over ball valve | 500 kPa | 350 kPa |  | EU\Inbox\Combinations\Folder..2/..3\ | 32
120032 | R3015-P25-S1+LR24A-S | R3015-P25-S1+LR24A-S |  | R3015-P25-S1 | + | LR24A-S | Standard actuator | 0 | Scenario 2 |  | PPK¦SelectPro¦VDI3805¦Internet_EU |  |  | R3015-P25-S1+LR24A-S | Characterised control valve | 1400 kPa | 350 kPa |  | EU\Inbox\Combinations\Folder..2/..3\ | 32
120033 | R3015-P25-S1/LR24A-S | R3015-P25-S1/LR24A-S |  | R3015-P25-S1 | / | LR24A-S | Standard actuator | 0 | Scenario 2 |  | PPK¦SelectPro¦VDI3805¦Internet_EU |  |  | R3015-P25-S1/LR24A-S | Characterised control valve | 1400 kPa | 350 kPa |  | EU\Inbox\Combinations\Folder..2/..3\ | 32
120034 | R3015-P25-S1+LR24A-SR | R3015-P25-S1+LR24A-SR |  | R3015-P25-S1 | + | LR24A-SR | Standard actuator | 1 | Scenario 2 |  | PPK¦SelectPro¦VDI3805¦Internet_EU |  |  | R3015-P25-S1+LR24A-SR | Characterised control valve | 1400 kPa | 350 kPa |  | EU\Inbox\Combinations\Folder..2/..3\ | 33
120035 | R3015-P25-S1/LR24A-SR | R3015-P25-S1/LR24A-SR |  | R3015-P25-S1 | / | LR24A-SR | Standard actuator | 1 | Scenario 2 |  | PPK¦SelectPro¦VDI3805¦Internet_EU |  |  | R3015-P25-S1/LR24A-SR | Characterised control valve | 1400 kPa | 350 kPa |  | EU\Inbox\Combinations\Folder..2/..3\ | 33
120036 | R3015-P25-S1+LRC24A-SR | R3015-P25-S1+LRC24A-SR |  | R3015-P25-S1 | + | LRC24A-SR | Fast runner | 1 | Scenario 2 |  | PPK¦SelectPro¦VDI3805¦Internet_EU |  |  | R3015-P25-S1+LRC24A-SR | Characterised control valve | 1400 kPa | 350 kPa |  | EU\Inbox\Combinations\Folder..2/..3\ | 33
120037 | R3015-P25-S1/LRC24A-SR | R3015-P25-S1/LRC24A-SR |  | R3015-P25-S1 | / | LRC24A-SR | Fast runner | 1 | Scenario 2 |  | PPK¦SelectPro¦VDI3805¦Internet_EU |  |  | R3015-P25-S1/LRC24A-SR | Characterised control valve | 1400 kPa | 350 kPa |  | EU\Inbox\Combinations\Folder..2/..3\ | 33
120038 | R3015-P4-S1+LR24A-S | R3015-P4-S1+LR24A-S |  | R3015-P4-S1 | + | LR24A-S | Standard actuator | 0 | Scenario 2 |  | PPK¦SelectPro¦VDI3805¦Internet_EU |  |  | R3015-P4-S1+LR24A-S | Characterised control valve | 1400 kPa | 350 kPa |  | EU\Inbox\Combinations\Folder..2/..3\ | 32
120039 | R3015-P4-S1/LR24A-S | R3015-P4-S1/LR24A-S |  | R3015-P4-S1 | / | LR24A-S | Standard actuator | 0 | Scenario 2 |  | PPK¦SelectPro¦VDI3805¦Internet_EU |  |  | R3015-P4-S1/LR24A-S | Characterised control valve | 1400 kPa | 350 kPa |  | EU\Inbox\Combinations\Folder..2/..3\ | 32
120040 | R3015-P4-S1+LR24A-SR | R3015-P4-S1+LR24A-SR |  | R3015-P4-S1 | + | LR24A-SR | Standard actuator | 1 | Scenario 2 |  | PPK¦SelectPro¦VDI3805¦Internet_EU |  |  | R3015-P4-S1+LR24A-SR | Characterised control valve | 1400 kPa | 350 kPa |  | EU\Inbox\Combinations\Folder..2/..3\ | 33
120041 | R3015-P4-S1/LR24A-SR | R3015-P4-S1/LR24A-SR |  | R3015-P4-S1 | / | LR24A-SR | Standard actuator | 1 | Scenario 2 |  | PPK¦SelectPro¦VDI3805¦Internet_EU |  |  | R3015-P4-S1/LR24A-SR | Characterised control valve | 1400 kPa | 350 kPa |  | EU\Inbox\Combinations\Folder..2/..3\ | 33
120042 | R3015-P4-S1+LRC24A-SR | R3015-P4-S1+LRC24A-SR |  | R3015-P4-S1 | + | LRC24A-SR | Fast runner | 1 | Scenario 2 |  | PPK¦SelectPro¦VDI3805¦Internet_EU |  |  | R3015-P4-S1+LRC24A-SR | Characterised control valve | 1400 kPa | 350 kPa |  | EU\Inbox\Combinations\Folder..2/..3\ | 33
120043 | R3015-P4-S1/LRC24A-SR | R3015-P4-S1/LRC24A-SR |  | R3015-P4-S1 | / | LRC24A-SR | Fast runner | 1 | Scenario 2 |  | PPK¦SelectPro¦VDI3805¦Internet_EU |  |  | R3015-P4-S1/LRC24A-SR | Characterised control valve | 1400 kPa | 350 kPa |  | EU\Inbox\Combinations\Folder..2/..3\ | 33
120044 | R3015-P63-S1+LR24A-S | R3015-P63-S1+LR24A-S |  | R3015-P63-S1 | + | LR24A-S | Standard actuator | 0 | Scenario 2 |  | PPK¦SelectPro¦VDI3805¦Internet_EU |  |  | R3015-P63-S1+LR24A-S | Characterised control valve | 1400 kPa | 350 kPa |  | EU\Inbox\Combinations\Folder..2/..3\ | 32
120045 | R3015-P63-S1/LR24A-S | R3015-P63-S1/LR24A-S |  | R3015-P63-S1 | / | LR24A-S | Standard actuator | 0 | Scenario 2 |  | PPK¦SelectPro¦VDI3805¦Internet_EU |  |  | R3015-P63-S1/LR24A-S | Characterised control valve | 1400 kPa | 350 kPa |  | EU\Inbox\Combinations\Folder..2/..3\ | 32
120046 | R3015-P63-S1+LR24A-SR | R3015-P63-S1+LR24A-SR |  | R3015-P63-S1 | + | LR24A-SR | Standard actuator | 1 | Scenario 2 |  | PPK¦SelectPro¦VDI3805¦Internet_EU |  |  | R3015-P63-S1+LR24A-SR | Characterised control valve | 1400 kPa | 350 kPa |  | EU\Inbox\Combinations\Folder..2/..3\ | 33
120047 | R3015-P63-S1/LR24A-SR | R3015-P63-S1/LR24A-SR |  | R3015-P63-S1 | / | LR24A-SR | Standard actuator | 1 | Scenario 2 |  | PPK¦SelectPro¦VDI3805¦Internet_EU |  |  | R3015-P63-S1/LR24A-SR | Characterised control valve | 1400 kPa | 350 kPa |  | EU\Inbox\Combinations\Folder..2/..3\ | 33
120048 | R3015-P63-S1+LRC24A-SR | R3015-P63-S1+LRC24A-SR |  | R3015-P63-S1 | + | LRC24A-SR | Fast runner | 1 | Scenario 2 |  | PPK¦SelectPro¦VDI3805¦Internet_EU |  |  | R3015-P63-S1+LRC24A-SR | Characterised control valve | 1400 kPa | 350 kPa |  | EU\Inbox\Combinations\Folder..2/..3\ | 33
120049 | R3015-P63-S1/LRC24A-SR | R3015-P63-S1/LRC24A-SR |  | R3015-P63-S1 | / | LRC24A-SR | Fast runner | 1 | Scenario 2 |  | PPK¦SelectPro¦VDI3805¦Internet_EU |  |  | R3015-P63-S1/LRC24A-SR | Characterised control valve | 1400 kPa | 350 kPa |  | EU\Inbox\Combinations\Folder..2/..3\ | 33
120050 | R3015-S1+LR24A-S | R3015-S1+LR24A-S |  | R3015-S1 | + | LR24A-S | Standard actuator | 0 | Scenario 1 |  | PPK¦SelectPro¦VDI3805¦Internet_EU |  |  | R3015-S1+LR24A-S | Change-over ball valve | 1400 kPa | 1000 kPa |  | EU\Inbox\Combinations\Folder..2/..3\ | 33
120051 | R3015-S1/LR24A-S | R3015-S1/LR24A-S |  | R3015-S1 | / | LR24A-S | Standard actuator | 0 | Scenario 1 |  | PPK¦SelectPro¦VDI3805¦Internet_EU |  |  | R3015-S1/LR24A-S | Change-over ball valve | 1400 kPa | 1000 kPa |  | EU\Inbox\Combinations\Folder..2/..3\ | 33
120052 | R3020-4-S2+LR24A-S | R3020-4-S2+LR24A-S |  | R3020-4-S2 | + | LR24A-S | Standard actuator | 0 | Scenario 2 |  | PPK¦SelectPro¦VDI3805¦Internet_EU |  |  | R3020-4-S2+LR24A-S | Characterised control valve | 1400 kPa | 350 kPa |  | EU\Inbox\Combinations\Folder..2/..3\ | 32
120053 | R3020-4-S2/LR24A-S | R3020-4-S2/LR24A-S |  | R3020-4-S2 | / | LR24A-S | Standard actuator | 0 | Scenario 2 |  | PPK¦SelectPro¦VDI3805¦Internet_EU |  |  | R3020-4-S2/LR24A-S | Characterised control valve | 1400 kPa | 350 kPa |  | EU\Inbox\Combinations\Folder..2/..3\ | 32
120054 | R3020-4-S2+LR24A-SR | R3020-4-S2+LR24A-SR |  | R3020-4-S2 | + | LR24A-SR | Standard actuator | 1 | Scenario 2 |  | PPK¦SelectPro¦VDI3805¦Internet_EU |  |  | R3020-4-S2+LR24A-SR | Characterised control valve | 1400 kPa | 350 kPa |  | EU\Inbox\Combinations\Folder..2/..3\ | 33
120055 | R3020-4-S2/LR24A-SR | R3020-4-S2/LR24A-SR |  | R3020-4-S2 | / | LR24A-SR | Standard actuator | 1 | Scenario 2 |  | PPK¦SelectPro¦VDI3805¦Internet_EU |  |  | R3020-4-S2/LR24A-SR | Characterised control valve | 1400 kPa | 350 kPa |  | EU\Inbox\Combinations\Folder..2/..3\ | 33
120056 | R3020-4-S2+LRC24A-SR | R3020-4-S2+LRC24A-SR |  | R3020-4-S2 | + | LRC24A-SR | Fast runner | 1 | Scenario 2 |  | PPK¦SelectPro¦VDI3805¦Internet_EU |  |  | R3020-4-S2+LRC24A-SR | Characterised control valve | 1400 kPa | 350 kPa |  | EU\Inbox\Combinations\Folder..2/..3\ | 33
120057 | R3020-4-S2/LRC24A-SR | R3020-4-S2/LRC24A-SR |  | R3020-4-S2 | / | LRC24A-SR | Fast runner | 1 | Scenario 2 |  | PPK¦SelectPro¦VDI3805¦Internet_EU |  |  | R3020-4-S2/LRC24A-SR | Characterised control valve | 1400 kPa | 350 kPa |  | EU\Inbox\Combinations\Folder..2/..3\ | 33
120058 | R3020-6P3-S2+LR24A-S | R3020-6P3-S2+LR24A-S |  | R3020-6P3-S2 | + | LR24A-S | Standard actuator | 0 | Scenario 2 |  | PPK¦SelectPro¦VDI3805¦Internet_EU |  |  | R3020-6P3-S2+LR24A-S | Characterised control valve | 1400 kPa | 350 kPa |  | EU\Inbox\Combinations\Folder..2/..3\ | 33
120059 | R3020-6P3-S2/LR24A-S | R3020-6P3-S2/LR24A-S |  | R3020-6P3-S2 | / | LR24A-S | Standard actuator | 0 | Scenario 2 |  | PPK¦SelectPro¦VDI3805¦Internet_EU |  |  | R3020-6P3-S2/LR24A-S | Characterised control valve | 1400 kPa | 350 kPa |  | EU\Inbox\Combinations\Folder..2/..3\ | 33
120060 | R3020-6P3-S2+LR24A-SR | R3020-6P3-S2+LR24A-SR |  | R3020-6P3-S2 | + | LR24A-SR | Standard actuator | 1 | Scenario 2 |  | PPK¦SelectPro¦VDI3805¦Internet_EU |  |  | R3020-6P3-S2+LR24A-SR | Characterised control valve | 1400 kPa | 350 kPa |  | EU\Inbox\Combinations\Folder..2/..3\ | 34
120061 | R3020-6P3-S2/LR24A-SR | R3020-6P3-S2/LR24A-SR |  | R3020-6P3-S2 | / | LR24A-SR | Standard actuator | 1 | Scenario 2 |  | PPK¦SelectPro¦VDI3805¦Internet_EU |  |  | R3020-6P3-S2/LR24A-SR | Characterised control valve | 1400 kPa | 350 kPa |  | EU\Inbox\Combinations\Folder..2/..3\ | 34
120062 | R3020-6P3-S2+LRC24A-SR | R3020-6P3-S2+LRC24A-SR |  | R3020-6P3-S2 | + | LRC24A-SR | Fast runner | 1 | Scenario 2 |  | PPK¦SelectPro¦VDI3805¦Internet_EU |  |  | R3020-6P3-S2+LRC24A-SR | Characterised control valve | 1400 kPa | 350 kPa |  | EU\Inbox\Combinations\Folder..2/..3\ | 34
120063 | R3020-6P3-S2/LRC24A-SR | R3020-6P3-S2/LRC24A-SR |  | R3020-6P3-S2 | / | LRC24A-SR | Fast runner | 1 | Scenario 2 |  | PPK¦SelectPro¦VDI3805¦Internet_EU |  |  | R3020-6P3-S2/LRC24A-SR | Characterised control valve | 1400 kPa | 350 kPa |  | EU\Inbox\Combinations\Folder..2/..3\ | 34
120064 | R3020-BL2+LR24A-S | R3020-BL2+LR24A-S |  | R3020-BL2 | + | LR24A-S | Standard actuator | 0 | Scenario 1 |  | PPK¦SelectPro¦VDI3805¦Internet_EU |  |  | R3020-BL2+LR24A-S | Change-over ball valve | 500 kPa | 350 kPa |  | EU\Inbox\Combinations\Folder..2/..3\ | 31
120065 | R3020-BL2/LR24A-S | R3020-BL2/LR24A-S |  | R3020-BL2 | / | LR24A-S | Standard actuator | 0 | Scenario 1 |  | PPK¦SelectPro¦VDI3805¦Internet_EU |  |  | R3020-BL2/LR24A-S | Change-over ball valve | 500 kPa | 350 kPa |  | EU\Inbox\Combinations\Folder..2/..3\ | 31
120208 | R6032R-B3+NR230A | R6032R-B3+NR230A |  | R6032R-B3 | + | NR230A | Standard actuator | 1 | Scenario 1 |  | PPK¦SelectPro¦VDI3805¦Internet_EU |  |  | R6032R-B3+NR230A | Open-close ball valve | 600 kPa | 100 kPa |  | EU\Inbox\Combinations\Folder..6/..7\ | 31
120209 | R6032R-B3/NR230A | R6032R-B3/NR230A |  | R6032R-B3 | / | NR230A | Standard actuator | 1 | Scenario 1 |  | PPK¦SelectPro¦VDI3805¦Internet_EU |  |  | R6032R-B3/NR230A | Open-close ball valve | 600 kPa | 100 kPa |  | EU\Inbox\Combinations\Folder..6/..7\ | 31
120210 | R6032R-B3+NR230A-S | R6032R-B3+NR230A-S |  | R6032R-B3 | + | NR230A-S | Standard actuator | 0 | Scenario 1 |  | PPK¦SelectPro¦VDI3805¦Internet_EU |  |  | R6032R-B3+NR230A-S | Open-close ball valve | 600 kPa | 100 kPa |  | EU\Inbox\Combinations\Folder..6/..7\ | 30
120211 | R6032R-B3/NR230A-S | R6032R-B3/NR230A-S |  | R6032R-B3 | / | NR230A-S | Standard actuator | 0 | Scenario 1 |  | PPK¦SelectPro¦VDI3805¦Internet_EU |  |  | R6032R-B3/NR230A-S | Open-close ball valve | 600 kPa | 100 kPa |  | EU\Inbox\Combinations\Folder..6/..7\ | 30
120212 | R6032R-B3+NR24A | R6032R-B3+NR24A |  | R6032R-B3 | + | NR24A | Standard actuator | 1 | Scenario 1 |  | PPK¦SelectPro¦VDI3805¦Internet_EU |  |  | R6032R-B3+NR24A | Open-close ball valve | 600 kPa | 100 kPa |  | EU\Inbox\Combinations\Folder..6/..7\ | 34
120213 | R6032R-B3/NR24A | R6032R-B3/NR24A |  | R6032R-B3 | / | NR24A | Standard actuator | 1 | Scenario 1 |  | PPK¦SelectPro¦VDI3805¦Internet_EU |  |  | R6032R-B3/NR24A | Open-close ball valve | 600 kPa | 100 kPa |  | EU\Inbox\Combinations\Folder..6/..7\ | 34
120214 | R6032R-B3+NR24A-S | R6032R-B3+NR24A-S |  | R6032R-B3 | + | NR24A-S | Standard actuator | 0 | Scenario 1 |  | PPK¦SelectPro¦VDI3805¦Internet_EU |  |  | R6032R-B3+NR24A-S | Open-close ball valve | 600 kPa | 100 kPa |  | EU\Inbox\Combinations\Folder..6/..7\ | 33
120215 | R6032R-B3/NR24A-S | R6032R-B3/NR24A-S |  | R6032R-B3 | / | NR24A-S | Standard actuator | 0 | Scenario 1 |  | PPK¦SelectPro¦VDI3805¦Internet_EU |  |  | R6032R-B3/NR24A-S | Open-close ball valve | 600 kPa | 100 kPa |  | EU\Inbox\Combinations\Folder..6/..7\ | 33
120216 | R6032R16-B3+NR230A | R6032R16-B3+NR230A |  | R6032R16-B3 | + | NR230A | Standard actuator | 1 | Scenario 2 |  | PPK¦SelectPro¦VDI3805¦Internet_EU |  |  | R6032R16-B3+NR230A | Characterised control valve | 600 kPa | 100 kPa |  | EU\Inbox\Combinations\Folder..6/..7\ | 31
120217 | R6032R16-B3/NR230A | R6032R16-B3/NR230A |  | R6032R16-B3 | / | NR230A | Standard actuator | 1 | Scenario 2 |  | PPK¦SelectPro¦VDI3805¦Internet_EU |  |  | R6032R16-B3/NR230A | Characterised control valve | 600 kPa | 100 kPa |  | EU\Inbox\Combinations\Folder..6/..7\ | 31
120218 | R6032R16-B3+NR230A-S | R6032R16-B3+NR230A-S |  | R6032R16-B3 | + | NR230A-S | Standard actuator | 0 | Scenario 2 |  | PPK¦SelectPro¦VDI3805¦Internet_EU |  |  | R6032R16-B3+NR230A-S | Characterised control valve | 600 kPa | 100 kPa |  | EU\Inbox\Combinations\Folder..6/..7\ | 30
120219 | R6032R16-B3/NR230A-S | R6032R16-B3/NR230A-S |  | R6032R16-B3 | / | NR230A-S | Standard actuator | 0 | Scenario 2 |  | PPK¦SelectPro¦VDI3805¦Internet_EU |  |  | R6032R16-B3/NR230A-S | Characterised control valve | 600 kPa | 100 kPa |  | EU\Inbox\Combinations\Folder..6/..7\ | 30
120220 | R6032R16-B3+NR24A | R6032R16-B3+NR24A |  | R6032R16-B3 | + | NR24A | Standard actuator | 1 | Scenario 2 |  | PPK¦SelectPro¦VDI3805¦Internet_EU |  |  | R6032R16-B3+NR24A | Characterised control valve | 600 kPa | 100 kPa |  | EU\Inbox\Combinations\Folder..6/..7\ | 32
120221 | R6032R16-B3/NR24A | R6032R16-B3/NR24A |  | R6032R16-B3 | / | NR24A | Standard actuator | 1 | Scenario 2 |  | PPK¦SelectPro¦VDI3805¦Internet_EU |  |  | R6032R16-B3/NR24A | Characterised control valve | 600 kPa | 100 kPa |  | EU\Inbox\Combinations\Folder..6/..7\ | 32
120224 | R6032R16-B3+NR24A-MP | R6032R16-B3+NR24A-MP |  | R6032R16-B3 | + | NR24A-MP | Communicative actuator | 0 | Scenario 2 |  | PPK¦SelectPro¦VDI3805¦Internet_EU |  |  | R6032R16-B3+NR24A-MP | Characterised control valve | 600 kPa | 100 kPa |  | EU\Inbox\Combinations\Folder..6/..7\ | 31
120225 | R6032R16-B3/NR24A-MP | R6032R16-B3/NR24A-MP |  | R6032R16-B3 | / | NR24A-MP | Communicative actuator | 0 | Scenario 2 |  | PPK¦SelectPro¦VDI3805¦Internet_EU |  |  | R6032R16-B3/NR24A-MP | Characterised control valve | 600 kPa | 100 kPa |  | EU\Inbox\Combinations\Folder..6/..7\ | 31
120226 | R6032R16-B3+NR24A-S | R6032R16-B3+NR24A-S |  | R6032R16-B3 | + | NR24A-S | Standard actuator | 0 | Scenario 2 |  | PPK¦SelectPro¦VDI3805¦Internet_EU |  |  | R6032R16-B3+NR24A-S | Characterised control valve | 600 kPa | 100 kPa |  | EU\Inbox\Combinations\Folder..6/..7\ | 31
120227 | R6032R16-B3/NR24A-S | R6032R16-B3/NR24A-S |  | R6032R16-B3 | / | NR24A-S | Standard actuator | 0 | Scenario 2 |  | PPK¦SelectPro¦VDI3805¦Internet_EU |  |  | R6032R16-B3/NR24A-S | Characterised control valve | 600 kPa | 100 kPa |  | EU\Inbox\Combinations\Folder..6/..7\ | 31
120228 | R6032R16-B3+NR24A-SR | R6032R16-B3+NR24A-SR |  | R6032R16-B3 | + | NR24A-SR | Standard actuator | 1 | Scenario 2 |  | PPK¦SelectPro¦VDI3805¦Internet_EU |  |  | R6032R16-B3+NR24A-SR | Characterised control valve | 600 kPa | 100 kPa |  | EU\Inbox\Combinations\Folder..6/..7\ | 32
120229 | R6032R16-B3/NR24A-SR | R6032R16-B3/NR24A-SR |  | R6032R16-B3 | / | NR24A-SR | Standard actuator | 1 | Scenario 2 |  | PPK¦SelectPro¦VDI3805¦Internet_EU |  |  | R6032R16-B3/NR24A-SR | Characterised control valve | 600 kPa | 100 kPa |  | EU\Inbox\Combinations\Folder..6/..7\ | 32
120232 | R6032R16-B3+NRC24A-SR | R6032R16-B3+NRC24A-SR |  | R6032R16-B3 | + | NRC24A-SR | Fast runner | 1 | Scenario 2 |  | PPK¦SelectPro¦VDI3805¦Internet_EU |  |  | R6032R16-B3+NRC24A-SR | Characterised control valve | 600 kPa | 100 kPa |  | EU\Inbox\Combinations\Folder..6/..7\ | 31
120233 | R6032R16-B3/NRC24A-SR | R6032R16-B3/NRC24A-SR |  | R6032R16-B3 | / | NRC24A-SR | Fast runner | 1 | Scenario 2 |  | PPK¦SelectPro¦VDI3805¦Internet_EU |  |  | R6032R16-B3/NRC24A-SR | Characterised control valve | 600 kPa | 100 kPa |  | EU\Inbox\Combinations\Folder..6/..7\ | 31
120234 | R6040R-B3+NR230A | R6040R-B3+NR230A |  | R6040R-B3 | + | NR230A | Standard actuator | 1 | Scenario 1 |  | PPK¦SelectPro¦VDI3805¦Internet_EU |  |  | R6040R-B3+NR230A | Open-close ball valve | 600 kPa | 100 kPa |  | EU\Inbox\Combinations\Folder..6/..7\ | 31
120235 | R6040R-B3/NR230A | R6040R-B3/NR230A |  | R6040R-B3 | / | NR230A | Standard actuator | 1 | Scenario 1 |  | PPK¦SelectPro¦VDI3805¦Internet_EU |  |  | R6040R-B3/NR230A | Open-close ball valve | 600 kPa | 100 kPa |  | EU\Inbox\Combinations\Folder..6/..7\ | 31
120236 | R6040R-B3+NR230A-S | R6040R-B3+NR230A-S |  | R6040R-B3 | + | NR230A-S | Standard actuator | 0 | Scenario 1 |  | PPK¦SelectPro¦VDI3805¦Internet_EU |  |  | R6040R-B3+NR230A-S | Open-close ball valve | 600 kPa | 100 kPa |  | EU\Inbox\Combinations\Folder..6/..7\ | 30
120237 | R6040R-B3/NR230A-S | R6040R-B3/NR230A-S |  | R6040R-B3 | / | NR230A-S | Standard actuator | 0 | Scenario 1 |  | PPK¦SelectPro¦VDI3805¦Internet_EU |  |  | R6040R-B3/NR230A-S | Open-close ball valve | 600 kPa | 100 kPa |  | EU\Inbox\Combinations\Folder..6/..7\ | 30
120238 | R6040R-B3+NR24A | R6040R-B3+NR24A |  | R6040R-B3 | + | NR24A | Standard actuator | 1 | Scenario 1 |  | PPK¦SelectPro¦VDI3805¦Internet_EU |  |  | R6040R-B3+NR24A | Open-close ball valve | 600 kPa | 100 kPa |  | EU\Inbox\Combinations\Folder..6/..7\ | 34
120239 | R6040R-B3/NR24A | R6040R-B3/NR24A |  | R6040R-B3 | / | NR24A | Standard actuator | 1 | Scenario 1 |  | PPK¦SelectPro¦VDI3805¦Internet_EU |  |  | R6040R-B3/NR24A | Open-close ball valve | 600 kPa | 100 kPa |  | EU\Inbox\Combinations\Folder..6/..7\ | 34
120240 | R6040R-B3+NR24A-S | R6040R-B3+NR24A-S |  | R6040R-B3 | + | NR24A-S | Standard actuator | 0 | Scenario 1 |  | PPK¦SelectPro¦VDI3805¦Internet_EU |  |  | R6040R-B3+NR24A-S | Open-close ball valve | 600 kPa | 100 kPa |  | EU\Inbox\Combinations\Folder..6/..7\ | 33
120241 | R6040R-B3/NR24A-S | R6040R-B3/NR24A-S |  | R6040R-B3 | / | NR24A-S | Standard actuator | 0 | Scenario 1 |  | PPK¦SelectPro¦VDI3805¦Internet_EU |  |  | R6040R-B3/NR24A-S | Open-close ball valve | 600 kPa | 100 kPa |  | EU\Inbox\Combinations\Folder..6/..7\ | 33
120242 | R6040R25-B3+NR230A | R6040R25-B3+NR230A |  | R6040R25-B3 | + | NR230A | Standard actuator | 1 | Scenario 2 |  | PPK¦SelectPro¦VDI3805¦Internet_EU |  |  | R6040R25-B3+NR230A | Characterised control valve | 600 kPa | 100 kPa |  | EU\Inbox\Combinations\Folder..6/..7\ | 31
120243 | R6040R25-B3/NR230A | R6040R25-B3/NR230A |  | R6040R25-B3 | / | NR230A | Standard actuator | 1 | Scenario 2 |  | PPK¦SelectPro¦VDI3805¦Internet_EU |  |  | R6040R25-B3/NR230A | Characterised control valve | 600 kPa | 100 kPa |  | EU\Inbox\Combinations\Folder..6/..7\ | 31
120244 | R6040R25-B3+NR230A-S | R6040R25-B3+NR230A-S |  | R6040R25-B3 | + | NR230A-S | Standard actuator | 0 | Scenario 2 |  | PPK¦SelectPro¦VDI3805¦Internet_EU |  |  | R6040R25-B3+NR230A-S | Characterised control valve | 600 kPa | 100 kPa |  | EU\Inbox\Combinations\Folder..6/..7\ | 30
120245 | R6040R25-B3/NR230A-S | R6040R25-B3/NR230A-S |  | R6040R25-B3 | / | NR230A-S | Standard actuator | 0 | Scenario 2 |  | PPK¦SelectPro¦VDI3805¦Internet_EU |  |  | R6040R25-B3/NR230A-S | Characterised control valve | 600 kPa | 100 kPa |  | EU\Inbox\Combinations\Folder..6/..7\ | 30
120246 | R6040R25-B3+NR24A | R6040R25-B3+NR24A |  | R6040R25-B3 | + | NR24A | Standard actuator | 1 | Scenario 2 |  | PPK¦SelectPro¦VDI3805¦Internet_EU |  |  | R6040R25-B3+NR24A | Characterised control valve | 600 kPa | 100 kPa |  | EU\Inbox\Combinations\Folder..6/..7\ | 32
120247 | R6040R25-B3/NR24A | R6040R25-B3/NR24A |  | R6040R25-B3 | / | NR24A | Standard actuator | 1 | Scenario 2 |  | PPK¦SelectPro¦VDI3805¦Internet_EU |  |  | R6040R25-B3/NR24A | Characterised control valve | 600 kPa | 100 kPa |  | EU\Inbox\Combinations\Folder..6/..7\ | 32
120250 | R6040R25-B3+NR24A-MP | R6040R25-B3+NR24A-MP |  | R6040R25-B3 | + | NR24A-MP | Communicative actuator | 0 | Scenario 2 |  | PPK¦SelectPro¦VDI3805¦Internet_EU |  |  | R6040R25-B3+NR24A-MP | Characterised control valve | 600 kPa | 100 kPa |  | EU\Inbox\Combinations\Folder..6/..7\ | 31
120251 | R6040R25-B3/NR24A-MP | R6040R25-B3/NR24A-MP |  | R6040R25-B3 | / | NR24A-MP | Communicative actuator | 0 | Scenario 2 |  | PPK¦SelectPro¦VDI3805¦Internet_EU |  |  | R6040R25-B3/NR24A-MP | Characterised control valve | 600 kPa | 100 kPa |  | EU\Inbox\Combinations\Folder..6/..7\ | 31
120252 | R6040R25-B3+NR24A-S | R6040R25-B3+NR24A-S |  | R6040R25-B3 | + | NR24A-S | Standard actuator | 0 | Scenario 2 |  | PPK¦SelectPro¦VDI3805¦Internet_EU |  |  | R6040R25-B3+NR24A-S | Characterised control valve | 600 kPa | 100 kPa |  | EU\Inbox\Combinations\Folder..6/..7\ | 31
120253 | R6040R25-B3/NR24A-S | R6040R25-B3/NR24A-S |  | R6040R25-B3 | / | NR24A-S | Standard actuator | 0 | Scenario 2 |  | PPK¦SelectPro¦VDI3805¦Internet_EU |  |  | R6040R25-B3/NR24A-S | Characterised control valve | 600 kPa | 100 kPa |  | EU\Inbox\Combinations\Folder..6/..7\ | 31
120254 | R6040R25-B3+NR24A-SR | R6040R25-B3+NR24A-SR |  | R6040R25-B3 | + | NR24A-SR | Standard actuator | 1 | Scenario 2 |  | PPK¦SelectPro¦VDI3805¦Internet_EU |  |  | R6040R25-B3+NR24A-SR | Characterised control valve | 600 kPa | 100 kPa |  | EU\Inbox\Combinations\Folder..6/..7\ | 32
120255 | R6040R25-B3/NR24A-SR | R6040R25-B3/NR24A-SR |  | R6040R25-B3 | / | NR24A-SR | Standard actuator | 1 | Scenario 2 |  | PPK¦SelectPro¦VDI3805¦Internet_EU |  |  | R6040R25-B3/NR24A-SR | Characterised control valve | 600 kPa | 100 kPa |  | EU\Inbox\Combinations\Folder..6/..7\ | 32
120258 | R6040R25-B3+NRC24A-SR | R6040R25-B3+NRC24A-SR |  | R6040R25-B3 | + | NRC24A-SR | Fast runner | 1 | Scenario 2 |  | PPK¦SelectPro¦VDI3805¦Internet_EU |  |  | R6040R25-B3+NRC24A-SR | Characterised control valve | 600 kPa | 100 kPa |  | EU\Inbox\Combinations\Folder..6/..7\ | 31
120259 | R6040R25-B3/NRC24A-SR | R6040R25-B3/NRC24A-SR |  | R6040R25-B3 | / | NRC24A-SR | Fast runner | 1 | Scenario 2 |  | PPK¦SelectPro¦VDI3805¦Internet_EU |  |  | R6040R25-B3/NRC24A-SR | Characterised control valve | 600 kPa | 100 kPa |  | EU\Inbox\Combinations\Folder..6/..7\ | 31
120260 | R6050R-B3+NR230A | R6050R-B3+NR230A |  | R6050R-B3 | + | NR230A | Standard actuator | 1 | Scenario 1 |  | PPK¦SelectPro¦VDI3805¦Internet_EU |  |  | R6050R-B3+NR230A | Open-close ball valve | 600 kPa | 100 kPa |  | EU\Inbox\Combinations\Folder..6/..7\ | 31
120261 | R6050R-B3/NR230A | R6050R-B3/NR230A |  | R6050R-B3 | / | NR230A | Standard actuator | 1 | Scenario 1 |  | PPK¦SelectPro¦VDI3805¦Internet_EU |  |  | R6050R-B3/NR230A | Open-close ball valve | 600 kPa | 100 kPa |  | EU\Inbox\Combinations\Folder..6/..7\ | 31
120262 | R6050R-B3+NR230A-S | R6050R-B3+NR230A-S |  | R6050R-B3 | + | NR230A-S | Standard actuator | 0 | Scenario 1 |  | PPK¦SelectPro¦VDI3805¦Internet_EU |  |  | R6050R-B3+NR230A-S | Open-close ball valve | 600 kPa | 100 kPa |  | EU\Inbox\Combinations\Folder..6/..7\ | 30
120263 | R6050R-B3/NR230A-S | R6050R-B3/NR230A-S |  | R6050R-B3 | / | NR230A-S | Standard actuator | 0 | Scenario 1 |  | PPK¦SelectPro¦VDI3805¦Internet_EU |  |  | R6050R-B3/NR230A-S | Open-close ball valve | 600 kPa | 100 kPa |  | EU\Inbox\Combinations\Folder..6/..7\ | 30
120264 | R6050R-B3+NR24A | R6050R-B3+NR24A |  | R6050R-B3 | + | NR24A | Standard actuator | 1 | Scenario 1 |  | PPK¦SelectPro¦VDI3805¦Internet_EU |  |  | R6050R-B3+NR24A | Open-close ball valve | 600 kPa | 100 kPa |  | EU\Inbox\Combinations\Folder..6/..7\ | 33
120265 | R6050R-B3/NR24A | R6050R-B3/NR24A |  | R6050R-B3 | / | NR24A | Standard actuator | 1 | Scenario 1 |  | PPK¦SelectPro¦VDI3805¦Internet_EU |  |  | R6050R-B3/NR24A | Open-close ball valve | 600 kPa | 100 kPa |  | EU\Inbox\Combinations\Folder..6/..7\ | 33
120266 | R6050R-B3+NR24A-S | R6050R-B3+NR24A-S |  | R6050R-B3 | + | NR24A-S | Standard actuator | 0 | Scenario 1 |  | PPK¦SelectPro¦VDI3805¦Internet_EU |  |  | R6050R-B3+NR24A-S | Open-close ball valve | 600 kPa | 100 kPa |  | EU\Inbox\Combinations\Folder..6/..7\ | 32
120267 | R6050R-B3/NR24A-S | R6050R-B3/NR24A-S |  | R6050R-B3 | / | NR24A-S | Standard actuator | 0 | Scenario 1 |  | PPK¦SelectPro¦VDI3805¦Internet_EU |  |  | R6050R-B3/NR24A-S | Open-close ball valve | 600 kPa | 100 kPa |  | EU\Inbox\Combinations\Folder..6/..7\ | 32
120346 | R3020-S2+LR24A-S | R3020-S2+LR24A-S |  | R3020-S2 | + | LR24A-S¦LR24A-S¦LR24A-S | Standard actuator | 0 | Scenario 1 |  | PPK¦SelectPro¦VDI3805¦Internet_EU |  |  | R3020-S2+LR24A-S | Change-over ball valve | 1400 kPa | 1000 kPa |  | EU\Inbox\Combinations\Folder..2/..3\ | 35
120347 | R3020-S2/LR24A-S | R3020-S2/LR24A-S |  | R3020-S2 | / | LR24A-S¦LR24A-S¦LR24A-S | Standard actuator | 0 | Scenario 1 |  | PPK¦SelectPro¦VDI3805¦Internet_EU |  |  | R3020-S2/LR24A-S | Change-over ball valve | 1400 kPa | 1000 kPa |  | EU\Inbox\Combinations\Folder..2/..3\ | 34
120348 | R3025-10-S2+LR24A-S | R3025-10-S2+LR24A-S |  | R3025-10-S2 | + | LR24A-S¦LR24A-S¦LR24A-S | Standard actuator | 0 | Scenario 2 |  | PPK¦SelectPro¦VDI3805¦Internet_EU |  |  | R3025-10-S2+LR24A-S | Characterised control valve | 1400 kPa | 350 kPa |  | EU\Inbox\Combinations\Folder..2/..3\ | 34
120349 | R3025-10-S2/LR24A-S | R3025-10-S2/LR24A-S |  | R3025-10-S2 | / | LR24A-S¦LR24A-S¦LR24A-S | Standard actuator | 0 | Scenario 2 |  | PPK¦SelectPro¦VDI3805¦Internet_EU |  |  | R3025-10-S2/LR24A-S | Characterised control valve | 1400 kPa | 350 kPa |  | EU\Inbox\Combinations\Folder..2/..3\ | 34
120350 | R3025-10-S2+LR24A-SR | R3025-10-S2+LR24A-SR |  | R3025-10-S2 | + | LR24A-SR | Standard actuator | 1 | Scenario 2 |  | PPK¦SelectPro¦VDI3805¦Internet_EU |  |  | R3025-10-S2+LR24A-SR | Characterised control valve | 1400 kPa | 350 kPa |  | EU\Inbox\Combinations\Folder..2/..3\ | 35
120351 | R3025-10-S2/LR24A-SR | R3025-10-S2/LR24A-SR |  | R3025-10-S2 | / | LR24A-SR | Standard actuator | 1 | Scenario 2 |  | PPK¦SelectPro¦VDI3805¦Internet_EU |  |  | R3025-10-S2/LR24A-SR | Characterised control valve | 1400 kPa | 350 kPa |  | EU\Inbox\Combinations\Folder..2/..3\ | 35
120352 | R3025-10-S2+LRC24A-SR | R3025-10-S2+LRC24A-SR |  | R3025-10-S2 | + | LRC24A-SR | Fast runner | 1 | Scenario 2 |  | PPK¦SelectPro¦VDI3805¦Internet_EU |  |  | R3025-10-S2+LRC24A-SR | Characterised control valve | 1400 kPa | 350 kPa |  | EU\Inbox\Combinations\Folder..2/..3\ | 34
120353 | R3025-10-S2/LRC24A-SR | R3025-10-S2/LRC24A-SR |  | R3025-10-S2 | / | LRC24A-SR | Fast runner | 1 | Scenario 2 |  | PPK¦SelectPro¦VDI3805¦Internet_EU |  |  | R3025-10-S2/LRC24A-SR | Characterised control valve | 1400 kPa | 350 kPa |  | EU\Inbox\Combinations\Folder..2/..3\ | 34
120354 | R3025-6P3-S2+LR24A-S | R3025-6P3-S2+LR24A-S |  | R3025-6P3-S2 | + | LR24A-S¦LR24A-S¦LR24A-S | Standard actuator | 0 | Scenario 2 |  | PPK¦SelectPro¦VDI3805¦Internet_EU |  |  | R3025-6P3-S2+LR24A-S | Characterised control valve | 1400 kPa | 350 kPa |  | EU\Inbox\Combinations\Folder..2/..3\ | 34
120355 | R3025-6P3-S2/LR24A-S | R3025-6P3-S2/LR24A-S |  | R3025-6P3-S2 | / | LR24A-S¦LR24A-S¦LR24A-S | Standard actuator | 0 | Scenario 2 |  | PPK¦SelectPro¦VDI3805¦Internet_EU |  |  | R3025-6P3-S2/LR24A-S | Characterised control valve | 1400 kPa | 350 kPa |  | EU\Inbox\Combinations\Folder..2/..3\ | 34
120356 | R3025-6P3-S2+LR24A-SR | R3025-6P3-S2+LR24A-SR |  | R3025-6P3-S2 | + | LR24A-SR | Standard actuator | 1 | Scenario 2 |  | PPK¦SelectPro¦VDI3805¦Internet_EU |  |  | R3025-6P3-S2+LR24A-SR | Characterised control valve | 1400 kPa | 350 kPa |  | EU\Inbox\Combinations\Folder..2/..3\ | 36
120357 | R3025-6P3-S2/LR24A-SR | R3025-6P3-S2/LR24A-SR |  | R3025-6P3-S2 | / | LR24A-SR | Standard actuator | 1 | Scenario 2 |  | PPK¦SelectPro¦VDI3805¦Internet_EU |  |  | R3025-6P3-S2/LR24A-SR | Characterised control valve | 1400 kPa | 350 kPa |  | EU\Inbox\Combinations\Folder..2/..3\ | 35
120358 | R3025-6P3-S2+LRC24A-SR | R3025-6P3-S2+LRC24A-SR |  | R3025-6P3-S2 | + | LRC24A-SR | Fast runner | 1 | Scenario 2 |  | PPK¦SelectPro¦VDI3805¦Internet_EU |  |  | R3025-6P3-S2+LRC24A-SR | Characterised control valve | 1400 kPa | 350 kPa |  | EU\Inbox\Combinations\Folder..2/..3\ | 34
120359 | R3025-6P3-S2/LRC24A-SR | R3025-6P3-S2/LRC24A-SR |  | R3025-6P3-S2 | / | LRC24A-SR | Fast runner | 1 | Scenario 2 |  | PPK¦SelectPro¦VDI3805¦Internet_EU |  |  | R3025-6P3-S2/LRC24A-SR | Characterised control valve | 1400 kPa | 350 kPa |  | EU\Inbox\Combinations\Folder..2/..3\ | 34
120360 | R3025-BL2+LR24A-S | R3025-BL2+LR24A-S |  | R3025-BL2 | + | LR24A-S | Standard actuator | 0 | Scenario 1 |  | PPK¦SelectPro¦VDI3805¦Internet_EU |  |  | R3025-BL2+LR24A-S | Change-over ball valve | 500 kPa | 350 kPa |  | EU\Inbox\Combinations\Folder..2/..3\ | 32
120361 | R3025-BL2/LR24A-S | R3025-BL2/LR24A-S |  | R3025-BL2 | / | LR24A-S | Standard actuator | 0 | Scenario 1 |  | PPK¦SelectPro¦VDI3805¦Internet_EU |  |  | R3025-BL2/LR24A-S | Change-over ball valve | 500 kPa | 350 kPa |  | EU\Inbox\Combinations\Folder..2/..3\ | 32
120362 | R3025-S2+LR24A-S | R3025-S2+LR24A-S |  | R3025-S2 | + | LR24A-S¦LR24A-S¦LR24A-S | Standard actuator | 0 | Scenario 1 |  | PPK¦SelectPro¦VDI3805¦Internet_EU |  |  | R3025-S2+LR24A-S | Change-over ball valve | 1400 kPa | 1000 kPa |  | EU\Inbox\Combinations\Folder..2/..3\ | 34
120363 | R3025-S2/LR24A-S | R3025-S2/LR24A-S |  | R3025-S2 | / | LR24A-S¦LR24A-S¦LR24A-S | Standard actuator | 0 | Scenario 1 |  | PPK¦SelectPro¦VDI3805¦Internet_EU |  |  | R3025-S2/LR24A-S | Change-over ball valve | 1400 kPa | 1000 kPa |  | EU\Inbox\Combinations\Folder..2/..3\ | 35
120364 | R3032-BL2+LR24A-S | R3032-BL2+LR24A-S |  | R3032-BL2 | + | LR24A-S | Standard actuator | 0 | Scenario 1 |  | PPK¦SelectPro¦VDI3805¦Internet_EU |  |  | R3032-BL2+LR24A-S | Change-over ball valve | 500 kPa | 350 kPa |  | EU\Inbox\Combinations\Folder..2/..3\ | 32
120365 | R3032-BL2/LR24A-S | R3032-BL2/LR24A-S |  | R3032-BL2 | / | LR24A-S | Standard actuator | 0 | Scenario 1 |  | PPK¦SelectPro¦VDI3805¦Internet_EU |  |  | R3032-BL2/LR24A-S | Change-over ball valve | 500 kPa | 350 kPa |  | EU\Inbox\Combinations\Folder..2/..3\ | 32
120366 | R6015R-B1+LR24A-S | R6015R-B1+LR24A-S |  | R6015R-B1 | + | LR24A-S | Standard actuator | 0 | Scenario 1 |  | PPK¦SelectPro¦VDI3805¦Internet_EU |  |  | R6015R-B1+LR24A-S | Open-close ball valve | 600 kPa | 100 kPa |  | EU\Inbox\Combinations\Folder..6/..7\ | 33
120367 | R6015R-B1/LR24A-S | R6015R-B1/LR24A-S |  | R6015R-B1 | / | LR24A-S | Standard actuator | 0 | Scenario 1 |  | PPK¦SelectPro¦VDI3805¦Internet_EU |  |  | R6015R-B1/LR24A-S | Open-close ball valve | 600 kPa | 100 kPa |  | EU\Inbox\Combinations\Folder..6/..7\ | 33
120368 | R6015R1-B1+LR24A-S | R6015R1-B1+LR24A-S |  | R6015R1-B1 | + | LR24A-S | Standard actuator | 0 | Scenario 2 |  | PPK¦SelectPro¦VDI3805¦Internet_EU |  |  | R6015R1-B1+LR24A-S | Characterised control valve | 600 kPa | 100 kPa |  | EU\Inbox\Combinations\Folder..6/..7\ | 31
120369 | R6015R1-B1/LR24A-S | R6015R1-B1/LR24A-S |  | R6015R1-B1 | / | LR24A-S | Standard actuator | 0 | Scenario 2 |  | PPK¦SelectPro¦VDI3805¦Internet_EU |  |  | R6015R1-B1/LR24A-S | Characterised control valve | 600 kPa | 100 kPa |  | EU\Inbox\Combinations\Folder..6/..7\ | 31
120370 | R6015R1-B1+LR24A-SR | R6015R1-B1+LR24A-SR |  | R6015R1-B1 | + | LR24A-SR | Standard actuator | 1 | Scenario 2 |  | PPK¦SelectPro¦VDI3805¦Internet_EU |  |  | R6015R1-B1+LR24A-SR | Characterised control valve | 600 kPa | 100 kPa |  | EU\Inbox\Combinations\Folder..6/..7\ | 32
120371 | R6015R1-B1/LR24A-SR | R6015R1-B1/LR24A-SR |  | R6015R1-B1 | / | LR24A-SR | Standard actuator | 1 | Scenario 2 |  | PPK¦SelectPro¦VDI3805¦Internet_EU |  |  | R6015R1-B1/LR24A-SR | Characterised control valve | 600 kPa | 100 kPa |  | EU\Inbox\Combinations\Folder..6/..7\ | 32
120372 | R6015R1-B1+LRC24A-SR | R6015R1-B1+LRC24A-SR |  | R6015R1-B1 | + | LRC24A-SR | Fast runner | 1 | Scenario 2 |  | PPK¦SelectPro¦VDI3805¦Internet_EU |  |  | R6015R1-B1+LRC24A-SR | Characterised control valve | 600 kPa | 100 kPa |  | EU\Inbox\Combinations\Folder..6/..7\ | 32
120373 | R6015R1-B1/LRC24A-SR | R6015R1-B1/LRC24A-SR |  | R6015R1-B1 | / | LRC24A-SR | Fast runner | 1 | Scenario 2 |  | PPK¦SelectPro¦VDI3805¦Internet_EU |  |  | R6015R1-B1/LRC24A-SR | Characterised control valve | 600 kPa | 100 kPa |  | EU\Inbox\Combinations\Folder..6/..7\ | 32
120374 | R6015R1P6-B1+LR24A-S | R6015R1P6-B1+LR24A-S |  | R6015R1P6-B1 | + | LR24A-S | Standard actuator | 0 | Scenario 2 |  | PPK¦SelectPro¦VDI3805¦Internet_EU |  |  | R6015R1P6-B1+LR24A-S | Characterised control valve | 600 kPa | 100 kPa |  | EU\Inbox\Combinations\Folder..6/..7\ | 31
120375 | R6015R1P6-B1/LR24A-S | R6015R1P6-B1/LR24A-S |  | R6015R1P6-B1 | / | LR24A-S | Standard actuator | 0 | Scenario 2 |  | PPK¦SelectPro¦VDI3805¦Internet_EU |  |  | R6015R1P6-B1/LR24A-S | Characterised control valve | 600 kPa | 100 kPa |  | EU\Inbox\Combinations\Folder..6/..7\ | 31
120376 | R6015R1P6-B1+LR24A-SR | R6015R1P6-B1+LR24A-SR |  | R6015R1P6-B1 | + | LR24A-SR | Standard actuator | 1 | Scenario 2 |  | PPK¦SelectPro¦VDI3805¦Internet_EU |  |  | R6015R1P6-B1+LR24A-SR | Characterised control valve | 600 kPa | 100 kPa |  | EU\Inbox\Combinations\Folder..6/..7\ | 32
120377 | R6015R1P6-B1/LR24A-SR | R6015R1P6-B1/LR24A-SR |  | R6015R1P6-B1 | / | LR24A-SR | Standard actuator | 1 | Scenario 2 |  | PPK¦SelectPro¦VDI3805¦Internet_EU |  |  | R6015R1P6-B1/LR24A-SR | Characterised control valve | 600 kPa | 100 kPa |  | EU\Inbox\Combinations\Folder..6/..7\ | 32
120378 | R6015R1P6-B1+LRC24A-SR | R6015R1P6-B1+LRC24A-SR |  | R6015R1P6-B1 | + | LRC24A-SR | Fast runner | 1 | Scenario 2 |  | PPK¦SelectPro¦VDI3805¦Internet_EU |  |  | R6015R1P6-B1+LRC24A-SR | Characterised control valve | 600 kPa | 100 kPa |  | EU\Inbox\Combinations\Folder..6/..7\ | 32
120379 | R6015R1P6-B1/LRC24A-SR | R6015R1P6-B1/LRC24A-SR |  | R6015R1P6-B1 | / | LRC24A-SR | Fast runner | 1 | Scenario 2 |  | PPK¦SelectPro¦VDI3805¦Internet_EU |  |  | R6015R1P6-B1/LRC24A-SR | Characterised control valve | 600 kPa | 100 kPa |  | EU\Inbox\Combinations\Folder..6/..7\ | 32
120380 | R6015R2P5-B1+LR24A-S | R6015R2P5-B1+LR24A-S |  | R6015R2P5-B1 | + | LR24A-S | Standard actuator | 0 | Scenario 2 |  | PPK¦SelectPro¦VDI3805¦Internet_EU |  |  | R6015R2P5-B1+LR24A-S | Characterised control valve | 600 kPa | 100 kPa |  | EU\Inbox\Combinations\Folder..6/..7\ | 31
120381 | R6015R2P5-B1/LR24A-S | R6015R2P5-B1/LR24A-S |  | R6015R2P5-B1 | / | LR24A-S | Standard actuator | 0 | Scenario 2 |  | PPK¦SelectPro¦VDI3805¦Internet_EU |  |  | R6015R2P5-B1/LR24A-S | Characterised control valve | 600 kPa | 100 kPa |  | EU\Inbox\Combinations\Folder..6/..7\ | 31
120382 | R6015R2P5-B1+LR24A-SR | R6015R2P5-B1+LR24A-SR |  | R6015R2P5-B1 | + | LR24A-SR | Standard actuator | 1 | Scenario 2 |  | PPK¦SelectPro¦VDI3805¦Internet_EU |  |  | R6015R2P5-B1+LR24A-SR | Characterised control valve | 600 kPa | 100 kPa |  | EU\Inbox\Combinations\Folder..6/..7\ | 32
120383 | R6015R2P5-B1/LR24A-SR | R6015R2P5-B1/LR24A-SR |  | R6015R2P5-B1 | / | LR24A-SR | Standard actuator | 1 | Scenario 2 |  | PPK¦SelectPro¦VDI3805¦Internet_EU |  |  | R6015R2P5-B1/LR24A-SR | Characterised control valve | 600 kPa | 100 kPa |  | EU\Inbox\Combinations\Folder..6/..7\ | 32
120384 | R6015R2P5-B1+LRC24A-SR | R6015R2P5-B1+LRC24A-SR |  | R6015R2P5-B1 | + | LRC24A-SR | Fast runner | 1 | Scenario 2 |  | PPK¦SelectPro¦VDI3805¦Internet_EU |  |  | R6015R2P5-B1+LRC24A-SR | Characterised control valve | 600 kPa | 100 kPa |  | EU\Inbox\Combinations\Folder..6/..7\ | 32
120385 | R6015R2P5-B1/LRC24A-SR | R6015R2P5-B1/LRC24A-SR |  | R6015R2P5-B1 | / | LRC24A-SR | Fast runner | 1 | Scenario 2 |  | PPK¦SelectPro¦VDI3805¦Internet_EU |  |  | R6015R2P5-B1/LRC24A-SR | Characterised control valve | 600 kPa | 100 kPa |  | EU\Inbox\Combinations\Folder..6/..7\ | 32
120386 | R6015R4-B1+LR24A-S | R6015R4-B1+LR24A-S |  | R6015R4-B1 | + | LR24A-S | Standard actuator | 0 | Scenario 2 |  | PPK¦SelectPro¦VDI3805¦Internet_EU |  |  | R6015R4-B1+LR24A-S | Characterised control valve | 600 kPa | 100 kPa |  | EU\Inbox\Combinations\Folder..6/..7\ | 31
120387 | R6015R4-B1/LR24A-S | R6015R4-B1/LR24A-S |  | R6015R4-B1 | / | LR24A-S | Standard actuator | 0 | Scenario 2 |  | PPK¦SelectPro¦VDI3805¦Internet_EU |  |  | R6015R4-B1/LR24A-S | Characterised control valve | 600 kPa | 100 kPa |  | EU\Inbox\Combinations\Folder..6/..7\ | 31
120388 | R6015R4-B1+LR24A-SR | R6015R4-B1+LR24A-SR |  | R6015R4-B1 | + | LR24A-SR | Standard actuator | 1 | Scenario 2 |  | PPK¦SelectPro¦VDI3805¦Internet_EU |  |  | R6015R4-B1+LR24A-SR | Characterised control valve | 600 kPa | 100 kPa |  | EU\Inbox\Combinations\Folder..6/..7\ | 32
120389 | R6015R4-B1/LR24A-SR | R6015R4-B1/LR24A-SR |  | R6015R4-B1 | / | LR24A-SR | Standard actuator | 1 | Scenario 2 |  | PPK¦SelectPro¦VDI3805¦Internet_EU |  |  | R6015R4-B1/LR24A-SR | Characterised control valve | 600 kPa | 100 kPa |  | EU\Inbox\Combinations\Folder..6/..7\ | 32
120390 | R6015R4-B1+LRC24A-SR | R6015R4-B1+LRC24A-SR |  | R6015R4-B1 | + | LRC24A-SR | Fast runner | 1 | Scenario 2 |  | PPK¦SelectPro¦VDI3805¦Internet_EU |  |  | R6015R4-B1+LRC24A-SR | Characterised control valve | 600 kPa | 100 kPa |  | EU\Inbox\Combinations\Folder..6/..7\ | 32
120391 | R6015R4-B1/LRC24A-SR | R6015R4-B1/LRC24A-SR |  | R6015R4-B1 | / | LRC24A-SR | Fast runner | 1 | Scenario 2 |  | PPK¦SelectPro¦VDI3805¦Internet_EU |  |  | R6015R4-B1/LRC24A-SR | Characterised control valve | 600 kPa | 100 kPa |  | EU\Inbox\Combinations\Folder..6/..7\ | 32
120392 | R6015RP63-B1+LR24A-S | R6015RP63-B1+LR24A-S |  | R6015RP63-B1 | + | LR24A-S | Standard actuator | 0 | Scenario 2 |  | PPK¦SelectPro¦VDI3805¦Internet_EU |  |  | R6015RP63-B1+LR24A-S | Characterised control valve | 600 kPa | 100 kPa |  | EU\Inbox\Combinations\Folder..6/..7\ | 31
120393 | R6015RP63-B1/LR24A-S | R6015RP63-B1/LR24A-S |  | R6015RP63-B1 | / | LR24A-S | Standard actuator | 0 | Scenario 2 |  | PPK¦SelectPro¦VDI3805¦Internet_EU |  |  | R6015RP63-B1/LR24A-S | Characterised control valve | 600 kPa | 100 kPa |  | EU\Inbox\Combinations\Folder..6/..7\ | 31
120394 | R6015RP63-B1+LR24A-SR | R6015RP63-B1+LR24A-SR |  | R6015RP63-B1 | + | LR24A-SR | Standard actuator | 1 | Scenario 2 |  | PPK¦SelectPro¦VDI3805¦Internet_EU |  |  | R6015RP63-B1+LR24A-SR | Characterised control valve | 600 kPa | 100 kPa |  | EU\Inbox\Combinations\Folder..6/..7\ | 32
120395 | R6015RP63-B1/LR24A-SR | R6015RP63-B1/LR24A-SR |  | R6015RP63-B1 | / | LR24A-SR | Standard actuator | 1 | Scenario 2 |  | PPK¦SelectPro¦VDI3805¦Internet_EU |  |  | R6015RP63-B1/LR24A-SR | Characterised control valve | 600 kPa | 100 kPa |  | EU\Inbox\Combinations\Folder..6/..7\ | 32
120396 | R6015RP63-B1+LRC24A-SR | R6015RP63-B1+LRC24A-SR |  | R6015RP63-B1 | + | LRC24A-SR | Fast runner | 1 | Scenario 2 |  | PPK¦SelectPro¦VDI3805¦Internet_EU |  |  | R6015RP63-B1+LRC24A-SR | Characterised control valve | 600 kPa | 100 kPa |  | EU\Inbox\Combinations\Folder..6/..7\ | 34
120397 | R6015RP63-B1/LRC24A-SR | R6015RP63-B1/LRC24A-SR |  | R6015RP63-B1 | / | LRC24A-SR | Fast runner | 1 | Scenario 2 |  | PPK¦SelectPro¦VDI3805¦Internet_EU |  |  | R6015RP63-B1/LRC24A-SR | Characterised control valve | 600 kPa | 100 kPa |  | EU\Inbox\Combinations\Folder..6/..7\ | 32
120398 | R6020R-B1+LR24A-S | R6020R-B1+LR24A-S |  | R6020R-B1 | + | LR24A-S | Standard actuator | 0 | Scenario 1 |  | PPK¦SelectPro¦VDI3805¦Internet_EU |  |  | R6020R-B1+LR24A-S | Open-close ball valve | 600 kPa | 100 kPa |  | EU\Inbox\Combinations\Folder..6/..7\ | 33
120399 | R6020R-B1/LR24A-S | R6020R-B1/LR24A-S |  | R6020R-B1 | / | LR24A-S | Standard actuator | 0 | Scenario 1 |  | PPK¦SelectPro¦VDI3805¦Internet_EU |  |  | R6020R-B1/LR24A-S | Open-close ball valve | 600 kPa | 100 kPa |  | EU\Inbox\Combinations\Folder..6/..7\ | 33
120400 | R6020R6P3-B1+LR24A-S | R6020R6P3-B1+LR24A-S |  | R6020R6P3-B1 | + | LR24A-S | Standard actuator | 0 | Scenario 2 |  | PPK¦SelectPro¦VDI3805¦Internet_EU |  |  | R6020R6P3-B1+LR24A-S | Characterised control valve | 600 kPa | 100 kPa |  | EU\Inbox\Combinations\Folder..6/..7\ | 31
120401 | R6020R6P3-B1/LR24A-S | R6020R6P3-B1/LR24A-S |  | R6020R6P3-B1 | / | LR24A-S | Standard actuator | 0 | Scenario 2 |  | PPK¦SelectPro¦VDI3805¦Internet_EU |  |  | R6020R6P3-B1/LR24A-S | Characterised control valve | 600 kPa | 100 kPa |  | EU\Inbox\Combinations\Folder..6/..7\ | 31
120402 | R6020R6P3-B1+LR24A-SR | R6020R6P3-B1+LR24A-SR |  | R6020R6P3-B1 | + | LR24A-SR | Standard actuator | 1 | Scenario 2 |  | PPK¦SelectPro¦VDI3805¦Internet_EU |  |  | R6020R6P3-B1+LR24A-SR | Characterised control valve | 600 kPa | 100 kPa |  | EU\Inbox\Combinations\Folder..6/..7\ | 32
120403 | R6020R6P3-B1/LR24A-SR | R6020R6P3-B1/LR24A-SR |  | R6020R6P3-B1 | / | LR24A-SR | Standard actuator | 1 | Scenario 2 |  | PPK¦SelectPro¦VDI3805¦Internet_EU |  |  | R6020R6P3-B1/LR24A-SR | Characterised control valve | 600 kPa | 100 kPa |  | EU\Inbox\Combinations\Folder..6/..7\ | 32
120404 | R6020R6P3-B1+LRC24A-SR | R6020R6P3-B1+LRC24A-SR |  | R6020R6P3-B1 | + | LRC24A-SR | Fast runner | 1 | Scenario 2 |  | PPK¦SelectPro¦VDI3805¦Internet_EU |  |  | R6020R6P3-B1+LRC24A-SR | Characterised control valve | 600 kPa | 100 kPa |  | EU\Inbox\Combinations\Folder..6/..7\ | 32
120405 | R6020R6P3-B1/LRC24A-SR | R6020R6P3-B1/LRC24A-SR |  | R6020R6P3-B1 | / | LRC24A-SR | Fast runner | 1 | Scenario 2 |  | PPK¦SelectPro¦VDI3805¦Internet_EU |  |  | R6020R6P3-B1/LRC24A-SR | Characterised control valve | 600 kPa | 100 kPa |  | EU\Inbox\Combinations\Folder..6/..7\ | 32
120406 | R6025R-B2+LR24A-S | R6025R-B2+LR24A-S |  | R6025R-B2 | + | LR24A-S | Standard actuator | 0 | Scenario 1 |  | PPK¦SelectPro¦VDI3805¦Internet_EU |  |  | R6025R-B2+LR24A-S | Open-close ball valve | 600 kPa | 100 kPa |  | EU\Inbox\Combinations\Folder..6/..7\ | 33
120407 | R6025R-B2/LR24A-S | R6025R-B2/LR24A-S |  | R6025R-B2 | / | LR24A-S | Standard actuator | 0 | Scenario 1 |  | PPK¦SelectPro¦VDI3805¦Internet_EU |  |  | R6025R-B2/LR24A-S | Open-close ball valve | 600 kPa | 100 kPa |  | EU\Inbox\Combinations\Folder..6/..7\ | 33
120408 | R6025R10-B2+LR24A-S | R6025R10-B2+LR24A-S |  | R6025R10-B2 | + | LR24A-S | Standard actuator | 0 | Scenario 2 |  | PPK¦SelectPro¦VDI3805¦Internet_EU |  |  | R6025R10-B2+LR24A-S | Characterised control valve | 600 kPa | 100 kPa |  | EU\Inbox\Combinations\Folder..6/..7\ | 31
120409 | R6025R10-B2/LR24A-S | R6025R10-B2/LR24A-S |  | R6025R10-B2 | / | LR24A-S | Standard actuator | 0 | Scenario 2 |  | PPK¦SelectPro¦VDI3805¦Internet_EU |  |  | R6025R10-B2/LR24A-S | Characterised control valve | 600 kPa | 100 kPa |  | EU\Inbox\Combinations\Folder..6/..7\ | 31
120410 | R6025R10-B2+LR24A-SR | R6025R10-B2+LR24A-SR |  | R6025R10-B2 | + | LR24A-SR | Standard actuator | 1 | Scenario 2 |  | PPK¦SelectPro¦VDI3805¦Internet_EU |  |  | R6025R10-B2+LR24A-SR | Characterised control valve | 600 kPa | 100 kPa |  | EU\Inbox\Combinations\Folder..6/..7\ | 32
120411 | R6025R10-B2/LR24A-SR | R6025R10-B2/LR24A-SR |  | R6025R10-B2 | / | LR24A-SR | Standard actuator | 1 | Scenario 2 |  | PPK¦SelectPro¦VDI3805¦Internet_EU |  |  | R6025R10-B2/LR24A-SR | Characterised control valve | 600 kPa | 100 kPa |  | EU\Inbox\Combinations\Folder..6/..7\ | 32
120412 | R6025R10-B2+LRC24A-SR | R6025R10-B2+LRC24A-SR |  | R6025R10-B2 | + | LRC24A-SR | Fast runner | 1 | Scenario 2 |  | PPK¦SelectPro¦VDI3805¦Internet_EU |  |  | R6025R10-B2+LRC24A-SR | Characterised control valve | 600 kPa | 100 kPa |  | EU\Inbox\Combinations\Folder..6/..7\ | 32
120413 | R6025R10-B2/LRC24A-SR | R6025R10-B2/LRC24A-SR |  | R6025R10-B2 | / | LRC24A-SR | Fast runner | 1 | Scenario 2 |  | PPK¦SelectPro¦VDI3805¦Internet_EU |  |  | R6025R10-B2/LRC24A-SR | Characterised control valve | 600 kPa | 100 kPa |  | EU\Inbox\Combinations\Folder..6/..7\ | 32
120414 | R7015R-B1+LR24A-S | R7015R-B1+LR24A-S |  | R7015R-B1 | + | LR24A-S | Standard actuator | 0 | Scenario 1 |  | PPK¦SelectPro¦VDI3805¦Internet_EU |  |  | R7015R-B1+LR24A-S | Change-over ball valve | 600 kPa | 100 kPa |  | EU\Inbox\Combinations\Folder..6/..7\ | 32
120415 | R7015R-B1/LR24A-S | R7015R-B1/LR24A-S |  | R7015R-B1 | / | LR24A-S | Standard actuator | 0 | Scenario 1 |  | PPK¦SelectPro¦VDI3805¦Internet_EU |  |  | R7015R-B1/LR24A-S | Change-over ball valve | 600 kPa | 100 kPa |  | EU\Inbox\Combinations\Folder..6/..7\ | 32
120416 | R7015R1P6-B1+LR24A-S | R7015R1P6-B1+LR24A-S |  | R7015R1P6-B1 | + | LR24A-S | Standard actuator | 0 | Scenario 2 |  | PPK¦SelectPro¦VDI3805¦Internet_EU |  |  | R7015R1P6-B1+LR24A-S | Characterised control valve | 600 kPa | 100 kPa |  | EU\Inbox\Combinations\Folder..6/..7\ | 32
120417 | R7015R1P6-B1/LR24A-S | R7015R1P6-B1/LR24A-S |  | R7015R1P6-B1 | / | LR24A-S | Standard actuator | 0 | Scenario 2 |  | PPK¦SelectPro¦VDI3805¦Internet_EU |  |  | R7015R1P6-B1/LR24A-S | Characterised control valve | 600 kPa | 100 kPa |  | EU\Inbox\Combinations\Folder..6/..7\ | 32
120418 | R7015R1P6-B1+LR24A-SR | R7015R1P6-B1+LR24A-SR |  | R7015R1P6-B1 | + | LR24A-SR | Standard actuator | 1 | Scenario 2 |  | PPK¦SelectPro¦VDI3805¦Internet_EU |  |  | R7015R1P6-B1+LR24A-SR | Characterised control valve | 600 kPa | 100 kPa |  | EU\Inbox\Combinations\Folder..6/..7\ | 32
120419 | R7015R1P6-B1/LR24A-SR | R7015R1P6-B1/LR24A-SR |  | R7015R1P6-B1 | / | LR24A-SR | Standard actuator | 1 | Scenario 2 |  | PPK¦SelectPro¦VDI3805¦Internet_EU |  |  | R7015R1P6-B1/LR24A-SR | Characterised control valve | 600 kPa | 100 kPa |  | EU\Inbox\Combinations\Folder..6/..7\ | 32
120420 | R7015R1P6-B1+LRC24A-SR | R7015R1P6-B1+LRC24A-SR |  | R7015R1P6-B1 | + | LRC24A-SR | Fast runner | 1 | Scenario 2 |  | PPK¦SelectPro¦VDI3805¦Internet_EU |  |  | R7015R1P6-B1+LRC24A-SR | Characterised control valve | 600 kPa | 100 kPa |  | EU\Inbox\Combinations\Folder..6/..7\ | 32
120421 | R7015R1P6-B1/LRC24A-SR | R7015R1P6-B1/LRC24A-SR |  | R7015R1P6-B1 | / | LRC24A-SR | Fast runner | 1 | Scenario 2 |  | PPK¦SelectPro¦VDI3805¦Internet_EU |  |  | R7015R1P6-B1/LRC24A-SR | Characterised control valve | 600 kPa | 100 kPa |  | EU\Inbox\Combinations\Folder..6/..7\ | 32
120422 | R7015R4-B1+LR24A-S | R7015R4-B1+LR24A-S |  | R7015R4-B1 | + | LR24A-S | Standard actuator | 0 | Scenario 2 |  | PPK¦SelectPro¦VDI3805¦Internet_EU |  |  | R7015R4-B1+LR24A-S | Characterised control valve | 600 kPa | 100 kPa |  | EU\Inbox\Combinations\Folder..6/..7\ | 32
120423 | R7015R4-B1/LR24A-S | R7015R4-B1/LR24A-S |  | R7015R4-B1 | / | LR24A-S | Standard actuator | 0 | Scenario 2 |  | PPK¦SelectPro¦VDI3805¦Internet_EU |  |  | R7015R4-B1/LR24A-S | Characterised control valve | 600 kPa | 100 kPa |  | EU\Inbox\Combinations\Folder..6/..7\ | 32
120424 | R7015R4-B1+LR24A-SR | R7015R4-B1+LR24A-SR |  | R7015R4-B1 | + | LR24A-SR | Standard actuator | 1 | Scenario 2 |  | PPK¦SelectPro¦VDI3805¦Internet_EU |  |  | R7015R4-B1+LR24A-SR | Characterised control valve | 600 kPa | 100 kPa |  | EU\Inbox\Combinations\Folder..6/..7\ | 32
120425 | R7015R4-B1/LR24A-SR | R7015R4-B1/LR24A-SR |  | R7015R4-B1 | / | LR24A-SR | Standard actuator | 1 | Scenario 2 |  | PPK¦SelectPro¦VDI3805¦Internet_EU |  |  | R7015R4-B1/LR24A-SR | Characterised control valve | 600 kPa | 100 kPa |  | EU\Inbox\Combinations\Folder..6/..7\ | 32
120426 | R7015R4-B1+LRC24A-SR | R7015R4-B1+LRC24A-SR |  | R7015R4-B1 | + | LRC24A-SR | Fast runner | 1 | Scenario 2 |  | PPK¦SelectPro¦VDI3805¦Internet_EU |  |  | R7015R4-B1+LRC24A-SR | Characterised control valve | 600 kPa | 100 kPa |  | EU\Inbox\Combinations\Folder..6/..7\ | 32
120427 | R7015R4-B1/LRC24A-SR | R7015R4-B1/LRC24A-SR |  | R7015R4-B1 | / | LRC24A-SR | Fast runner | 1 | Scenario 2 |  | PPK¦SelectPro¦VDI3805¦Internet_EU |  |  | R7015R4-B1/LRC24A-SR | Characterised control valve | 600 kPa | 100 kPa |  | EU\Inbox\Combinations\Folder..6/..7\ | 32
120428 | R7015RP63-B1+LR24A-S | R7015RP63-B1+LR24A-S |  | R7015RP63-B1 | + | LR24A-S | Standard actuator | 0 | Scenario 2 |  | PPK¦SelectPro¦VDI3805¦Internet_EU |  |  | R7015RP63-B1+LR24A-S | Characterised control valve | 600 kPa | 100 kPa |  | EU\Inbox\Combinations\Folder..6/..7\ | 32
120429 | R7015RP63-B1/LR24A-S | R7015RP63-B1/LR24A-S |  | R7015RP63-B1 | / | LR24A-S | Standard actuator | 0 | Scenario 2 |  | PPK¦SelectPro¦VDI3805¦Internet_EU |  |  | R7015RP63-B1/LR24A-S | Characterised control valve | 600 kPa | 100 kPa |  | EU\Inbox\Combinations\Folder..6/..7\ | 32
120430 | R7015RP63-B1+LR24A-SR | R7015RP63-B1+LR24A-SR |  | R7015RP63-B1 | + | LR24A-SR | Standard actuator | 1 | Scenario 2 |  | PPK¦SelectPro¦VDI3805¦Internet_EU |  |  | R7015RP63-B1+LR24A-SR | Characterised control valve | 600 kPa | 100 kPa |  | EU\Inbox\Combinations\Folder..6/..7\ | 32
120431 | R7015RP63-B1/LR24A-SR | R7015RP63-B1/LR24A-SR |  | R7015RP63-B1 | / | LR24A-SR | Standard actuator | 1 | Scenario 2 |  | PPK¦SelectPro¦VDI3805¦Internet_EU |  |  | R7015RP63-B1/LR24A-SR | Characterised control valve | 600 kPa | 100 kPa |  | EU\Inbox\Combinations\Folder..6/..7\ | 32
120432 | R7015RP63-B1+LRC24A-SR | R7015RP63-B1+LRC24A-SR |  | R7015RP63-B1 | + | LRC24A-SR | Fast runner | 1 | Scenario 2 |  | PPK¦SelectPro¦VDI3805¦Internet_EU |  |  | R7015RP63-B1+LRC24A-SR | Characterised control valve | 600 kPa | 100 kPa |  | EU\Inbox\Combinations\Folder..6/..7\ | 32
120433 | R7015RP63-B1/LRC24A-SR | R7015RP63-B1/LRC24A-SR |  | R7015RP63-B1 | / | LRC24A-SR | Fast runner | 1 | Scenario 2 |  | PPK¦SelectPro¦VDI3805¦Internet_EU |  |  | R7015RP63-B1/LRC24A-SR | Characterised control valve | 600 kPa | 100 kPa |  | EU\Inbox\Combinations\Folder..6/..7\ | 33
120434 | R7020R-B1+LR24A-S | R7020R-B1+LR24A-S |  | R7020R-B1 | + | LR24A-S | Standard actuator | 0 | Scenario 1 |  | PPK¦SelectPro¦VDI3805¦Internet_EU |  |  | R7020R-B1+LR24A-S | Change-over ball valve | 600 kPa | 100 kPa |  | EU\Inbox\Combinations\Folder..6/..7\ | 32
120435 | R7020R-B1/LR24A-S | R7020R-B1/LR24A-S |  | R7020R-B1 | / | LR24A-S | Standard actuator | 0 | Scenario 1 |  | PPK¦SelectPro¦VDI3805¦Internet_EU |  |  | R7020R-B1/LR24A-S | Change-over ball valve | 600 kPa | 100 kPa |  | EU\Inbox\Combinations\Folder..6/..7\ | 32
120436 | R7020R6P3-B1+LR24A-S | R7020R6P3-B1+LR24A-S |  | R7020R6P3-B1 | + | LR24A-S | Standard actuator | 0 | Scenario 2 |  | PPK¦SelectPro¦VDI3805¦Internet_EU |  |  | R7020R6P3-B1+LR24A-S | Characterised control valve | 600 kPa | 100 kPa |  | EU\Inbox\Combinations\Folder..6/..7\ | 32
120437 | R7020R6P3-B1/LR24A-S | R7020R6P3-B1/LR24A-S |  | R7020R6P3-B1 | / | LR24A-S | Standard actuator | 0 | Scenario 2 |  | PPK¦SelectPro¦VDI3805¦Internet_EU |  |  | R7020R6P3-B1/LR24A-S | Characterised control valve | 600 kPa | 100 kPa |  | EU\Inbox\Combinations\Folder..6/..7\ | 32
120438 | R7020R6P3-B1+LR24A-SR | R7020R6P3-B1+LR24A-SR |  | R7020R6P3-B1 | + | LR24A-SR | Standard actuator | 1 | Scenario 2 |  | PPK¦SelectPro¦VDI3805¦Internet_EU |  |  | R7020R6P3-B1+LR24A-SR | Characterised control valve | 600 kPa | 100 kPa |  | EU\Inbox\Combinations\Folder..6/..7\ | 32
120439 | R7020R6P3-B1/LR24A-SR | R7020R6P3-B1/LR24A-SR |  | R7020R6P3-B1 | / | LR24A-SR | Standard actuator | 1 | Scenario 2 |  | PPK¦SelectPro¦VDI3805¦Internet_EU |  |  | R7020R6P3-B1/LR24A-SR | Characterised control valve | 600 kPa | 100 kPa |  | EU\Inbox\Combinations\Folder..6/..7\ | 32
120440 | R7020R6P3-B1+LRC24A-SR | R7020R6P3-B1+LRC24A-SR |  | R7020R6P3-B1 | + | LRC24A-SR | Fast runner | 1 | Scenario 2 |  | PPK¦SelectPro¦VDI3805¦Internet_EU |  |  | R7020R6P3-B1+LRC24A-SR | Characterised control valve | 600 kPa | 100 kPa |  | EU\Inbox\Combinations\Folder..6/..7\ | 32
120441 | R7020R6P3-B1/LRC24A-SR | R7020R6P3-B1/LRC24A-SR |  | R7020R6P3-B1 | / | LRC24A-SR | Fast runner | 1 | Scenario 2 |  | PPK¦SelectPro¦VDI3805¦Internet_EU |  |  | R7020R6P3-B1/LRC24A-SR | Characterised control valve | 600 kPa | 100 kPa |  | EU\Inbox\Combinations\Folder..6/..7\ | 32
120442 | R7025R-B2+LR24A-S | R7025R-B2+LR24A-S |  | R7025R-B2 | + | LR24A-S | Standard actuator | 0 | Scenario 1 |  | PPK¦SelectPro¦VDI3805¦Internet_EU |  |  | R7025R-B2+LR24A-S | Change-over ball valve | 600 kPa | 100 kPa |  | EU\Inbox\Combinations\Folder..6/..7\ | 32
120443 | R7025R-B2/LR24A-S | R7025R-B2/LR24A-S |  | R7025R-B2 | / | LR24A-S | Standard actuator | 0 | Scenario 1 |  | PPK¦SelectPro¦VDI3805¦Internet_EU |  |  | R7025R-B2/LR24A-S | Change-over ball valve | 600 kPa | 100 kPa |  | EU\Inbox\Combinations\Folder..6/..7\ | 32
120444 | R7025R10-B2+LR24A-S | R7025R10-B2+LR24A-S |  | R7025R10-B2 | + | LR24A-S | Standard actuator | 0 | Scenario 2 |  | PPK¦SelectPro¦VDI3805¦Internet_EU |  |  | R7025R10-B2+LR24A-S | Characterised control valve | 600 kPa | 100 kPa |  | EU\Inbox\Combinations\Folder..6/..7\ | 33
120445 | R7025R10-B2/LR24A-S | R7025R10-B2/LR24A-S |  | R7025R10-B2 | / | LR24A-S | Standard actuator | 0 | Scenario 2 |  | PPK¦SelectPro¦VDI3805¦Internet_EU |  |  | R7025R10-B2/LR24A-S | Characterised control valve | 600 kPa | 100 kPa |  | EU\Inbox\Combinations\Folder..6/..7\ | 33
120446 | R7025R10-B2+LR24A-SR | R7025R10-B2+LR24A-SR |  | R7025R10-B2 | + | LR24A-SR | Standard actuator | 1 | Scenario 2 |  | PPK¦SelectPro¦VDI3805¦Internet_EU |  |  | R7025R10-B2+LR24A-SR | Characterised control valve | 600 kPa | 100 kPa |  | EU\Inbox\Combinations\Folder..6/..7\ | 33
120447 | R7025R10-B2/LR24A-SR | R7025R10-B2/LR24A-SR |  | R7025R10-B2 | / | LR24A-SR | Standard actuator | 1 | Scenario 2 |  | PPK¦SelectPro¦VDI3805¦Internet_EU |  |  | R7025R10-B2/LR24A-SR | Characterised control valve | 600 kPa | 100 kPa |  | EU\Inbox\Combinations\Folder..6/..7\ | 33
120448 | R7025R10-B2+LRC24A-SR | R7025R10-B2+LRC24A-SR |  | R7025R10-B2 | + | LRC24A-SR | Fast runner | 1 | Scenario 2 |  | PPK¦SelectPro¦VDI3805¦Internet_EU |  |  | R7025R10-B2+LRC24A-SR | Characterised control valve | 600 kPa | 100 kPa |  | EU\Inbox\Combinations\Folder..6/..7\ | 33
120449 | R7025R10-B2/LRC24A-SR | R7025R10-B2/LRC24A-SR |  | R7025R10-B2 | / | LRC24A-SR | Fast runner | 1 | Scenario 2 |  | PPK¦SelectPro¦VDI3805¦Internet_EU |  |  | R7025R10-B2/LRC24A-SR | Characterised control valve | 600 kPa | 100 kPa |  | EU\Inbox\Combinations\Folder..6/..7\ | 33
120464 | R6050R40-B3+NR230A | R6050R40-B3+NR230A |  | R6050R40-B3 | + | NR230A | Standard actuator | 1 | Scenario 2 |  | PPK¦SelectPro¦VDI3805¦Internet_EU |  |  | R6050R40-B3+NR230A | Characterised control valve | 600 kPa | 100 kPa |  | EU\Inbox\Combinations\Folder..6/..7\ | 33
120465 | R6050R40-B3/NR230A | R6050R40-B3/NR230A |  | R6050R40-B3 | / | NR230A | Standard actuator | 1 | Scenario 2 |  | PPK¦SelectPro¦VDI3805¦Internet_EU |  |  | R6050R40-B3/NR230A | Characterised control valve | 600 kPa | 100 kPa |  | EU\Inbox\Combinations\Folder..6/..7\ | 33
120466 | R6050R40-B3+NR230A-S | R6050R40-B3+NR230A-S |  | R6050R40-B3 | + | NR230A-S | Standard actuator | 0 | Scenario 2 |  | PPK¦SelectPro¦VDI3805¦Internet_EU |  |  | R6050R40-B3+NR230A-S | Characterised control valve | 600 kPa | 100 kPa |  | EU\Inbox\Combinations\Folder..6/..7\ | 32
120467 | R6050R40-B3/NR230A-S | R6050R40-B3/NR230A-S |  | R6050R40-B3 | / | NR230A-S | Standard actuator | 0 | Scenario 2 |  | PPK¦SelectPro¦VDI3805¦Internet_EU |  |  | R6050R40-B3/NR230A-S | Characterised control valve | 600 kPa | 100 kPa |  | EU\Inbox\Combinations\Folder..6/..7\ | 32
120468 | R6050R40-B3+NR24A | R6050R40-B3+NR24A |  | R6050R40-B3 | + | NR24A | Standard actuator | 1 | Scenario 2 |  | PPK¦SelectPro¦VDI3805¦Internet_EU |  |  | R6050R40-B3+NR24A | Characterised control valve | 600 kPa | 100 kPa |  | EU\Inbox\Combinations\Folder..6/..7\ | 34
120469 | R6050R40-B3/NR24A | R6050R40-B3/NR24A |  | R6050R40-B3 | / | NR24A | Standard actuator | 1 | Scenario 2 |  | PPK¦SelectPro¦VDI3805¦Internet_EU |  |  | R6050R40-B3/NR24A | Characterised control valve | 600 kPa | 100 kPa |  | EU\Inbox\Combinations\Folder..6/..7\ | 34
120472 | R6050R40-B3+NR24A-MP | R6050R40-B3+NR24A-MP |  | R6050R40-B3 | + | NR24A-MP | Communicative actuator | 0 | Scenario 2 |  | PPK¦SelectPro¦VDI3805¦Internet_EU |  |  | R6050R40-B3+NR24A-MP | Characterised control valve | 600 kPa | 100 kPa |  | EU\Inbox\Combinations\Folder..6/..7\ | 33
120473 | R6050R40-B3/NR24A-MP | R6050R40-B3/NR24A-MP |  | R6050R40-B3 | / | NR24A-MP | Communicative actuator | 0 | Scenario 2 |  | PPK¦SelectPro¦VDI3805¦Internet_EU |  |  | R6050R40-B3/NR24A-MP | Characterised control valve | 600 kPa | 100 kPa |  | EU\Inbox\Combinations\Folder..6/..7\ | 33
120474 | R6050R40-B3+NR24A-S | R6050R40-B3+NR24A-S |  | R6050R40-B3 | + | NR24A-S | Standard actuator | 0 | Scenario 2 |  | PPK¦SelectPro¦VDI3805¦Internet_EU |  |  | R6050R40-B3+NR24A-S | Characterised control valve | 600 kPa | 100 kPa |  | EU\Inbox\Combinations\Folder..6/..7\ | 33
120475 | R6050R40-B3/NR24A-S | R6050R40-B3/NR24A-S |  | R6050R40-B3 | / | NR24A-S | Standard actuator | 0 | Scenario 2 |  | PPK¦SelectPro¦VDI3805¦Internet_EU |  |  | R6050R40-B3/NR24A-S | Characterised control valve | 600 kPa | 100 kPa |  | EU\Inbox\Combinations\Folder..6/..7\ | 33
120476 | R6050R40-B3+NR24A-SR | R6050R40-B3+NR24A-SR |  | R6050R40-B3 | + | NR24A-SR | Standard actuator | 1 | Scenario 2 |  | PPK¦SelectPro¦VDI3805¦Internet_EU |  |  | R6050R40-B3+NR24A-SR | Characterised control valve | 600 kPa | 100 kPa |  | EU\Inbox\Combinations\Folder..6/..7\ | 34
120477 | R6050R40-B3/NR24A-SR | R6050R40-B3/NR24A-SR |  | R6050R40-B3 | / | NR24A-SR | Standard actuator | 1 | Scenario 2 |  | PPK¦SelectPro¦VDI3805¦Internet_EU |  |  | R6050R40-B3/NR24A-SR | Characterised control valve | 600 kPa | 100 kPa |  | EU\Inbox\Combinations\Folder..6/..7\ | 34
120480 | R6050R40-B3+NRC24A-SR | R6050R40-B3+NRC24A-SR |  | R6050R40-B3 | + | NRC24A-SR | Fast runner | 1 | Scenario 2 |  | PPK¦SelectPro¦VDI3805¦Internet_EU |  |  | R6050R40-B3+NRC24A-SR | Characterised control valve | 600 kPa | 100 kPa |  | EU\Inbox\Combinations\Folder..6/..7\ | 33
120481 | R6050R40-B3/NRC24A-SR | R6050R40-B3/NRC24A-SR |  | R6050R40-B3 | / | NRC24A-SR | Fast runner | 1 | Scenario 2 |  | PPK¦SelectPro¦VDI3805¦Internet_EU |  |  | R6050R40-B3/NRC24A-SR | Characterised control valve | 600 kPa | 100 kPa |  | EU\Inbox\Combinations\Folder..6/..7\ | 33
120596 | R7032R-B3+NR230A | R7032R-B3+NR230A |  | R7032R-B3 | + | NR230A | Standard actuator | 1 | Scenario 1 |  | PPK¦SelectPro¦VDI3805¦Internet_EU |  |  | R7032R-B3+NR230A | Change-over ball valve | 600 kPa | 100 kPa |  | EU\Inbox\Combinations\Folder..6/..7\ | 33
120597 | R7032R-B3/NR230A | R7032R-B3/NR230A |  | R7032R-B3 | / | NR230A | Standard actuator | 1 | Scenario 1 |  | PPK¦SelectPro¦VDI3805¦Internet_EU |  |  | R7032R-B3/NR230A | Change-over ball valve | 600 kPa | 100 kPa |  | EU\Inbox\Combinations\Folder..6/..7\ | 33
120598 | R7032R-B3+NR230A-S | R7032R-B3+NR230A-S |  | R7032R-B3 | + | NR230A-S | Standard actuator | 0 | Scenario 1 |  | PPK¦SelectPro¦VDI3805¦Internet_EU |  |  | R7032R-B3+NR230A-S | Change-over ball valve | 600 kPa | 100 kPa |  | EU\Inbox\Combinations\Folder..6/..7\ | 33
120599 | R7032R-B3/NR230A-S | R7032R-B3/NR230A-S |  | R7032R-B3 | / | NR230A-S | Standard actuator | 0 | Scenario 1 |  | PPK¦SelectPro¦VDI3805¦Internet_EU |  |  | R7032R-B3/NR230A-S | Change-over ball valve | 600 kPa | 100 kPa |  | EU\Inbox\Combinations\Folder..6/..7\ | 33
120600 | R7032R-B3+NR24A | R7032R-B3+NR24A |  | R7032R-B3 | + | NR24A | Standard actuator | 1 | Scenario 1 |  | PPK¦SelectPro¦VDI3805¦Internet_EU |  |  | R7032R-B3+NR24A | Change-over ball valve | 600 kPa | 100 kPa |  | EU\Inbox\Combinations\Folder..6/..7\ | 34
120601 | R7032R-B3/NR24A | R7032R-B3/NR24A |  | R7032R-B3 | / | NR24A | Standard actuator | 1 | Scenario 1 |  | PPK¦SelectPro¦VDI3805¦Internet_EU |  |  | R7032R-B3/NR24A | Change-over ball valve | 600 kPa | 100 kPa |  | EU\Inbox\Combinations\Folder..6/..7\ | 34
120602 | R7032R-B3+NR24A-S | R7032R-B3+NR24A-S |  | R7032R-B3 | + | NR24A-S | Standard actuator | 0 | Scenario 1 |  | PPK¦SelectPro¦VDI3805¦Internet_EU |  |  | R7032R-B3+NR24A-S | Change-over ball valve | 600 kPa | 100 kPa |  | EU\Inbox\Combinations\Folder..6/..7\ | 34
120603 | R7032R-B3/NR24A-S | R7032R-B3/NR24A-S |  | R7032R-B3 | / | NR24A-S | Standard actuator | 0 | Scenario 1 |  | PPK¦SelectPro¦VDI3805¦Internet_EU |  |  | R7032R-B3/NR24A-S | Change-over ball valve | 600 kPa | 100 kPa |  | EU\Inbox\Combinations\Folder..6/..7\ | 34
120604 | R7032R16-B3+NR230A | R7032R16-B3+NR230A |  | R7032R16-B3 | + | NR230A | Standard actuator | 1 | Scenario 2 |  | PPK¦SelectPro¦VDI3805¦Internet_EU |  |  | R7032R16-B3+NR230A | Characterised control valve | 600 kPa | 100 kPa |  | EU\Inbox\Combinations\Folder..6/..7\ | 33
120605 | R7032R16-B3/NR230A | R7032R16-B3/NR230A |  | R7032R16-B3 | / | NR230A | Standard actuator | 1 | Scenario 2 |  | PPK¦SelectPro¦VDI3805¦Internet_EU |  |  | R7032R16-B3/NR230A | Characterised control valve | 600 kPa | 100 kPa |  | EU\Inbox\Combinations\Folder..6/..7\ | 33
120606 | R7032R16-B3+NR230A-S | R7032R16-B3+NR230A-S |  | R7032R16-B3 | + | NR230A-S | Standard actuator | 0 | Scenario 2 |  | PPK¦SelectPro¦VDI3805¦Internet_EU |  |  | R7032R16-B3+NR230A-S | Characterised control valve | 600 kPa | 100 kPa |  | EU\Inbox\Combinations\Folder..6/..7\ | 33
120607 | R7032R16-B3/NR230A-S | R7032R16-B3/NR230A-S |  | R7032R16-B3 | / | NR230A-S | Standard actuator | 0 | Scenario 2 |  | PPK¦SelectPro¦VDI3805¦Internet_EU |  |  | R7032R16-B3/NR230A-S | Characterised control valve | 600 kPa | 100 kPa |  | EU\Inbox\Combinations\Folder..6/..7\ | 33
120608 | R7032R16-B3+NR24A | R7032R16-B3+NR24A |  | R7032R16-B3 | + | NR24A | Standard actuator | 1 | Scenario 2 |  | PPK¦SelectPro¦VDI3805¦Internet_EU |  |  | R7032R16-B3+NR24A | Characterised control valve | 600 kPa | 100 kPa |  | EU\Inbox\Combinations\Folder..6/..7\ | 34
120609 | R7032R16-B3/NR24A | R7032R16-B3/NR24A |  | R7032R16-B3 | / | NR24A | Standard actuator | 1 | Scenario 2 |  | PPK¦SelectPro¦VDI3805¦Internet_EU |  |  | R7032R16-B3/NR24A | Characterised control valve | 600 kPa | 100 kPa |  | EU\Inbox\Combinations\Folder..6/..7\ | 34
120612 | R7032R16-B3+NR24A-MP | R7032R16-B3+NR24A-MP |  | R7032R16-B3 | + | NR24A-MP | Communicative actuator | 0 | Scenario 2 |  | PPK¦SelectPro¦VDI3805¦Internet_EU |  |  | R7032R16-B3+NR24A-MP | Characterised control valve | 600 kPa | 100 kPa |  | EU\Inbox\Combinations\Folder..4/..5\ | 34
120613 | R7032R16-B3/NR24A-MP | R7032R16-B3/NR24A-MP |  | R7032R16-B3 | / | NR24A-MP | Communicative actuator | 0 | Scenario 2 |  | PPK¦SelectPro¦VDI3805¦Internet_EU |  |  | R7032R16-B3/NR24A-MP | Characterised control valve | 600 kPa | 100 kPa |  | EU\Inbox\Combinations\Folder..4/..5\ | 34
120614 | R7032R16-B3+NR24A-S | R7032R16-B3+NR24A-S |  | R7032R16-B3 | + | NR24A-S | Standard actuator | 0 | Scenario 2 |  | PPK¦SelectPro¦VDI3805¦Internet_EU |  |  | R7032R16-B3+NR24A-S | Characterised control valve | 600 kPa | 100 kPa |  | EU\Inbox\Combinations\Folder..6/..7\ | 34
120615 | R7032R16-B3/NR24A-S | R7032R16-B3/NR24A-S |  | R7032R16-B3 | / | NR24A-S | Standard actuator | 0 | Scenario 2 |  | PPK¦SelectPro¦VDI3805¦Internet_EU |  |  | R7032R16-B3/NR24A-S | Characterised control valve | 600 kPa | 100 kPa |  | EU\Inbox\Combinations\Folder..6/..7\ | 34
120616 | R7032R16-B3+NR24A-SR | R7032R16-B3+NR24A-SR |  | R7032R16-B3 | + | NR24A-SR | Standard actuator | 1 | Scenario 2 |  | PPK¦SelectPro¦VDI3805¦Internet_EU |  |  | R7032R16-B3+NR24A-SR | Characterised control valve | 600 kPa | 100 kPa |  | EU\Inbox\Combinations\Folder..6/..7\ | 34
120617 | R7032R16-B3/NR24A-SR | R7032R16-B3/NR24A-SR |  | R7032R16-B3 | / | NR24A-SR | Standard actuator | 1 | Scenario 2 |  | PPK¦SelectPro¦VDI3805¦Internet_EU |  |  | R7032R16-B3/NR24A-SR | Characterised control valve | 600 kPa | 100 kPa |  | EU\Inbox\Combinations\Folder..6/..7\ | 34
120620 | R7032R16-B3+NRC24A-SR | R7032R16-B3+NRC24A-SR |  | R7032R16-B3 | + | NRC24A-SR | Fast runner | 1 | Scenario 2 |  | PPK¦SelectPro¦VDI3805¦Internet_EU |  |  | R7032R16-B3+NRC24A-SR | Characterised control valve | 600 kPa | 100 kPa |  | EU\Inbox\Combinations\Folder..6/..7\ | 33
120621 | R7032R16-B3/NRC24A-SR | R7032R16-B3/NRC24A-SR |  | R7032R16-B3 | / | NRC24A-SR | Fast runner | 1 | Scenario 2 |  | PPK¦SelectPro¦VDI3805¦Internet_EU |  |  | R7032R16-B3/NRC24A-SR | Characterised control valve | 600 kPa | 100 kPa |  | EU\Inbox\Combinations\Folder..6/..7\ | 33
120622 | R7040R-B3+NR230A | R7040R-B3+NR230A |  | R7040R-B3 | + | NR230A | Standard actuator | 1 | Scenario 1 |  | PPK¦SelectPro¦VDI3805¦Internet_EU |  |  | R7040R-B3+NR230A | Change-over ball valve | 600 kPa | 100 kPa |  | EU\Inbox\Combinations\Folder..6/..7\ | 33
120623 | R7040R-B3/NR230A | R7040R-B3/NR230A |  | R7040R-B3 | / | NR230A | Standard actuator | 1 | Scenario 1 |  | PPK¦SelectPro¦VDI3805¦Internet_EU |  |  | R7040R-B3/NR230A | Change-over ball valve | 600 kPa | 100 kPa |  | EU\Inbox\Combinations\Folder..6/..7\ | 33
120624 | R7040R-B3+NR230A-S | R7040R-B3+NR230A-S |  | R7040R-B3 | + | NR230A-S | Standard actuator | 0 | Scenario 1 |  | PPK¦SelectPro¦VDI3805¦Internet_EU |  |  | R7040R-B3+NR230A-S | Change-over ball valve | 600 kPa | 100 kPa |  | EU\Inbox\Combinations\Folder..6/..7\ | 33
120625 | R7040R-B3/NR230A-S | R7040R-B3/NR230A-S |  | R7040R-B3 | / | NR230A-S | Standard actuator | 0 | Scenario 1 |  | PPK¦SelectPro¦VDI3805¦Internet_EU |  |  | R7040R-B3/NR230A-S | Change-over ball valve | 600 kPa | 100 kPa |  | EU\Inbox\Combinations\Folder..6/..7\ | 33
120626 | R7040R-B3+NR24A | R7040R-B3+NR24A |  | R7040R-B3 | + | NR24A | Standard actuator | 1 | Scenario 1 |  | PPK¦SelectPro¦VDI3805¦Internet_EU |  |  | R7040R-B3+NR24A | Change-over ball valve | 600 kPa | 100 kPa |  | EU\Inbox\Combinations\Folder..6/..7\ | 34
120627 | R7040R-B3/NR24A | R7040R-B3/NR24A |  | R7040R-B3 | / | NR24A | Standard actuator | 1 | Scenario 1 |  | PPK¦SelectPro¦VDI3805¦Internet_EU |  |  | R7040R-B3/NR24A | Change-over ball valve | 600 kPa | 100 kPa |  | EU\Inbox\Combinations\Folder..6/..7\ | 34
120628 | R7040R-B3+NR24A-S | R7040R-B3+NR24A-S |  | R7040R-B3 | + | NR24A-S | Standard actuator | 0 | Scenario 1 |  | PPK¦SelectPro¦VDI3805¦Internet_EU |  |  | R7040R-B3+NR24A-S | Change-over ball valve | 600 kPa | 100 kPa |  | EU\Inbox\Combinations\Folder..6/..7\ | 34
120629 | R7040R-B3/NR24A-S | R7040R-B3/NR24A-S |  | R7040R-B3 | / | NR24A-S | Standard actuator | 0 | Scenario 1 |  | PPK¦SelectPro¦VDI3805¦Internet_EU |  |  | R7040R-B3/NR24A-S | Change-over ball valve | 600 kPa | 100 kPa |  | EU\Inbox\Combinations\Folder..6/..7\ | 34
120630 | R7040R16-B3+NR230A | R7040R16-B3+NR230A |  | R7040R16-B3 | + | NR230A | Standard actuator | 1 | Scenario 2 |  | PPK¦SelectPro¦VDI3805¦Internet_EU |  |  | R7040R16-B3+NR230A | Characterised control valve | 600 kPa | 100 kPa |  | EU\Inbox\Combinations\Folder..6/..7\ | 33
120631 | R7040R16-B3/NR230A | R7040R16-B3/NR230A |  | R7040R16-B3 | / | NR230A | Standard actuator | 1 | Scenario 2 |  | PPK¦SelectPro¦VDI3805¦Internet_EU |  |  | R7040R16-B3/NR230A | Characterised control valve | 600 kPa | 100 kPa |  | EU\Inbox\Combinations\Folder..6/..7\ | 33
120632 | R7040R16-B3+NR230A-S | R7040R16-B3+NR230A-S |  | R7040R16-B3 | + | NR230A-S | Standard actuator | 0 | Scenario 2 |  | PPK¦SelectPro¦VDI3805¦Internet_EU |  |  | R7040R16-B3+NR230A-S | Characterised control valve | 600 kPa | 100 kPa |  | EU\Inbox\Combinations\Folder..6/..7\ | 33
120633 | R7040R16-B3/NR230A-S | R7040R16-B3/NR230A-S |  | R7040R16-B3 | / | NR230A-S | Standard actuator | 0 | Scenario 2 |  | PPK¦SelectPro¦VDI3805¦Internet_EU |  |  | R7040R16-B3/NR230A-S | Characterised control valve | 600 kPa | 100 kPa |  | EU\Inbox\Combinations\Folder..6/..7\ | 33
120634 | R7040R16-B3+NR24A | R7040R16-B3+NR24A |  | R7040R16-B3 | + | NR24A | Standard actuator | 1 | Scenario 2 |  | PPK¦SelectPro¦VDI3805¦Internet_EU |  |  | R7040R16-B3+NR24A | Characterised control valve | 600 kPa | 100 kPa |  | EU\Inbox\Combinations\Folder..6/..7\ | 34
120635 | R7040R16-B3/NR24A | R7040R16-B3/NR24A |  | R7040R16-B3 | / | NR24A | Standard actuator | 1 | Scenario 2 |  | PPK¦SelectPro¦VDI3805¦Internet_EU |  |  | R7040R16-B3/NR24A | Characterised control valve | 600 kPa | 100 kPa |  | EU\Inbox\Combinations\Folder..6/..7\ | 34
120638 | R7040R16-B3+NR24A-MP | R7040R16-B3+NR24A-MP |  | R7040R16-B3 | + | NR24A-MP | Communicative actuator | 0 | Scenario 2 |  | PPK¦SelectPro¦VDI3805¦Internet_EU |  |  | R7040R16-B3+NR24A-MP | Characterised control valve | 600 kPa | 100 kPa |  | EU\Inbox\Combinations\Folder..4/..5\ | 33
120639 | R7040R16-B3/NR24A-MP | R7040R16-B3/NR24A-MP |  | R7040R16-B3 | / | NR24A-MP | Communicative actuator | 0 | Scenario 2 |  | PPK¦SelectPro¦VDI3805¦Internet_EU |  |  | R7040R16-B3/NR24A-MP | Characterised control valve | 600 kPa | 100 kPa |  | EU\Inbox\Combinations\Folder..4/..5\ | 33
120640 | R7040R16-B3+NR24A-S | R7040R16-B3+NR24A-S |  | R7040R16-B3 | + | NR24A-S | Standard actuator | 0 | Scenario 2 |  | PPK¦SelectPro¦VDI3805¦Internet_EU |  |  | R7040R16-B3+NR24A-S | Characterised control valve | 600 kPa | 100 kPa |  | EU\Inbox\Combinations\Folder..6/..7\ | 34
120641 | R7040R16-B3/NR24A-S | R7040R16-B3/NR24A-S |  | R7040R16-B3 | / | NR24A-S | Standard actuator | 0 | Scenario 2 |  | PPK¦SelectPro¦VDI3805¦Internet_EU |  |  | R7040R16-B3/NR24A-S | Characterised control valve | 600 kPa | 100 kPa |  | EU\Inbox\Combinations\Folder..6/..7\ | 34
120642 | R7040R16-B3+NR24A-SR | R7040R16-B3+NR24A-SR |  | R7040R16-B3 | + | NR24A-SR | Standard actuator | 1 | Scenario 2 |  | PPK¦SelectPro¦VDI3805¦Internet_EU |  |  | R7040R16-B3+NR24A-SR | Characterised control valve | 600 kPa | 100 kPa |  | EU\Inbox\Combinations\Folder..6/..7\ | 34
120643 | R7040R16-B3/NR24A-SR | R7040R16-B3/NR24A-SR |  | R7040R16-B3 | / | NR24A-SR | Standard actuator | 1 | Scenario 2 |  | PPK¦SelectPro¦VDI3805¦Internet_EU |  |  | R7040R16-B3/NR24A-SR | Characterised control valve | 600 kPa | 100 kPa |  | EU\Inbox\Combinations\Folder..6/..7\ | 34
120646 | R7040R16-B3+NRC24A-SR | R7040R16-B3+NRC24A-SR |  | R7040R16-B3 | + | NRC24A-SR | Fast runner | 1 | Scenario 2 |  | PPK¦SelectPro¦VDI3805¦Internet_EU |  |  | R7040R16-B3+NRC24A-SR | Characterised control valve | 600 kPa | 100 kPa |  | EU\Inbox\Combinations\Folder..6/..7\ | 33
120647 | R7040R16-B3/NRC24A-SR | R7040R16-B3/NRC24A-SR |  | R7040R16-B3 | / | NRC24A-SR | Fast runner | 1 | Scenario 2 |  | PPK¦SelectPro¦VDI3805¦Internet_EU |  |  | R7040R16-B3/NRC24A-SR | Characterised control valve | 600 kPa | 100 kPa |  | EU\Inbox\Combinations\Folder..6/..7\ | 33
120648 | R7050R-B3+NR230A | R7050R-B3+NR230A |  | R7050R-B3 | + | NR230A | Standard actuator | 1 | Scenario 1 |  | PPK¦SelectPro¦VDI3805¦Internet_EU |  |  | R7050R-B3+NR230A | Change-over ball valve | 600 kPa | 100 kPa |  | EU\Inbox\Combinations\Folder..6/..7\ | 33
120649 | R7050R-B3/NR230A | R7050R-B3/NR230A |  | R7050R-B3 | / | NR230A | Standard actuator | 1 | Scenario 1 |  | PPK¦SelectPro¦VDI3805¦Internet_EU |  |  | R7050R-B3/NR230A | Change-over ball valve | 600 kPa | 100 kPa |  | EU\Inbox\Combinations\Folder..6/..7\ | 33
120650 | R7050R-B3+NR230A-S | R7050R-B3+NR230A-S |  | R7050R-B3 | + | NR230A-S | Standard actuator | 0 | Scenario 1 |  | PPK¦SelectPro¦VDI3805¦Internet_EU |  |  | R7050R-B3+NR230A-S | Change-over ball valve | 600 kPa | 100 kPa |  | EU\Inbox\Combinations\Folder..6/..7\ | 33
120651 | R7050R-B3/NR230A-S | R7050R-B3/NR230A-S |  | R7050R-B3 | / | NR230A-S | Standard actuator | 0 | Scenario 1 |  | PPK¦SelectPro¦VDI3805¦Internet_EU |  |  | R7050R-B3/NR230A-S | Change-over ball valve | 600 kPa | 100 kPa |  | EU\Inbox\Combinations\Folder..6/..7\ | 33
120752 | R7050R-B3+NR24A | R7050R-B3+NR24A |  | R7050R-B3 | + | NR24A | Standard actuator | 1 | Scenario 1 |  | PPK¦SelectPro¦VDI3805¦Internet_EU |  |  | R7050R-B3+NR24A | Change-over ball valve | 600 kPa | 100 kPa |  | EU\Inbox\Combinations\Folder..6/..7\ | 34
120753 | R7050R-B3/NR24A | R7050R-B3/NR24A |  | R7050R-B3 | / | NR24A | Standard actuator | 1 | Scenario 1 |  | PPK¦SelectPro¦VDI3805¦Internet_EU |  |  | R7050R-B3/NR24A | Change-over ball valve | 600 kPa | 100 kPa |  | EU\Inbox\Combinations\Folder..6/..7\ | 34
120754 | R7050R-B3+NR24A-S | R7050R-B3+NR24A-S |  | R7050R-B3 | + | NR24A-S | Standard actuator | 0 | Scenario 1 |  | PPK¦SelectPro¦VDI3805¦Internet_EU |  |  | R7050R-B3+NR24A-S | Change-over ball valve | 600 kPa | 100 kPa |  | EU\Inbox\Combinations\Folder..6/..7\ | 34
120755 | R7050R-B3/NR24A-S | R7050R-B3/NR24A-S |  | R7050R-B3 | / | NR24A-S | Standard actuator | 0 | Scenario 1 |  | PPK¦SelectPro¦VDI3805¦Internet_EU |  |  | R7050R-B3/NR24A-S | Change-over ball valve | 600 kPa | 100 kPa |  | EU\Inbox\Combinations\Folder..6/..7\ | 34
120756 | R7050R25-B3+NR230A | R7050R25-B3+NR230A |  | R7050R25-B3 | + | NR230A | Standard actuator | 1 | Scenario 2 |  | PPK¦SelectPro¦VDI3805¦Internet_EU |  |  | R7050R25-B3+NR230A | Characterised control valve | 600 kPa | 100 kPa |  | EU\Inbox\Combinations\Folder..6/..7\ | 33
120757 | R7050R25-B3/NR230A | R7050R25-B3/NR230A |  | R7050R25-B3 | / | NR230A | Standard actuator | 1 | Scenario 2 |  | PPK¦SelectPro¦VDI3805¦Internet_EU |  |  | R7050R25-B3/NR230A | Characterised control valve | 600 kPa | 100 kPa |  | EU\Inbox\Combinations\Folder..6/..7\ | 33
120758 | R7050R25-B3+NR230A-S | R7050R25-B3+NR230A-S |  | R7050R25-B3 | + | NR230A-S | Standard actuator | 0 | Scenario 2 |  | PPK¦SelectPro¦VDI3805¦Internet_EU |  |  | R7050R25-B3+NR230A-S | Characterised control valve | 600 kPa | 100 kPa |  | EU\Inbox\Combinations\Folder..6/..7\ | 33
120759 | R7050R25-B3/NR230A-S | R7050R25-B3/NR230A-S |  | R7050R25-B3 | / | NR230A-S | Standard actuator | 0 | Scenario 2 |  | PPK¦SelectPro¦VDI3805¦Internet_EU |  |  | R7050R25-B3/NR230A-S | Characterised control valve | 600 kPa | 100 kPa |  | EU\Inbox\Combinations\Folder..6/..7\ | 33
120760 | R7050R25-B3+NR24A | R7050R25-B3+NR24A |  | R7050R25-B3 | + | NR24A | Standard actuator | 1 | Scenario 2 |  | PPK¦SelectPro¦VDI3805¦Internet_EU |  |  | R7050R25-B3+NR24A | Characterised control valve | 600 kPa | 100 kPa |  | EU\Inbox\Combinations\Folder..6/..7\ | 34
120761 | R7050R25-B3/NR24A | R7050R25-B3/NR24A |  | R7050R25-B3 | / | NR24A | Standard actuator | 1 | Scenario 2 |  | PPK¦SelectPro¦VDI3805¦Internet_EU |  |  | R7050R25-B3/NR24A | Characterised control valve | 600 kPa | 100 kPa |  | EU\Inbox\Combinations\Folder..6/..7\ | 34
120764 | R7050R25-B3+NR24A-MP | R7050R25-B3+NR24A-MP |  | R7050R25-B3 | + | NR24A-MP | Communicative actuator | 0 | Scenario 2 |  | PPK¦SelectPro¦VDI3805¦Internet_EU |  |  | R7050R25-B3+NR24A-MP | Characterised control valve | 600 kPa | 100 kPa |  | EU\Inbox\Combinations\Folder..4/..5\ | 33
120765 | R7050R25-B3/NR24A-MP | R7050R25-B3/NR24A-MP |  | R7050R25-B3 | / | NR24A-MP | Communicative actuator | 0 | Scenario 2 |  | PPK¦SelectPro¦VDI3805¦Internet_EU |  |  | R7050R25-B3/NR24A-MP | Characterised control valve | 600 kPa | 100 kPa |  | EU\Inbox\Combinations\Folder..4/..5\ | 33
120766 | R7050R25-B3+NR24A-S | R7050R25-B3+NR24A-S |  | R7050R25-B3 | + | NR24A-S | Standard actuator | 0 | Scenario 2 |  | PPK¦SelectPro¦VDI3805¦Internet_EU |  |  | R7050R25-B3+NR24A-S | Characterised control valve | 600 kPa | 100 kPa |  | EU\Inbox\Combinations\Folder..6/..7\ | 34
120767 | R7050R25-B3/NR24A-S | R7050R25-B3/NR24A-S |  | R7050R25-B3 | / | NR24A-S | Standard actuator | 0 | Scenario 2 |  | PPK¦SelectPro¦VDI3805¦Internet_EU |  |  | R7050R25-B3/NR24A-S | Characterised control valve | 600 kPa | 100 kPa |  | EU\Inbox\Combinations\Folder..6/..7\ | 34
120768 | R7050R25-B3+NR24A-SR | R7050R25-B3+NR24A-SR |  | R7050R25-B3 | + | NR24A-SR | Standard actuator | 1 | Scenario 2 |  | PPK¦SelectPro¦VDI3805¦Internet_EU |  |  | R7050R25-B3+NR24A-SR | Characterised control valve | 600 kPa | 100 kPa |  | EU\Inbox\Combinations\Folder..6/..7\ | 34
120769 | R7050R25-B3/NR24A-SR | R7050R25-B3/NR24A-SR |  | R7050R25-B3 | / | NR24A-SR | Standard actuator | 1 | Scenario 2 |  | PPK¦SelectPro¦VDI3805¦Internet_EU |  |  | R7050R25-B3/NR24A-SR | Characterised control valve | 600 kPa | 100 kPa |  | EU\Inbox\Combinations\Folder..6/..7\ | 34
120772 | R7050R25-B3+NRC24A-SR | R7050R25-B3+NRC24A-SR |  | R7050R25-B3 | + | NRC24A-SR | Fast runner | 1 | Scenario 2 |  | PPK¦SelectPro¦VDI3805¦Internet_EU |  |  | R7050R25-B3+NRC24A-SR | Characterised control valve | 600 kPa | 100 kPa |  | EU\Inbox\Combinations\Folder..6/..7\ | 33
120773 | R7050R25-B3/NRC24A-SR | R7050R25-B3/NRC24A-SR |  | R7050R25-B3 | / | NRC24A-SR | Fast runner | 1 | Scenario 2 |  | PPK¦SelectPro¦VDI3805¦Internet_EU |  |  | R7050R25-B3/NRC24A-SR | Characterised control valve | 600 kPa | 100 kPa |  | EU\Inbox\Combinations\Folder..6/..7\ | 33
122218 | R2032-16-S3+NR230A | R2032-16-S3+NR230A |  | R2032-16-S3 | + | NR230A | Standard actuator | 1 | Scenario 2 |  | PPK¦SelectPro¦VDI3805¦Internet_EU |  |  | R2032-16-S3+NR230A | Characterised control valve | 1400 kPa | 350 kPa |  | EU\Inbox\Combinations\Folder..2/..3\ | 33
122219 | R2032-16-S3/NR230A | R2032-16-S3/NR230A |  | R2032-16-S3 | / | NR230A | Standard actuator | 1 | Scenario 2 |  | PPK¦SelectPro¦VDI3805¦Internet_EU |  |  | R2032-16-S3/NR230A | Characterised control valve | 1400 kPa | 350 kPa |  | EU\Inbox\Combinations\Folder..2/..3\ | 33
122220 | R2032-16-S3+NR230A-S | R2032-16-S3+NR230A-S |  | R2032-16-S3 | + | NR230A-S | Standard actuator | 0 | Scenario 2 |  | PPK¦SelectPro¦VDI3805¦Internet_EU |  |  | R2032-16-S3+NR230A-S | Characterised control valve | 1400 kPa | 350 kPa |  | EU\Inbox\Combinations\Folder..2/..3\ | 33
122221 | R2032-16-S3/NR230A-S | R2032-16-S3/NR230A-S |  | R2032-16-S3 | / | NR230A-S | Standard actuator | 0 | Scenario 2 |  | PPK¦SelectPro¦VDI3805¦Internet_EU |  |  | R2032-16-S3/NR230A-S | Characterised control valve | 1400 kPa | 350 kPa |  | EU\Inbox\Combinations\Folder..2/..3\ | 33
122222 | R2032-16-S3+NR24A | R2032-16-S3+NR24A |  | R2032-16-S3 | + | NR24A | Standard actuator | 1 | Scenario 2 |  | PPK¦SelectPro¦VDI3805¦Internet_EU |  |  | R2032-16-S3+NR24A | Characterised control valve | 1400 kPa | 350 kPa |  | EU\Inbox\Combinations\Folder..2/..3\ | 34
122223 | R2032-16-S3/NR24A | R2032-16-S3/NR24A |  | R2032-16-S3 | / | NR24A | Standard actuator | 1 | Scenario 2 |  | PPK¦SelectPro¦VDI3805¦Internet_EU |  |  | R2032-16-S3/NR24A | Characterised control valve | 1400 kPa | 350 kPa |  | EU\Inbox\Combinations\Folder..2/..3\ | 34
122226 | R2032-16-S3+NR24A-MP | R2032-16-S3+NR24A-MP |  | R2032-16-S3 | + | NR24A-MP | Communicative actuator | 0 | Scenario 2 |  | PPK¦SelectPro¦VDI3805¦Internet_EU |  |  | R2032-16-S3+NR24A-MP | Characterised control valve | 1400 kPa | 350 kPa |  | EU\Inbox\Combinations\Folder..2/..3\ | 33
122227 | R2032-16-S3/NR24A-MP | R2032-16-S3/NR24A-MP |  | R2032-16-S3 | / | NR24A-MP | Communicative actuator | 0 | Scenario 2 |  | PPK¦SelectPro¦VDI3805¦Internet_EU |  |  | R2032-16-S3/NR24A-MP | Characterised control valve | 1400 kPa | 350 kPa |  | EU\Inbox\Combinations\Folder..2/..3\ | 33
122228 | R2032-16-S3+NR24A-S | R2032-16-S3+NR24A-S |  | R2032-16-S3 | + | NR24A-S | Standard actuator | 0 | Scenario 2 |  | PPK¦SelectPro¦VDI3805¦Internet_EU |  |  | R2032-16-S3+NR24A-S | Characterised control valve | 1400 kPa | 350 kPa |  | EU\Inbox\Combinations\Folder..2/..3\ | 34
122229 | R2032-16-S3/NR24A-S | R2032-16-S3/NR24A-S |  | R2032-16-S3 | / | NR24A-S | Standard actuator | 0 | Scenario 2 |  | PPK¦SelectPro¦VDI3805¦Internet_EU |  |  | R2032-16-S3/NR24A-S | Characterised control valve | 1400 kPa | 350 kPa |  | EU\Inbox\Combinations\Folder..2/..3\ | 34
122230 | R2032-16-S3+NR24A-SR | R2032-16-S3+NR24A-SR |  | R2032-16-S3 | + | NR24A-SR | Standard actuator | 1 | Scenario 2 |  | PPK¦SelectPro¦VDI3805¦Internet_EU |  |  | R2032-16-S3+NR24A-SR | Characterised control valve | 1400 kPa | 350 kPa |  | EU\Inbox\Combinations\Folder..2/..3\ | 34
122231 | R2032-16-S3/NR24A-SR | R2032-16-S3/NR24A-SR |  | R2032-16-S3 | / | NR24A-SR | Standard actuator | 1 | Scenario 2 |  | PPK¦SelectPro¦VDI3805¦Internet_EU |  |  | R2032-16-S3/NR24A-SR | Characterised control valve | 1400 kPa | 350 kPa |  | EU\Inbox\Combinations\Folder..2/..3\ | 34
122234 | R2032-16-S3+NRC24A-SR | R2032-16-S3+NRC24A-SR |  | R2032-16-S3 | + | NRC24A-SR | Fast runner | 1 | Scenario 2 |  | PPK¦SelectPro¦VDI3805¦Internet_EU |  |  | R2032-16-S3+NRC24A-SR | Characterised control valve | 1400 kPa | 350 kPa |  | EU\Inbox\Combinations\Folder..2/..3\ | 33
122235 | R2032-16-S3/NRC24A-SR | R2032-16-S3/NRC24A-SR |  | R2032-16-S3 | / | NRC24A-SR | Fast runner | 1 | Scenario 2 |  | PPK¦SelectPro¦VDI3805¦Internet_EU |  |  | R2032-16-S3/NRC24A-SR | Characterised control valve | 1400 kPa | 350 kPa |  | EU\Inbox\Combinations\Folder..2/..3\ | 33
122480 | R2050-25-S4+SR230A | R2050-25-S4+SR230A |  | R2050-25-S4 | + | SR230A | Standard actuator | 1 | Scenario 2 |  | PPK¦SelectPro¦VDI3805¦Internet_EU |  |  | R2050-25-S4+SR230A | Characterised control valve | 1400 kPa | 350 kPa |  | EU\Inbox\Combinations\Folder..2/..3\ | 36
122481 | R2050-25-S4/SR230A | R2050-25-S4/SR230A |  | R2050-25-S4 | / | SR230A | Standard actuator | 1 | Scenario 2 |  | PPK¦SelectPro¦VDI3805¦Internet_EU |  |  | R2050-25-S4/SR230A | Characterised control valve | 1400 kPa | 350 kPa |  | EU\Inbox\Combinations\Folder..2/..3\ | 36
122482 | R2050-25-S4+SR230A-S | R2050-25-S4+SR230A-S |  | R2050-25-S4 | + | SR230A-S | Standard actuator | 0 | Scenario 2 |  | PPK¦SelectPro¦VDI3805¦Internet_EU |  |  | R2050-25-S4+SR230A-S | Characterised control valve | 1400 kPa | 350 kPa |  | EU\Inbox\Combinations\Folder..2/..3\ | 36
122483 | R2050-25-S4/SR230A-S | R2050-25-S4/SR230A-S |  | R2050-25-S4 | / | SR230A-S | Standard actuator | 0 | Scenario 2 |  | PPK¦SelectPro¦VDI3805¦Internet_EU |  |  | R2050-25-S4/SR230A-S | Characterised control valve | 1400 kPa | 350 kPa |  | EU\Inbox\Combinations\Folder..2/..3\ | 36
122484 | R2050-25-S4+SR24A | R2050-25-S4+SR24A |  | R2050-25-S4 | + | SR24A | Standard actuator | 1 | Scenario 2 |  | PPK¦SelectPro¦VDI3805¦Internet_EU |  |  | R2050-25-S4+SR24A | Characterised control valve | 1400 kPa | 350 kPa |  | EU\Inbox\Combinations\Folder..2/..3\ | 36
122485 | R2050-25-S4/SR24A | R2050-25-S4/SR24A |  | R2050-25-S4 | / | SR24A | Standard actuator | 1 | Scenario 2 |  | PPK¦SelectPro¦VDI3805¦Internet_EU |  |  | R2050-25-S4/SR24A | Characterised control valve | 1400 kPa | 350 kPa |  | EU\Inbox\Combinations\Folder..2/..3\ | 36
122488 | R2050-25-S4+SR24A-MP | R2050-25-S4+SR24A-MP |  | R2050-25-S4 | + | SR24A-MP | Communicative actuator | 0 | Scenario 2 |  | PPK¦SelectPro¦VDI3805¦Internet_EU |  |  | R2050-25-S4+SR24A-MP | Characterised control valve | 1400 kPa | 350 kPa |  | EU\Inbox\Combinations\Folder..2/..3\ | 35
122489 | R2050-25-S4/SR24A-MP | R2050-25-S4/SR24A-MP |  | R2050-25-S4 | / | SR24A-MP | Communicative actuator | 0 | Scenario 2 |  | PPK¦SelectPro¦VDI3805¦Internet_EU |  |  | R2050-25-S4/SR24A-MP | Characterised control valve | 1400 kPa | 350 kPa |  | EU\Inbox\Combinations\Folder..2/..3\ | 35
122490 | R2050-25-S4+SR24A-S | R2050-25-S4+SR24A-S |  | R2050-25-S4 | + | SR24A-S | Standard actuator | 0 | Scenario 2 |  | PPK¦SelectPro¦VDI3805¦Internet_EU |  |  | R2050-25-S4+SR24A-S | Characterised control valve | 1400 kPa | 350 kPa |  | EU\Inbox\Combinations\Folder..2/..3\ | 36
122491 | R2050-25-S4/SR24A-S | R2050-25-S4/SR24A-S |  | R2050-25-S4 | / | SR24A-S | Standard actuator | 0 | Scenario 2 |  | PPK¦SelectPro¦VDI3805¦Internet_EU |  |  | R2050-25-S4/SR24A-S | Characterised control valve | 1400 kPa | 350 kPa |  | EU\Inbox\Combinations\Folder..2/..3\ | 36
122492 | R2050-25-S4+SR24A-SR | R2050-25-S4+SR24A-SR |  | R2050-25-S4 | + | SR24A-SR | Standard actuator | 1 | Scenario 2 |  | PPK¦SelectPro¦VDI3805¦Internet_EU |  |  | R2050-25-S4+SR24A-SR | Characterised control valve | 1400 kPa | 350 kPa |  | EU\Inbox\Combinations\Folder..2/..3\ | 36
122493 | R2050-25-S4/SR24A-SR | R2050-25-S4/SR24A-SR |  | R2050-25-S4 | / | SR24A-SR | Standard actuator | 1 | Scenario 2 |  | PPK¦SelectPro¦VDI3805¦Internet_EU |  |  | R2050-25-S4/SR24A-SR | Characterised control valve | 1400 kPa | 350 kPa |  | EU\Inbox\Combinations\Folder..2/..3\ | 36
122496 | R2050-40-S4+SR230A | R2050-40-S4+SR230A |  | R2050-40-S4 | + | SR230A | Standard actuator | 1 | Scenario 2 |  | PPK¦SelectPro¦VDI3805¦Internet_EU |  |  | R2050-40-S4+SR230A | Characterised control valve | 1400 kPa | 350 kPa |  | EU\Inbox\Combinations\Folder..2/..3\ | 36
122497 | R2050-40-S4/SR230A | R2050-40-S4/SR230A |  | R2050-40-S4 | / | SR230A | Standard actuator | 1 | Scenario 2 |  | PPK¦SelectPro¦VDI3805¦Internet_EU |  |  | R2050-40-S4/SR230A | Characterised control valve | 1400 kPa | 350 kPa |  | EU\Inbox\Combinations\Folder..2/..3\ | 36
122498 | R2050-40-S4+SR230A-S | R2050-40-S4+SR230A-S |  | R2050-40-S4 | + | SR230A-S | Standard actuator | 0 | Scenario 2 |  | PPK¦SelectPro¦VDI3805¦Internet_EU |  |  | R2050-40-S4+SR230A-S | Characterised control valve | 1400 kPa | 350 kPa |  | EU\Inbox\Combinations\Folder..2/..3\ | 36
122499 | R2050-40-S4/SR230A-S | R2050-40-S4/SR230A-S |  | R2050-40-S4 | / | SR230A-S | Standard actuator | 0 | Scenario 2 |  | PPK¦SelectPro¦VDI3805¦Internet_EU |  |  | R2050-40-S4/SR230A-S | Characterised control valve | 1400 kPa | 350 kPa |  | EU\Inbox\Combinations\Folder..2/..3\ | 36
122500 | R2050-40-S4+SR24A | R2050-40-S4+SR24A |  | R2050-40-S4 | + | SR24A | Standard actuator | 1 | Scenario 2 |  | PPK¦SelectPro¦VDI3805¦Internet_EU |  |  | R2050-40-S4+SR24A | Characterised control valve | 1400 kPa | 350 kPa |  | EU\Inbox\Combinations\Folder..2/..3\ | 36
122501 | R2050-40-S4/SR24A | R2050-40-S4/SR24A |  | R2050-40-S4 | / | SR24A | Standard actuator | 1 | Scenario 2 |  | PPK¦SelectPro¦VDI3805¦Internet_EU |  |  | R2050-40-S4/SR24A | Characterised control valve | 1400 kPa | 350 kPa |  | EU\Inbox\Combinations\Folder..2/..3\ | 36
122504 | R2050-40-S4+SR24A-MP | R2050-40-S4+SR24A-MP |  | R2050-40-S4 | + | SR24A-MP | Communicative actuator | 0 | Scenario 2 |  | PPK¦SelectPro¦VDI3805¦Internet_EU |  |  | R2050-40-S4+SR24A-MP | Characterised control valve | 1400 kPa | 350 kPa |  | EU\Inbox\Combinations\Folder..2/..3\ | 34
122505 | R2050-40-S4/SR24A-MP | R2050-40-S4/SR24A-MP |  | R2050-40-S4 | / | SR24A-MP | Communicative actuator | 0 | Scenario 2 |  | PPK¦SelectPro¦VDI3805¦Internet_EU |  |  | R2050-40-S4/SR24A-MP | Characterised control valve | 1400 kPa | 350 kPa |  | EU\Inbox\Combinations\Folder..2/..3\ | 34
122506 | R2050-40-S4+SR24A-S | R2050-40-S4+SR24A-S |  | R2050-40-S4 | + | SR24A-S | Standard actuator | 0 | Scenario 2 |  | PPK¦SelectPro¦VDI3805¦Internet_EU |  |  | R2050-40-S4+SR24A-S | Characterised control valve | 1400 kPa | 350 kPa |  | EU\Inbox\Combinations\Folder..2/..3\ | 35
122507 | R2050-40-S4/SR24A-S | R2050-40-S4/SR24A-S |  | R2050-40-S4 | / | SR24A-S | Standard actuator | 0 | Scenario 2 |  | PPK¦SelectPro¦VDI3805¦Internet_EU |  |  | R2050-40-S4/SR24A-S | Characterised control valve | 1400 kPa | 350 kPa |  | EU\Inbox\Combinations\Folder..2/..3\ | 35
122508 | R2050-40-S4+SR24A-SR | R2050-40-S4+SR24A-SR |  | R2050-40-S4 | + | SR24A-SR | Standard actuator | 1 | Scenario 2 |  | PPK¦SelectPro¦VDI3805¦Internet_EU |  |  | R2050-40-S4+SR24A-SR | Characterised control valve | 1400 kPa | 350 kPa |  | EU\Inbox\Combinations\Folder..2/..3\ | 35
122509 | R2050-40-S4/SR24A-SR | R2050-40-S4/SR24A-SR |  | R2050-40-S4 | / | SR24A-SR | Standard actuator | 1 | Scenario 2 |  | PPK¦SelectPro¦VDI3805¦Internet_EU |  |  | R2050-40-S4/SR24A-SR | Characterised control valve | 1400 kPa | 350 kPa |  | EU\Inbox\Combinations\Folder..2/..3\ | 35
122512 | R2050-S4+SR230A | R2050-S4+SR230A |  | R2050-S4 | + | SR230A | Standard actuator | 1 | Scenario 1 |  | PPK¦SelectPro¦VDI3805¦Internet_EU |  |  | R2050-S4+SR230A | Open-close ball valve | 1400 kPa | 1000 kPa |  | EU\Inbox\Combinations\Folder..2/..3\ | 34
122513 | R2050-S4/SR230A | R2050-S4/SR230A |  | R2050-S4 | / | SR230A | Standard actuator | 1 | Scenario 1 |  | PPK¦SelectPro¦VDI3805¦Internet_EU |  |  | R2050-S4/SR230A | Open-close ball valve | 1400 kPa | 1000 kPa |  | EU\Inbox\Combinations\Folder..2/..3\ | 34
122514 | R2050-S4+SR230A-S | R2050-S4+SR230A-S |  | R2050-S4 | + | SR230A-S | Standard actuator | 0 | Scenario 1 |  | PPK¦SelectPro¦VDI3805¦Internet_EU |  |  | R2050-S4+SR230A-S | Open-close ball valve | 1400 kPa | 1000 kPa |  | EU\Inbox\Combinations\Folder..2/..3\ | 34
122515 | R2050-S4/SR230A-S | R2050-S4/SR230A-S |  | R2050-S4 | / | SR230A-S | Standard actuator | 0 | Scenario 1 |  | PPK¦SelectPro¦VDI3805¦Internet_EU |  |  | R2050-S4/SR230A-S | Open-close ball valve | 1400 kPa | 1000 kPa |  | EU\Inbox\Combinations\Folder..2/..3\ | 34
122516 | R2050-S4+SR24A | R2050-S4+SR24A |  | R2050-S4 | + | SR24A | Standard actuator | 1 | Scenario 1 |  | PPK¦SelectPro¦VDI3805¦Internet_EU |  |  | R2050-S4+SR24A | Open-close ball valve | 1400 kPa | 1000 kPa |  | EU\Inbox\Combinations\Folder..2/..3\ | 35
122517 | R2050-S4/SR24A | R2050-S4/SR24A |  | R2050-S4 | / | SR24A | Standard actuator | 1 | Scenario 1 |  | PPK¦SelectPro¦VDI3805¦Internet_EU |  |  | R2050-S4/SR24A | Open-close ball valve | 1400 kPa | 1000 kPa |  | EU\Inbox\Combinations\Folder..2/..3\ | 35
122518 | R2050-S4+SR24A-S | R2050-S4+SR24A-S |  | R2050-S4 | + | SR24A-S | Standard actuator | 0 | Scenario 1 |  | PPK¦SelectPro¦VDI3805¦Internet_EU |  |  | R2050-S4+SR24A-S | Open-close ball valve | 1400 kPa | 1000 kPa |  | EU\Inbox\Combinations\Folder..2/..3\ | 34
122519 | R2050-S4/SR24A-S | R2050-S4/SR24A-S |  | R2050-S4 | / | SR24A-S | Standard actuator | 0 | Scenario 1 |  | PPK¦SelectPro¦VDI3805¦Internet_EU |  |  | R2050-S4/SR24A-S | Open-close ball valve | 1400 kPa | 1000 kPa |  | EU\Inbox\Combinations\Folder..2/..3\ | 34
122522 | R2032-S3+NR230A | R2032-S3+NR230A |  | R2032-S3 | + | NR230A | Standard actuator | 1 | Scenario 1 |  | PPK¦SelectPro¦VDI3805¦Internet_EU |  |  | R2032-S3+NR230A | Open-close ball valve | 1400 kPa | 1000 kPa |  | EU\Inbox\Combinations\Folder..2/..3\ | 34
122523 | R2032-S3/NR230A | R2032-S3/NR230A |  | R2032-S3 | / | NR230A | Standard actuator | 1 | Scenario 1 |  | PPK¦SelectPro¦VDI3805¦Internet_EU |  |  | R2032-S3/NR230A | Open-close ball valve | 1400 kPa | 1000 kPa |  | EU\Inbox\Combinations\Folder..2/..3\ | 34
122524 | R2032-S3+NR230A-S | R2032-S3+NR230A-S |  | R2032-S3 | + | NR230A-S | Standard actuator | 0 | Scenario 1 |  | PPK¦SelectPro¦VDI3805¦Internet_EU |  |  | R2032-S3+NR230A-S | Open-close ball valve | 1400 kPa | 1000 kPa |  | EU\Inbox\Combinations\Folder..2/..3\ | 34
122525 | R2032-S3/NR230A-S | R2032-S3/NR230A-S |  | R2032-S3 | / | NR230A-S | Standard actuator | 0 | Scenario 1 |  | PPK¦SelectPro¦VDI3805¦Internet_EU |  |  | R2032-S3/NR230A-S | Open-close ball valve | 1400 kPa | 1000 kPa |  | EU\Inbox\Combinations\Folder..2/..3\ | 34
122526 | R2032-S3+NR24A | R2032-S3+NR24A |  | R2032-S3 | + | NR24A | Standard actuator | 1 | Scenario 1 |  | PPK¦SelectPro¦VDI3805¦Internet_EU |  |  | R2032-S3+NR24A | Open-close ball valve | 1400 kPa | 1000 kPa |  | EU\Inbox\Combinations\Folder..2/..3\ | 35
122527 | R2032-S3/NR24A | R2032-S3/NR24A |  | R2032-S3 | / | NR24A | Standard actuator | 1 | Scenario 1 |  | PPK¦SelectPro¦VDI3805¦Internet_EU |  |  | R2032-S3/NR24A | Open-close ball valve | 1400 kPa | 1000 kPa |  | EU\Inbox\Combinations\Folder..2/..3\ | 35
122528 | R2032-S3+NR24A-S | R2032-S3+NR24A-S |  | R2032-S3 | + | NR24A-S | Standard actuator | 0 | Scenario 1 |  | PPK¦SelectPro¦VDI3805¦Internet_EU |  |  | R2032-S3+NR24A-S | Open-close ball valve | 1400 kPa | 1000 kPa |  | EU\Inbox\Combinations\Folder..2/..3\ | 35
122529 | R2032-S3/NR24A-S | R2032-S3/NR24A-S |  | R2032-S3 | / | NR24A-S | Standard actuator | 0 | Scenario 1 |  | PPK¦SelectPro¦VDI3805¦Internet_EU |  |  | R2032-S3/NR24A-S | Open-close ball valve | 1400 kPa | 1000 kPa |  | EU\Inbox\Combinations\Folder..2/..3\ | 35
122530 | R2040-16-S3+NR230A | R2040-16-S3+NR230A |  | R2040-16-S3 | + | NR230A | Standard actuator | 1 | Scenario 2 |  | PPK¦SelectPro¦VDI3805¦Internet_EU |  |  | R2040-16-S3+NR230A | Characterised control valve | 1400 kPa | 350 kPa |  | EU\Inbox\Combinations\Folder..2/..3\ | 34
122531 | R2040-16-S3/NR230A | R2040-16-S3/NR230A |  | R2040-16-S3 | / | NR230A | Standard actuator | 1 | Scenario 2 |  | PPK¦SelectPro¦VDI3805¦Internet_EU |  |  | R2040-16-S3/NR230A | Characterised control valve | 1400 kPa | 350 kPa |  | EU\Inbox\Combinations\Folder..2/..3\ | 34
122532 | R2040-16-S3+NR230A-S | R2040-16-S3+NR230A-S |  | R2040-16-S3 | + | NR230A-S | Standard actuator | 0 | Scenario 2 |  | PPK¦SelectPro¦VDI3805¦Internet_EU |  |  | R2040-16-S3+NR230A-S | Characterised control valve | 1400 kPa | 350 kPa |  | EU\Inbox\Combinations\Folder..2/..3\ | 34
122533 | R2040-16-S3/NR230A-S | R2040-16-S3/NR230A-S |  | R2040-16-S3 | / | NR230A-S | Standard actuator | 0 | Scenario 2 |  | PPK¦SelectPro¦VDI3805¦Internet_EU |  |  | R2040-16-S3/NR230A-S | Characterised control valve | 1400 kPa | 350 kPa |  | EU\Inbox\Combinations\Folder..2/..3\ | 34
122534 | R2040-16-S3+NR24A | R2040-16-S3+NR24A |  | R2040-16-S3 | + | NR24A | Standard actuator | 1 | Scenario 2 |  | PPK¦SelectPro¦VDI3805¦Internet_EU |  |  | R2040-16-S3+NR24A | Characterised control valve | 1400 kPa | 350 kPa |  | EU\Inbox\Combinations\Folder..2/..3\ | 35
122535 | R2040-16-S3/NR24A | R2040-16-S3/NR24A |  | R2040-16-S3 | / | NR24A | Standard actuator | 1 | Scenario 2 |  | PPK¦SelectPro¦VDI3805¦Internet_EU |  |  | R2040-16-S3/NR24A | Characterised control valve | 1400 kPa | 350 kPa |  | EU\Inbox\Combinations\Folder..2/..3\ | 35
122538 | R2040-16-S3+NR24A-MP | R2040-16-S3+NR24A-MP |  | R2040-16-S3 | + | NR24A-MP | Communicative actuator | 0 | Scenario 2 |  | PPK¦SelectPro¦VDI3805¦Internet_EU |  |  | R2040-16-S3+NR24A-MP | Characterised control valve | 1400 kPa | 350 kPa |  | EU\Inbox\Combinations\Folder..2/..3\ | 34
122539 | R2040-16-S3/NR24A-MP | R2040-16-S3/NR24A-MP |  | R2040-16-S3 | / | NR24A-MP | Communicative actuator | 0 | Scenario 2 |  | PPK¦SelectPro¦VDI3805¦Internet_EU |  |  | R2040-16-S3/NR24A-MP | Characterised control valve | 1400 kPa | 350 kPa |  | EU\Inbox\Combinations\Folder..2/..3\ | 34
122540 | R2040-16-S3+NR24A-S | R2040-16-S3+NR24A-S |  | R2040-16-S3 | + | NR24A-S | Standard actuator | 0 | Scenario 2 |  | PPK¦SelectPro¦VDI3805¦Internet_EU |  |  | R2040-16-S3+NR24A-S | Characterised control valve | 1400 kPa | 350 kPa |  | EU\Inbox\Combinations\Folder..2/..3\ | 35
122541 | R2040-16-S3/NR24A-S | R2040-16-S3/NR24A-S |  | R2040-16-S3 | / | NR24A-S | Standard actuator | 0 | Scenario 2 |  | PPK¦SelectPro¦VDI3805¦Internet_EU |  |  | R2040-16-S3/NR24A-S | Characterised control valve | 1400 kPa | 350 kPa |  | EU\Inbox\Combinations\Folder..2/..3\ | 35
122542 | R2040-16-S3+NR24A-SR | R2040-16-S3+NR24A-SR |  | R2040-16-S3 | + | NR24A-SR | Standard actuator | 1 | Scenario 2 |  | PPK¦SelectPro¦VDI3805¦Internet_EU |  |  | R2040-16-S3+NR24A-SR | Characterised control valve | 1400 kPa | 350 kPa |  | EU\Inbox\Combinations\Folder..2/..3\ | 35
122543 | R2040-16-S3/NR24A-SR | R2040-16-S3/NR24A-SR |  | R2040-16-S3 | / | NR24A-SR | Standard actuator | 1 | Scenario 2 |  | PPK¦SelectPro¦VDI3805¦Internet_EU |  |  | R2040-16-S3/NR24A-SR | Characterised control valve | 1400 kPa | 350 kPa |  | EU\Inbox\Combinations\Folder..2/..3\ | 35
122546 | R2040-16-S3+NRC24A-SR | R2040-16-S3+NRC24A-SR |  | R2040-16-S3 | + | NRC24A-SR | Fast runner | 1 | Scenario 2 |  | PPK¦SelectPro¦VDI3805¦Internet_EU |  |  | R2040-16-S3+NRC24A-SR | Characterised control valve | 1400 kPa | 350 kPa |  | EU\Inbox\Combinations\Folder..2/..3\ | 34
122547 | R2040-16-S3/NRC24A-SR | R2040-16-S3/NRC24A-SR |  | R2040-16-S3 | / | NRC24A-SR | Fast runner | 1 | Scenario 2 |  | PPK¦SelectPro¦VDI3805¦Internet_EU |  |  | R2040-16-S3/NRC24A-SR | Characterised control valve | 1400 kPa | 350 kPa |  | EU\Inbox\Combinations\Folder..2/..3\ | 34
122548 | R2040-25-S3+NR230A | R2040-25-S3+NR230A |  | R2040-25-S3 | + | NR230A | Standard actuator | 1 | Scenario 2 |  | PPK¦SelectPro¦VDI3805¦Internet_EU |  |  | R2040-25-S3+NR230A | Characterised control valve | 1400 kPa | 350 kPa |  | EU\Inbox\Combinations\Folder..2/..3\ | 31
122549 | R2040-25-S3/NR230A | R2040-25-S3/NR230A |  | R2040-25-S3 | / | NR230A | Standard actuator | 1 | Scenario 2 |  | PPK¦SelectPro¦VDI3805¦Internet_EU |  |  | R2040-25-S3/NR230A | Characterised control valve | 1400 kPa | 350 kPa |  | EU\Inbox\Combinations\Folder..2/..3\ | 31
122550 | R2040-25-S3+NR230A-S | R2040-25-S3+NR230A-S |  | R2040-25-S3 | + | NR230A-S | Standard actuator | 0 | Scenario 2 |  | PPK¦SelectPro¦VDI3805¦Internet_EU |  |  | R2040-25-S3+NR230A-S | Characterised control valve | 1400 kPa | 350 kPa |  | EU\Inbox\Combinations\Folder..2/..3\ | 31
122551 | R2040-25-S3/NR230A-S | R2040-25-S3/NR230A-S |  | R2040-25-S3 | / | NR230A-S | Standard actuator | 0 | Scenario 2 |  | PPK¦SelectPro¦VDI3805¦Internet_EU |  |  | R2040-25-S3/NR230A-S | Characterised control valve | 1400 kPa | 350 kPa |  | EU\Inbox\Combinations\Folder..2/..3\ | 31
122552 | R2040-25-S3+NR24A | R2040-25-S3+NR24A |  | R2040-25-S3 | + | NR24A | Standard actuator | 1 | Scenario 2 |  | PPK¦SelectPro¦VDI3805¦Internet_EU |  |  | R2040-25-S3+NR24A | Characterised control valve | 1400 kPa | 350 kPa |  | EU\Inbox\Combinations\Folder..2/..3\ | 32
122553 | R2040-25-S3/NR24A | R2040-25-S3/NR24A |  | R2040-25-S3 | / | NR24A | Standard actuator | 1 | Scenario 2 |  | PPK¦SelectPro¦VDI3805¦Internet_EU |  |  | R2040-25-S3/NR24A | Characterised control valve | 1400 kPa | 350 kPa |  | EU\Inbox\Combinations\Folder..2/..3\ | 32
122556 | R2040-25-S3+NR24A-MP | R2040-25-S3+NR24A-MP |  | R2040-25-S3 | + | NR24A-MP | Communicative actuator | 0 | Scenario 2 |  | PPK¦SelectPro¦VDI3805¦Internet_EU |  |  | R2040-25-S3+NR24A-MP | Characterised control valve | 1400 kPa | 350 kPa |  | EU\Inbox\Combinations\Folder..2/..3\ | 31
122557 | R2040-25-S3/NR24A-MP | R2040-25-S3/NR24A-MP |  | R2040-25-S3 | / | NR24A-MP | Communicative actuator | 0 | Scenario 2 |  | PPK¦SelectPro¦VDI3805¦Internet_EU |  |  | R2040-25-S3/NR24A-MP | Characterised control valve | 1400 kPa | 350 kPa |  | EU\Inbox\Combinations\Folder..2/..3\ | 31
122558 | R2040-25-S3+NR24A-S | R2040-25-S3+NR24A-S |  | R2040-25-S3 | + | NR24A-S | Standard actuator | 0 | Scenario 2 |  | PPK¦SelectPro¦VDI3805¦Internet_EU |  |  | R2040-25-S3+NR24A-S | Characterised control valve | 1400 kPa | 350 kPa |  | EU\Inbox\Combinations\Folder..2/..3\ | 33
122559 | R2040-25-S3/NR24A-S | R2040-25-S3/NR24A-S |  | R2040-25-S3 | / | NR24A-S | Standard actuator | 0 | Scenario 2 |  | PPK¦SelectPro¦VDI3805¦Internet_EU |  |  | R2040-25-S3/NR24A-S | Characterised control valve | 1400 kPa | 350 kPa |  | EU\Inbox\Combinations\Folder..2/..3\ | 32
122560 | R2040-25-S3+NR24A-SR | R2040-25-S3+NR24A-SR |  | R2040-25-S3 | + | NR24A-SR | Standard actuator | 1 | Scenario 2 |  | PPK¦SelectPro¦VDI3805¦Internet_EU |  |  | R2040-25-S3+NR24A-SR | Characterised control valve | 1400 kPa | 350 kPa |  | EU\Inbox\Combinations\Folder..2/..3\ | 32
122561 | R2040-25-S3/NR24A-SR | R2040-25-S3/NR24A-SR |  | R2040-25-S3 | / | NR24A-SR | Standard actuator | 1 | Scenario 2 |  | PPK¦SelectPro¦VDI3805¦Internet_EU |  |  | R2040-25-S3/NR24A-SR | Characterised control valve | 1400 kPa | 350 kPa |  | EU\Inbox\Combinations\Folder..2/..3\ | 32
122564 | R2040-25-S3+NRC24A-SR | R2040-25-S3+NRC24A-SR |  | R2040-25-S3 | + | NRC24A-SR | Fast runner | 1 | Scenario 2 |  | PPK¦SelectPro¦VDI3805¦Internet_EU |  |  | R2040-25-S3+NRC24A-SR | Characterised control valve | 1400 kPa | 350 kPa |  | EU\Inbox\Combinations\Folder..2/..3\ | 31
122565 | R2040-25-S3/NRC24A-SR | R2040-25-S3/NRC24A-SR |  | R2040-25-S3 | / | NRC24A-SR | Fast runner | 1 | Scenario 2 |  | PPK¦SelectPro¦VDI3805¦Internet_EU |  |  | R2040-25-S3/NRC24A-SR | Characterised control valve | 1400 kPa | 350 kPa |  | EU\Inbox\Combinations\Folder..2/..3\ | 31
122566 | R2040-S3+NR230A | R2040-S3+NR230A |  | R2040-S3 | + | NR230A | Standard actuator | 1 | Scenario 1 |  | PPK¦SelectPro¦VDI3805¦Internet_EU |  |  | R2040-S3+NR230A | Open-close ball valve | 1400 kPa | 1000 kPa |  | EU\Inbox\Combinations\Folder..2/..3\ | 31
122567 | R2040-S3/NR230A | R2040-S3/NR230A |  | R2040-S3 | / | NR230A | Standard actuator | 1 | Scenario 1 |  | PPK¦SelectPro¦VDI3805¦Internet_EU |  |  | R2040-S3/NR230A | Open-close ball valve | 1400 kPa | 1000 kPa |  | EU\Inbox\Combinations\Folder..2/..3\ | 31
122568 | R2040-S3+NR230A-S | R2040-S3+NR230A-S |  | R2040-S3 | + | NR230A-S | Standard actuator | 0 | Scenario 1 |  | PPK¦SelectPro¦VDI3805¦Internet_EU |  |  | R2040-S3+NR230A-S | Open-close ball valve | 1400 kPa | 1000 kPa |  | EU\Inbox\Combinations\Folder..2/..3\ | 31
122569 | R2040-S3/NR230A-S | R2040-S3/NR230A-S |  | R2040-S3 | / | NR230A-S | Standard actuator | 0 | Scenario 1 |  | PPK¦SelectPro¦VDI3805¦Internet_EU |  |  | R2040-S3/NR230A-S | Open-close ball valve | 1400 kPa | 1000 kPa |  | EU\Inbox\Combinations\Folder..2/..3\ | 32
122570 | R2040-S3+NR24A | R2040-S3+NR24A |  | R2040-S3 | + | NR24A | Standard actuator | 1 | Scenario 1 |  | PPK¦SelectPro¦VDI3805¦Internet_EU |  |  | R2040-S3+NR24A | Open-close ball valve | 1400 kPa | 1000 kPa |  | EU\Inbox\Combinations\Folder..2/..3\ | 32
122571 | R2040-S3/NR24A | R2040-S3/NR24A |  | R2040-S3 | / | NR24A | Standard actuator | 1 | Scenario 1 |  | PPK¦SelectPro¦VDI3805¦Internet_EU |  |  | R2040-S3/NR24A | Open-close ball valve | 1400 kPa | 1000 kPa |  | EU\Inbox\Combinations\Folder..2/..3\ | 32
122572 | R2040-S3+NR24A-S | R2040-S3+NR24A-S |  | R2040-S3 | + | NR24A-S | Standard actuator | 0 | Scenario 1 |  | PPK¦SelectPro¦VDI3805¦Internet_EU |  |  | R2040-S3+NR24A-S | Open-close ball valve | 1400 kPa | 1000 kPa |  | EU\Inbox\Combinations\Folder..2/..3\ | 32
122573 | R2040-S3/NR24A-S | R2040-S3/NR24A-S |  | R2040-S3 | / | NR24A-S | Standard actuator | 0 | Scenario 1 |  | PPK¦SelectPro¦VDI3805¦Internet_EU |  |  | R2040-S3/NR24A-S | Open-close ball valve | 1400 kPa | 1000 kPa |  | EU\Inbox\Combinations\Folder..2/..3\ | 32
123008 | R2015-1-S1+LR230A-S | R2015-1-S1+LR230A-S |  | R2015-1-S1 | + | LR230A-S | Standard actuator | 0 | Scenario 2 |  | PPK¦SelectPro¦VDI3805¦Internet_EU |  |  | R2015-1-S1+LR230A-S | Characterised control valve | 1400 kPa | 350 kPa |  | EU\Inbox\Combinations\Folder..2/..3\ | 31
123009 | R2015-1-S1/LR230A-S | R2015-1-S1/LR230A-S |  | R2015-1-S1 | / | LR230A-S | Standard actuator | 0 | Scenario 2 |  | PPK¦SelectPro¦VDI3805¦Internet_EU |  |  | R2015-1-S1/LR230A-S | Characterised control valve | 1400 kPa | 350 kPa |  | EU\Inbox\Combinations\Folder..2/..3\ | 31
123010 | R2015-1P6-S1+LR230A-S | R2015-1P6-S1+LR230A-S |  | R2015-1P6-S1 | + | LR230A-S | Standard actuator | 0 | Scenario 2 |  | PPK¦SelectPro¦VDI3805¦Internet_EU |  |  | R2015-1P6-S1+LR230A-S | Characterised control valve | 1400 kPa | 350 kPa |  | EU\Inbox\Combinations\Folder..2/..3\ | 31
123011 | R2015-1P6-S1/LR230A-S | R2015-1P6-S1/LR230A-S |  | R2015-1P6-S1 | / | LR230A-S | Standard actuator | 0 | Scenario 2 |  | PPK¦SelectPro¦VDI3805¦Internet_EU |  |  | R2015-1P6-S1/LR230A-S | Characterised control valve | 1400 kPa | 350 kPa |  | EU\Inbox\Combinations\Folder..2/..3\ | 31
123012 | R2015-2P5-S1+LR230A-S | R2015-2P5-S1+LR230A-S |  | R2015-2P5-S1 | + | LR230A-S | Standard actuator | 0 | Scenario 2 |  | PPK¦SelectPro¦VDI3805¦Internet_EU |  |  | R2015-2P5-S1+LR230A-S | Characterised control valve | 1400 kPa | 350 kPa |  | EU\Inbox\Combinations\Folder..2/..3\ | 31
123013 | R2015-2P5-S1/LR230A-S | R2015-2P5-S1/LR230A-S |  | R2015-2P5-S1 | / | LR230A-S | Standard actuator | 0 | Scenario 2 |  | PPK¦SelectPro¦VDI3805¦Internet_EU |  |  | R2015-2P5-S1/LR230A-S | Characterised control valve | 1400 kPa | 350 kPa |  | EU\Inbox\Combinations\Folder..2/..3\ | 31
123014 | R2015-4-S1+LR230A-S | R2015-4-S1+LR230A-S |  | R2015-4-S1 | + | LR230A-S | Standard actuator | 0 | Scenario 2 |  | PPK¦SelectPro¦VDI3805¦Internet_EU |  |  | R2015-4-S1+LR230A-S | Characterised control valve | 1400 kPa | 350 kPa |  | EU\Inbox\Combinations\Folder..2/..3\ | 31
123015 | R2015-4-S1/LR230A-S | R2015-4-S1/LR230A-S |  | R2015-4-S1 | / | LR230A-S | Standard actuator | 0 | Scenario 2 |  | PPK¦SelectPro¦VDI3805¦Internet_EU |  |  | R2015-4-S1/LR230A-S | Characterised control valve | 1400 kPa | 350 kPa |  | EU\Inbox\Combinations\Folder..2/..3\ | 31
123156 | R2015-P25-S1+LR230A-S | R2015-P25-S1+LR230A-S |  | R2015-P25-S1 | + | LR230A-S | Standard actuator | 0 | Scenario 2 |  | PPK¦SelectPro¦VDI3805¦Internet_EU |  |  | R2015-P25-S1+LR230A-S | Characterised control valve | 1400 kPa | 350 kPa |  | EU\Inbox\Combinations\Folder..2/..3\ | 30
123157 | R2015-P25-S1/LR230A-S | R2015-P25-S1/LR230A-S |  | R2015-P25-S1 | / | LR230A-S | Standard actuator | 0 | Scenario 2 |  | PPK¦SelectPro¦VDI3805¦Internet_EU |  |  | R2015-P25-S1/LR230A-S | Characterised control valve | 1400 kPa | 350 kPa |  | EU\Inbox\Combinations\Folder..2/..3\ | 30
123158 | R2015-P4-S1+LR230A-S | R2015-P4-S1+LR230A-S |  | R2015-P4-S1 | + | LR230A-S | Standard actuator | 0 | Scenario 2 |  | PPK¦SelectPro¦VDI3805¦Internet_EU |  |  | R2015-P4-S1+LR230A-S | Characterised control valve | 1400 kPa | 350 kPa |  | EU\Inbox\Combinations\Folder..2/..3\ | 30
123159 | R2015-P4-S1/LR230A-S | R2015-P4-S1/LR230A-S |  | R2015-P4-S1 | / | LR230A-S | Standard actuator | 0 | Scenario 2 |  | PPK¦SelectPro¦VDI3805¦Internet_EU |  |  | R2015-P4-S1/LR230A-S | Characterised control valve | 1400 kPa | 350 kPa |  | EU\Inbox\Combinations\Folder..2/..3\ | 30
123160 | R2015-P63-S1+LR230A-S | R2015-P63-S1+LR230A-S |  | R2015-P63-S1 | + | LR230A-S | Standard actuator | 0 | Scenario 2 |  | PPK¦SelectPro¦VDI3805¦Internet_EU |  |  | R2015-P63-S1+LR230A-S | Characterised control valve | 1400 kPa | 350 kPa |  | EU\Inbox\Combinations\Folder..2/..3\ | 30
123161 | R2015-P63-S1/LR230A-S | R2015-P63-S1/LR230A-S |  | R2015-P63-S1 | / | LR230A-S | Standard actuator | 0 | Scenario 2 |  | PPK¦SelectPro¦VDI3805¦Internet_EU |  |  | R2015-P63-S1/LR230A-S | Characterised control valve | 1400 kPa | 350 kPa |  | EU\Inbox\Combinations\Folder..2/..3\ | 30
123162 | R2015-S1+LR230A-S | R2015-S1+LR230A-S |  | R2015-S1 | + | LR230A-S | Standard actuator | 0 | Scenario 1 |  | PPK¦SelectPro¦VDI3805¦Internet_EU |  |  | R2015-S1+LR230A-S | Open-close ball valve | 1400 kPa | 1000 kPa |  | EU\Inbox\Combinations\Folder..2/..3\ | 32
123163 | R2015-S1/LR230A-S | R2015-S1/LR230A-S |  | R2015-S1 | / | LR230A-S | Standard actuator | 0 | Scenario 1 |  | PPK¦SelectPro¦VDI3805¦Internet_EU |  |  | R2015-S1/LR230A-S | Open-close ball valve | 1400 kPa | 1000 kPa |  | EU\Inbox\Combinations\Folder..2/..3\ | 32
123164 | R2020-4-S2+LR230A-S | R2020-4-S2+LR230A-S |  | R2020-4-S2 | + | LR230A-S | Standard actuator | 0 | Scenario 2 |  | PPK¦SelectPro¦VDI3805¦Internet_EU |  |  | R2020-4-S2+LR230A-S | Characterised control valve | 1400 kPa | 350 kPa |  | EU\Inbox\Combinations\Folder..2/..3\ | 32
123165 | R2020-4-S2/LR230A-S | R2020-4-S2/LR230A-S |  | R2020-4-S2 | / | LR230A-S | Standard actuator | 0 | Scenario 2 |  | PPK¦SelectPro¦VDI3805¦Internet_EU |  |  | R2020-4-S2/LR230A-S | Characterised control valve | 1400 kPa | 350 kPa |  | EU\Inbox\Combinations\Folder..2/..3\ | 32
123168 | R2020-8P6-S2+LR230A-S | R2020-8P6-S2+LR230A-S |  | R2020-8P6-S2 | + | LR230A-S | Standard actuator | 0 | Scenario 2 |  | PPK¦SelectPro¦VDI3805¦Internet_EU |  |  | R2020-8P6-S2+LR230A-S | Characterised control valve | 1400 kPa | 350 kPa |  | EU\Inbox\Combinations\Folder..2/..3\ | 32
123169 | R2020-8P6-S2/LR230A-S | R2020-8P6-S2/LR230A-S |  | R2020-8P6-S2 | / | LR230A-S | Standard actuator | 0 | Scenario 2 |  | PPK¦SelectPro¦VDI3805¦Internet_EU |  |  | R2020-8P6-S2/LR230A-S | Characterised control valve | 1400 kPa | 350 kPa |  | EU\Inbox\Combinations\Folder..2/..3\ | 32
123170 | R2020-S2+LR230A-S | R2020-S2+LR230A-S |  | R2020-S2 | + | LR230A-S | Standard actuator | 0 | Scenario 1 |  | PPK¦SelectPro¦VDI3805¦Internet_EU |  |  | R2020-S2+LR230A-S | Open-close ball valve | 1400 kPa | 1000 kPa |  | EU\Inbox\Combinations\Folder..2/..3\ | 32
123171 | R2020-S2/LR230A-S | R2020-S2/LR230A-S |  | R2020-S2 | / | LR230A-S | Standard actuator | 0 | Scenario 1 |  | PPK¦SelectPro¦VDI3805¦Internet_EU |  |  | R2020-S2/LR230A-S | Open-close ball valve | 1400 kPa | 1000 kPa |  | EU\Inbox\Combinations\Folder..2/..3\ | 32
123172 | R2025-10-S2+LR230A-S | R2025-10-S2+LR230A-S |  | R2025-10-S2 | + | LR230A-S | Standard actuator | 0 | Scenario 2 |  | PPK¦SelectPro¦VDI3805¦Internet_EU |  |  | R2025-10-S2+LR230A-S | Characterised control valve | 1400 kPa | 350 kPa |  | EU\Inbox\Combinations\Folder..2/..3\ | 32
123173 | R2025-10-S2/LR230A-S | R2025-10-S2/LR230A-S |  | R2025-10-S2 | / | LR230A-S | Standard actuator | 0 | Scenario 2 |  | PPK¦SelectPro¦VDI3805¦Internet_EU |  |  | R2025-10-S2/LR230A-S | Characterised control valve | 1400 kPa | 350 kPa |  | EU\Inbox\Combinations\Folder..2/..3\ | 32
123174 | R2025-16-S2+LR230A-S | R2025-16-S2+LR230A-S |  | R2025-16-S2 | + | LR230A-S | Standard actuator | 0 | Scenario 2 |  | PPK¦SelectPro¦VDI3805¦Internet_EU |  |  | R2025-16-S2+LR230A-S | Characterised control valve | 1400 kPa | 350 kPa |  | EU\Inbox\Combinations\Folder..2/..3\ | 32
123175 | R2025-16-S2/LR230A-S | R2025-16-S2/LR230A-S |  | R2025-16-S2 | / | LR230A-S | Standard actuator | 0 | Scenario 2 |  | PPK¦SelectPro¦VDI3805¦Internet_EU |  |  | R2025-16-S2/LR230A-S | Characterised control valve | 1400 kPa | 350 kPa |  | EU\Inbox\Combinations\Folder..2/..3\ | 32
123178 | R2025-S2+LR230A-S | R2025-S2+LR230A-S |  | R2025-S2 | + | LR230A-S | Standard actuator | 0 | Scenario 1 |  | PPK¦SelectPro¦VDI3805¦Internet_EU |  |  | R2025-S2+LR230A-S | Open-close ball valve | 1400 kPa | 1000 kPa |  | EU\Inbox\Combinations\Folder..2/..3\ | 32
123179 | R2025-S2/LR230A-S | R2025-S2/LR230A-S |  | R2025-S2 | / | LR230A-S | Standard actuator | 0 | Scenario 1 |  | PPK¦SelectPro¦VDI3805¦Internet_EU |  |  | R2025-S2/LR230A-S | Open-close ball valve | 1400 kPa | 1000 kPa |  | EU\Inbox\Combinations\Folder..2/..3\ | 32
123180 | R3015-1-S1+LR230A-S | R3015-1-S1+LR230A-S |  | R3015-1-S1 | + | LR230A-S | Standard actuator | 0 | Scenario 2 |  | PPK¦SelectPro¦VDI3805¦Internet_EU |  |  | R3015-1-S1+LR230A-S | Characterised control valve | 1400 kPa | 350 kPa |  | EU\Inbox\Combinations\Folder..2/..3\ | 31
123181 | R3015-1-S1/LR230A-S | R3015-1-S1/LR230A-S |  | R3015-1-S1 | / | LR230A-S | Standard actuator | 0 | Scenario 2 |  | PPK¦SelectPro¦VDI3805¦Internet_EU |  |  | R3015-1-S1/LR230A-S | Characterised control valve | 1400 kPa | 350 kPa |  | EU\Inbox\Combinations\Folder..2/..3\ | 31
123182 | R3015-1P6-S1+LR230A-S | R3015-1P6-S1+LR230A-S |  | R3015-1P6-S1 | + | LR230A-S | Standard actuator | 0 | Scenario 2 |  | PPK¦SelectPro¦VDI3805¦Internet_EU |  |  | R3015-1P6-S1+LR230A-S | Characterised control valve | 1400 kPa | 350 kPa |  | EU\Inbox\Combinations\Folder..2/..3\ | 31
123183 | R3015-1P6-S1/LR230A-S | R3015-1P6-S1/LR230A-S |  | R3015-1P6-S1 | / | LR230A-S | Standard actuator | 0 | Scenario 2 |  | PPK¦SelectPro¦VDI3805¦Internet_EU |  |  | R3015-1P6-S1/LR230A-S | Characterised control valve | 1400 kPa | 350 kPa |  | EU\Inbox\Combinations\Folder..2/..3\ | 31
123184 | R3015-2P5-S1+LR230A-S | R3015-2P5-S1+LR230A-S |  | R3015-2P5-S1 | + | LR230A-S | Standard actuator | 0 | Scenario 2 |  | PPK¦SelectPro¦VDI3805¦Internet_EU |  |  | R3015-2P5-S1+LR230A-S | Characterised control valve | 1400 kPa | 350 kPa |  | EU\Inbox\Combinations\Folder..2/..3\ | 31
123185 | R3015-2P5-S1/LR230A-S | R3015-2P5-S1/LR230A-S |  | R3015-2P5-S1 | / | LR230A-S | Standard actuator | 0 | Scenario 2 |  | PPK¦SelectPro¦VDI3805¦Internet_EU |  |  | R3015-2P5-S1/LR230A-S | Characterised control valve | 1400 kPa | 350 kPa |  | EU\Inbox\Combinations\Folder..2/..3\ | 31
123186 | R3015-4-S1+LR230A-S | R3015-4-S1+LR230A-S |  | R3015-4-S1 | + | LR230A-S | Standard actuator | 0 | Scenario 2 |  | PPK¦SelectPro¦VDI3805¦Internet_EU |  |  | R3015-4-S1+LR230A-S | Characterised control valve | 1400 kPa | 350 kPa |  | EU\Inbox\Combinations\Folder..2/..3\ | 31
123187 | R3015-4-S1/LR230A-S | R3015-4-S1/LR230A-S |  | R3015-4-S1 | / | LR230A-S | Standard actuator | 0 | Scenario 2 |  | PPK¦SelectPro¦VDI3805¦Internet_EU |  |  | R3015-4-S1/LR230A-S | Characterised control valve | 1400 kPa | 350 kPa |  | EU\Inbox\Combinations\Folder..2/..3\ | 31
123188 | R3015-BL1+LR230A-S | R3015-BL1+LR230A-S |  | R3015-BL1 | + | LR230A-S | Standard actuator | 0 | Scenario 1 |  | PPK¦SelectPro¦VDI3805¦Internet_EU |  |  | R3015-BL1+LR230A-S | Change-over ball valve | 500 kPa | 350 kPa |  | EU\Inbox\Combinations\Folder..2/..3\ | 31
123189 | R3015-BL1/LR230A-S | R3015-BL1/LR230A-S |  | R3015-BL1 | / | LR230A-S | Standard actuator | 0 | Scenario 1 |  | PPK¦SelectPro¦VDI3805¦Internet_EU |  |  | R3015-BL1/LR230A-S | Change-over ball valve | 500 kPa | 350 kPa |  | EU\Inbox\Combinations\Folder..2/..3\ | 31
123190 | R3015-P25-S1+LR230A-S | R3015-P25-S1+LR230A-S |  | R3015-P25-S1 | + | LR230A-S | Standard actuator | 0 | Scenario 2 |  | PPK¦SelectPro¦VDI3805¦Internet_EU |  |  | R3015-P25-S1+LR230A-S | Characterised control valve | 1400 kPa | 350 kPa |  | EU\Inbox\Combinations\Folder..2/..3\ | 31
123191 | R3015-P25-S1/LR230A-S | R3015-P25-S1/LR230A-S |  | R3015-P25-S1 | / | LR230A-S | Standard actuator | 0 | Scenario 2 |  | PPK¦SelectPro¦VDI3805¦Internet_EU |  |  | R3015-P25-S1/LR230A-S | Characterised control valve | 1400 kPa | 350 kPa |  | EU\Inbox\Combinations\Folder..2/..3\ | 31
123192 | R3015-P4-S1+LR230A-S | R3015-P4-S1+LR230A-S |  | R3015-P4-S1 | + | LR230A-S | Standard actuator | 0 | Scenario 2 |  | PPK¦SelectPro¦VDI3805¦Internet_EU |  |  | R3015-P4-S1+LR230A-S | Characterised control valve | 1400 kPa | 350 kPa |  | EU\Inbox\Combinations\Folder..2/..3\ | 31
123193 | R3015-P4-S1/LR230A-S | R3015-P4-S1/LR230A-S |  | R3015-P4-S1 | / | LR230A-S | Standard actuator | 0 | Scenario 2 |  | PPK¦SelectPro¦VDI3805¦Internet_EU |  |  | R3015-P4-S1/LR230A-S | Characterised control valve | 1400 kPa | 350 kPa |  | EU\Inbox\Combinations\Folder..2/..3\ | 31
123194 | R3015-P63-S1+LR230A-S | R3015-P63-S1+LR230A-S |  | R3015-P63-S1 | + | LR230A-S | Standard actuator | 0 | Scenario 2 |  | PPK¦SelectPro¦VDI3805¦Internet_EU |  |  | R3015-P63-S1+LR230A-S | Characterised control valve | 1400 kPa | 350 kPa |  | EU\Inbox\Combinations\Folder..2/..3\ | 31
123195 | R3015-P63-S1/LR230A-S | R3015-P63-S1/LR230A-S |  | R3015-P63-S1 | / | LR230A-S | Standard actuator | 0 | Scenario 2 |  | PPK¦SelectPro¦VDI3805¦Internet_EU |  |  | R3015-P63-S1/LR230A-S | Characterised control valve | 1400 kPa | 350 kPa |  | EU\Inbox\Combinations\Folder..2/..3\ | 31
123196 | R3015-S1+LR230A-S | R3015-S1+LR230A-S |  | R3015-S1 | + | LR230A-S | Standard actuator | 0 | Scenario 1 |  | PPK¦SelectPro¦VDI3805¦Internet_EU |  |  | R3015-S1+LR230A-S | Change-over ball valve | 1400 kPa | 1000 kPa |  | EU\Inbox\Combinations\Folder..2/..3\ | 32
123197 | R3015-S1/LR230A-S | R3015-S1/LR230A-S |  | R3015-S1 | / | LR230A-S | Standard actuator | 0 | Scenario 1 |  | PPK¦SelectPro¦VDI3805¦Internet_EU |  |  | R3015-S1/LR230A-S | Change-over ball valve | 1400 kPa | 1000 kPa |  | EU\Inbox\Combinations\Folder..2/..3\ | 32
123198 | R3020-4-S2+LR230A-S | R3020-4-S2+LR230A-S |  | R3020-4-S2 | + | LR230A-S | Standard actuator | 0 | Scenario 2 |  | PPK¦SelectPro¦VDI3805¦Internet_EU |  |  | R3020-4-S2+LR230A-S | Characterised control valve | 1400 kPa | 350 kPa |  | EU\Inbox\Combinations\Folder..2/..3\ | 31
123199 | R3020-4-S2/LR230A-S | R3020-4-S2/LR230A-S |  | R3020-4-S2 | / | LR230A-S | Standard actuator | 0 | Scenario 2 |  | PPK¦SelectPro¦VDI3805¦Internet_EU |  |  | R3020-4-S2/LR230A-S | Characterised control valve | 1400 kPa | 350 kPa |  | EU\Inbox\Combinations\Folder..2/..3\ | 31
123200 | R3020-6P3-S2+LR230A-S | R3020-6P3-S2+LR230A-S |  | R3020-6P3-S2 | + | LR230A-S | Standard actuator | 0 | Scenario 2 |  | PPK¦SelectPro¦VDI3805¦Internet_EU |  |  | R3020-6P3-S2+LR230A-S | Characterised control valve | 1400 kPa | 350 kPa |  | EU\Inbox\Combinations\Folder..2/..3\ | 32
123201 | R3020-6P3-S2/LR230A-S | R3020-6P3-S2/LR230A-S |  | R3020-6P3-S2 | / | LR230A-S | Standard actuator | 0 | Scenario 2 |  | PPK¦SelectPro¦VDI3805¦Internet_EU |  |  | R3020-6P3-S2/LR230A-S | Characterised control valve | 1400 kPa | 350 kPa |  | EU\Inbox\Combinations\Folder..2/..3\ | 32
123202 | R3020-BL2+LR230A-S | R3020-BL2+LR230A-S |  | R3020-BL2 | + | LR230A-S | Standard actuator | 0 | Scenario 1 |  | PPK¦SelectPro¦VDI3805¦Internet_EU |  |  | R3020-BL2+LR230A-S | Change-over ball valve | 500 kPa | 350 kPa |  | EU\Inbox\Combinations\Folder..2/..3\ | 31
123203 | R3020-BL2/LR230A-S | R3020-BL2/LR230A-S |  | R3020-BL2 | / | LR230A-S | Standard actuator | 0 | Scenario 1 |  | PPK¦SelectPro¦VDI3805¦Internet_EU |  |  | R3020-BL2/LR230A-S | Change-over ball valve | 500 kPa | 350 kPa |  | EU\Inbox\Combinations\Folder..2/..3\ | 31
123204 | R3020-S2+LR230A-S | R3020-S2+LR230A-S |  | R3020-S2 | + | LR230A-S | Standard actuator | 0 | Scenario 1 |  | PPK¦SelectPro¦VDI3805¦Internet_EU |  |  | R3020-S2+LR230A-S | Change-over ball valve | 1400 kPa | 1000 kPa |  | EU\Inbox\Combinations\Folder..2/..3\ | 32
123205 | R3020-S2/LR230A-S | R3020-S2/LR230A-S |  | R3020-S2 | / | LR230A-S | Standard actuator | 0 | Scenario 1 |  | PPK¦SelectPro¦VDI3805¦Internet_EU |  |  | R3020-S2/LR230A-S | Change-over ball valve | 1400 kPa | 1000 kPa |  | EU\Inbox\Combinations\Folder..2/..3\ | 32
123206 | R3025-10-S2+LR230A-S | R3025-10-S2+LR230A-S |  | R3025-10-S2 | + | LR230A-S | Standard actuator | 0 | Scenario 2 |  | PPK¦SelectPro¦VDI3805¦Internet_EU |  |  | R3025-10-S2+LR230A-S | Characterised control valve | 1400 kPa | 350 kPa |  | EU\Inbox\Combinations\Folder..2/..3\ | 32
123207 | R3025-10-S2/LR230A-S | R3025-10-S2/LR230A-S |  | R3025-10-S2 | / | LR230A-S | Standard actuator | 0 | Scenario 2 |  | PPK¦SelectPro¦VDI3805¦Internet_EU |  |  | R3025-10-S2/LR230A-S | Characterised control valve | 1400 kPa | 350 kPa |  | EU\Inbox\Combinations\Folder..2/..3\ | 32
123208 | R3025-6P3-S2+LR230A-S | R3025-6P3-S2+LR230A-S |  | R3025-6P3-S2 | + | LR230A-S | Standard actuator | 0 | Scenario 2 |  | PPK¦SelectPro¦VDI3805¦Internet_EU |  |  | R3025-6P3-S2+LR230A-S | Characterised control valve | 1400 kPa | 350 kPa |  | EU\Inbox\Combinations\Folder..2/..3\ | 33
123209 | R3025-6P3-S2/LR230A-S | R3025-6P3-S2/LR230A-S |  | R3025-6P3-S2 | / | LR230A-S | Standard actuator | 0 | Scenario 2 |  | PPK¦SelectPro¦VDI3805¦Internet_EU |  |  | R3025-6P3-S2/LR230A-S | Characterised control valve | 1400 kPa | 350 kPa |  | EU\Inbox\Combinations\Folder..2/..3\ | 33
123210 | R3025-BL2+LR230A-S | R3025-BL2+LR230A-S |  | R3025-BL2 | + | LR230A-S | Standard actuator | 0 | Scenario 1 |  | PPK¦SelectPro¦VDI3805¦Internet_EU |  |  | R3025-BL2+LR230A-S | Change-over ball valve | 500 kPa | 350 kPa |  | EU\Inbox\Combinations\Folder..2/..3\ | 31
123211 | R3025-BL2/LR230A-S | R3025-BL2/LR230A-S |  | R3025-BL2 | / | LR230A-S | Standard actuator | 0 | Scenario 1 |  | PPK¦SelectPro¦VDI3805¦Internet_EU |  |  | R3025-BL2/LR230A-S | Change-over ball valve | 500 kPa | 350 kPa |  | EU\Inbox\Combinations\Folder..2/..3\ | 31
123212 | R3025-S2+LR230A-S | R3025-S2+LR230A-S |  | R3025-S2 | + | LR230A-S | Standard actuator | 0 | Scenario 1 |  | PPK¦SelectPro¦VDI3805¦Internet_EU |  |  | R3025-S2+LR230A-S | Change-over ball valve | 1400 kPa | 1000 kPa |  | EU\Inbox\Combinations\Folder..2/..3\ | 32
123213 | R3025-S2/LR230A-S | R3025-S2/LR230A-S |  | R3025-S2 | / | LR230A-S | Standard actuator | 0 | Scenario 1 |  | PPK¦SelectPro¦VDI3805¦Internet_EU |  |  | R3025-S2/LR230A-S | Change-over ball valve | 1400 kPa | 1000 kPa |  | EU\Inbox\Combinations\Folder..2/..3\ | 32
123214 | R3032-BL2+LR230A-S | R3032-BL2+LR230A-S |  | R3032-BL2 | + | LR230A-S | Standard actuator | 0 | Scenario 1 |  | PPK¦SelectPro¦VDI3805¦Internet_EU |  |  | R3032-BL2+LR230A-S | Change-over ball valve | 500 kPa | 350 kPa |  | EU\Inbox\Combinations\Folder..2/..3\ | 31
123215 | R3032-BL2/LR230A-S | R3032-BL2/LR230A-S |  | R3032-BL2 | / | LR230A-S | Standard actuator | 0 | Scenario 1 |  | PPK¦SelectPro¦VDI3805¦Internet_EU |  |  | R3032-BL2/LR230A-S | Change-over ball valve | 500 kPa | 350 kPa |  | EU\Inbox\Combinations\Folder..2/..3\ | 31
123216 | R6015R-B1+LR230A-S | R6015R-B1+LR230A-S |  | R6015R-B1 | + | LR230A-S | Standard actuator | 0 | Scenario 1 |  | PPK¦SelectPro¦VDI3805¦Internet_EU |  |  | R6015R-B1+LR230A-S | Open-close ball valve | 600 kPa | 100 kPa |  | EU\Inbox\Combinations\Folder..6/..7\ | 30
123217 | R6015R-B1/LR230A-S | R6015R-B1/LR230A-S |  | R6015R-B1 | / | LR230A-S | Standard actuator | 0 | Scenario 1 |  | PPK¦SelectPro¦VDI3805¦Internet_EU |  |  | R6015R-B1/LR230A-S | Open-close ball valve | 600 kPa | 100 kPa |  | EU\Inbox\Combinations\Folder..6/..7\ | 30
123218 | R6015R1-B1+LR230A-S | R6015R1-B1+LR230A-S |  | R6015R1-B1 | + | LR230A-S | Standard actuator | 0 | Scenario 2 |  | PPK¦SelectPro¦VDI3805¦Internet_EU |  |  | R6015R1-B1+LR230A-S | Characterised control valve | 600 kPa | 100 kPa |  | EU\Inbox\Combinations\Folder..6/..7\ | 30
123219 | R6015R1-B1/LR230A-S | R6015R1-B1/LR230A-S |  | R6015R1-B1 | / | LR230A-S | Standard actuator | 0 | Scenario 2 |  | PPK¦SelectPro¦VDI3805¦Internet_EU |  |  | R6015R1-B1/LR230A-S | Characterised control valve | 600 kPa | 100 kPa |  | EU\Inbox\Combinations\Folder..6/..7\ | 30
123220 | R6015R1P6-B1+LR230A-S | R6015R1P6-B1+LR230A-S |  | R6015R1P6-B1 | + | LR230A-S | Standard actuator | 0 | Scenario 2 |  | PPK¦SelectPro¦VDI3805¦Internet_EU |  |  | R6015R1P6-B1+LR230A-S | Characterised control valve | 600 kPa | 100 kPa |  | EU\Inbox\Combinations\Folder..6/..7\ | 30
123221 | R6015R1P6-B1/LR230A-S | R6015R1P6-B1/LR230A-S |  | R6015R1P6-B1 | / | LR230A-S | Standard actuator | 0 | Scenario 2 |  | PPK¦SelectPro¦VDI3805¦Internet_EU |  |  | R6015R1P6-B1/LR230A-S | Characterised control valve | 600 kPa | 100 kPa |  | EU\Inbox\Combinations\Folder..6/..7\ | 30
123222 | R6015R2P5-B1+LR230A-S | R6015R2P5-B1+LR230A-S |  | R6015R2P5-B1 | + | LR230A-S | Standard actuator | 0 | Scenario 2 |  | PPK¦SelectPro¦VDI3805¦Internet_EU |  |  | R6015R2P5-B1+LR230A-S | Characterised control valve | 600 kPa | 100 kPa |  | EU\Inbox\Combinations\Folder..6/..7\ | 30
123223 | R6015R2P5-B1/LR230A-S | R6015R2P5-B1/LR230A-S |  | R6015R2P5-B1 | / | LR230A-S | Standard actuator | 0 | Scenario 2 |  | PPK¦SelectPro¦VDI3805¦Internet_EU |  |  | R6015R2P5-B1/LR230A-S | Characterised control valve | 600 kPa | 100 kPa |  | EU\Inbox\Combinations\Folder..6/..7\ | 30
123224 | R6015R4-B1+LR230A-S | R6015R4-B1+LR230A-S |  | R6015R4-B1 | + | LR230A-S | Standard actuator | 0 | Scenario 2 |  | PPK¦SelectPro¦VDI3805¦Internet_EU |  |  | R6015R4-B1+LR230A-S | Characterised control valve | 600 kPa | 100 kPa |  | EU\Inbox\Combinations\Folder..6/..7\ | 30
123225 | R6015R4-B1/LR230A-S | R6015R4-B1/LR230A-S |  | R6015R4-B1 | / | LR230A-S | Standard actuator | 0 | Scenario 2 |  | PPK¦SelectPro¦VDI3805¦Internet_EU |  |  | R6015R4-B1/LR230A-S | Characterised control valve | 600 kPa | 100 kPa |  | EU\Inbox\Combinations\Folder..6/..7\ | 30
123226 | R6015RP63-B1+LR230A-S | R6015RP63-B1+LR230A-S |  | R6015RP63-B1 | + | LR230A-S | Standard actuator | 0 | Scenario 2 |  | PPK¦SelectPro¦VDI3805¦Internet_EU |  |  | R6015RP63-B1+LR230A-S | Characterised control valve | 600 kPa | 100 kPa |  | EU\Inbox\Combinations\Folder..6/..7\ | 30
123227 | R6015RP63-B1/LR230A-S | R6015RP63-B1/LR230A-S |  | R6015RP63-B1 | / | LR230A-S | Standard actuator | 0 | Scenario 2 |  | PPK¦SelectPro¦VDI3805¦Internet_EU |  |  | R6015RP63-B1/LR230A-S | Characterised control valve | 600 kPa | 100 kPa |  | EU\Inbox\Combinations\Folder..6/..7\ | 30
123228 | R6020R-B1+LR230A-S | R6020R-B1+LR230A-S |  | R6020R-B1 | + | LR230A-S | Standard actuator | 0 | Scenario 1 |  | PPK¦SelectPro¦VDI3805¦Internet_EU |  |  | R6020R-B1+LR230A-S | Open-close ball valve | 600 kPa | 100 kPa |  | EU\Inbox\Combinations\Folder..6/..7\ | 30
123229 | R6020R-B1/LR230A-S | R6020R-B1/LR230A-S |  | R6020R-B1 | / | LR230A-S | Standard actuator | 0 | Scenario 1 |  | PPK¦SelectPro¦VDI3805¦Internet_EU |  |  | R6020R-B1/LR230A-S | Open-close ball valve | 600 kPa | 100 kPa |  | EU\Inbox\Combinations\Folder..6/..7\ | 30
123230 | R6020R6P3-B1+LR230A-S | R6020R6P3-B1+LR230A-S |  | R6020R6P3-B1 | + | LR230A-S | Standard actuator | 0 | Scenario 2 |  | PPK¦SelectPro¦VDI3805¦Internet_EU |  |  | R6020R6P3-B1+LR230A-S | Characterised control valve | 600 kPa | 100 kPa |  | EU\Inbox\Combinations\Folder..6/..7\ | 30
123231 | R6020R6P3-B1/LR230A-S | R6020R6P3-B1/LR230A-S |  | R6020R6P3-B1 | / | LR230A-S | Standard actuator | 0 | Scenario 2 |  | PPK¦SelectPro¦VDI3805¦Internet_EU |  |  | R6020R6P3-B1/LR230A-S | Characterised control valve | 600 kPa | 100 kPa |  | EU\Inbox\Combinations\Folder..6/..7\ | 30
123232 | R6025R-B2+LR230A-S | R6025R-B2+LR230A-S |  | R6025R-B2 | + | LR230A-S | Standard actuator | 0 | Scenario 1 |  | PPK¦SelectPro¦VDI3805¦Internet_EU |  |  | R6025R-B2+LR230A-S | Open-close ball valve | 600 kPa | 100 kPa |  | EU\Inbox\Combinations\Folder..6/..7\ | 30
123233 | R6025R-B2/LR230A-S | R6025R-B2/LR230A-S |  | R6025R-B2 | / | LR230A-S | Standard actuator | 0 | Scenario 1 |  | PPK¦SelectPro¦VDI3805¦Internet_EU |  |  | R6025R-B2/LR230A-S | Open-close ball valve | 600 kPa | 100 kPa |  | EU\Inbox\Combinations\Folder..6/..7\ | 30
123234 | R6025R10-B2+LR230A-S | R6025R10-B2+LR230A-S |  | R6025R10-B2 | + | LR230A-S | Standard actuator | 0 | Scenario 2 |  | PPK¦SelectPro¦VDI3805¦Internet_EU |  |  | R6025R10-B2+LR230A-S | Characterised control valve | 600 kPa | 100 kPa |  | EU\Inbox\Combinations\Folder..6/..7\ | 30
123235 | R6025R10-B2/LR230A-S | R6025R10-B2/LR230A-S |  | R6025R10-B2 | / | LR230A-S | Standard actuator | 0 | Scenario 2 |  | PPK¦SelectPro¦VDI3805¦Internet_EU |  |  | R6025R10-B2/LR230A-S | Characterised control valve | 600 kPa | 100 kPa |  | EU\Inbox\Combinations\Folder..6/..7\ | 30
123236 | R7015R-B1+LR230A-S | R7015R-B1+LR230A-S |  | R7015R-B1 | + | LR230A-S | Standard actuator | 0 | Scenario 1 |  | PPK¦SelectPro¦VDI3805¦Internet_EU |  |  | R7015R-B1+LR230A-S | Change-over ball valve | 600 kPa | 100 kPa |  | EU\Inbox\Combinations\Folder..6/..7\ | 31
123237 | R7015R-B1/LR230A-S | R7015R-B1/LR230A-S |  | R7015R-B1 | / | LR230A-S | Standard actuator | 0 | Scenario 1 |  | PPK¦SelectPro¦VDI3805¦Internet_EU |  |  | R7015R-B1/LR230A-S | Change-over ball valve | 600 kPa | 100 kPa |  | EU\Inbox\Combinations\Folder..6/..7\ | 31
123238 | R7015R1P6-B1+LR230A-S | R7015R1P6-B1+LR230A-S |  | R7015R1P6-B1 | + | LR230A-S | Standard actuator | 0 | Scenario 2 |  | PPK¦SelectPro¦VDI3805¦Internet_EU |  |  | R7015R1P6-B1+LR230A-S | Characterised control valve | 600 kPa | 100 kPa |  | EU\Inbox\Combinations\Folder..6/..7\ | 32
123239 | R7015R1P6-B1/LR230A-S | R7015R1P6-B1/LR230A-S |  | R7015R1P6-B1 | / | LR230A-S | Standard actuator | 0 | Scenario 2 |  | PPK¦SelectPro¦VDI3805¦Internet_EU |  |  | R7015R1P6-B1/LR230A-S | Characterised control valve | 600 kPa | 100 kPa |  | EU\Inbox\Combinations\Folder..6/..7\ | 32
123240 | R7015R4-B1+LR230A-S | R7015R4-B1+LR230A-S |  | R7015R4-B1 | + | LR230A-S | Standard actuator | 0 | Scenario 2 |  | PPK¦SelectPro¦VDI3805¦Internet_EU |  |  | R7015R4-B1+LR230A-S | Characterised control valve | 600 kPa | 100 kPa |  | EU\Inbox\Combinations\Folder..6/..7\ | 31
123241 | R7015R4-B1/LR230A-S | R7015R4-B1/LR230A-S |  | R7015R4-B1 | / | LR230A-S | Standard actuator | 0 | Scenario 2 |  | PPK¦SelectPro¦VDI3805¦Internet_EU |  |  | R7015R4-B1/LR230A-S | Characterised control valve | 600 kPa | 100 kPa |  | EU\Inbox\Combinations\Folder..6/..7\ | 31
123242 | R7015RP63-B1+LR230A-S | R7015RP63-B1+LR230A-S |  | R7015RP63-B1 | + | LR230A-S | Standard actuator | 0 | Scenario 2 |  | PPK¦SelectPro¦VDI3805¦Internet_EU |  |  | R7015RP63-B1+LR230A-S | Characterised control valve | 600 kPa | 100 kPa |  | EU\Inbox\Combinations\Folder..6/..7\ | 31
123243 | R7015RP63-B1/LR230A-S | R7015RP63-B1/LR230A-S |  | R7015RP63-B1 | / | LR230A-S | Standard actuator | 0 | Scenario 2 |  | PPK¦SelectPro¦VDI3805¦Internet_EU |  |  | R7015RP63-B1/LR230A-S | Characterised control valve | 600 kPa | 100 kPa |  | EU\Inbox\Combinations\Folder..6/..7\ | 31
123244 | R7020R-B1+LR230A-S | R7020R-B1+LR230A-S |  | R7020R-B1 | + | LR230A-S | Standard actuator | 0 | Scenario 1 |  | PPK¦SelectPro¦VDI3805¦Internet_EU |  |  | R7020R-B1+LR230A-S | Change-over ball valve | 600 kPa | 100 kPa |  | EU\Inbox\Combinations\Folder..6/..7\ | 31
123245 | R7020R-B1/LR230A-S | R7020R-B1/LR230A-S |  | R7020R-B1 | / | LR230A-S | Standard actuator | 0 | Scenario 1 |  | PPK¦SelectPro¦VDI3805¦Internet_EU |  |  | R7020R-B1/LR230A-S | Change-over ball valve | 600 kPa | 100 kPa |  | EU\Inbox\Combinations\Folder..6/..7\ | 31
123246 | R7020R6P3-B1+LR230A-S | R7020R6P3-B1+LR230A-S |  | R7020R6P3-B1 | + | LR230A-S | Standard actuator | 0 | Scenario 2 |  | PPK¦SelectPro¦VDI3805¦Internet_EU |  |  | R7020R6P3-B1+LR230A-S | Characterised control valve | 600 kPa | 100 kPa |  | EU\Inbox\Combinations\Folder..6/..7\ | 31
123247 | R7020R6P3-B1/LR230A-S | R7020R6P3-B1/LR230A-S |  | R7020R6P3-B1 | / | LR230A-S | Standard actuator | 0 | Scenario 2 |  | PPK¦SelectPro¦VDI3805¦Internet_EU |  |  | R7020R6P3-B1/LR230A-S | Characterised control valve | 600 kPa | 100 kPa |  | EU\Inbox\Combinations\Folder..6/..7\ | 31
123248 | R7025R-B2+LR230A-S | R7025R-B2+LR230A-S |  | R7025R-B2 | + | LR230A-S | Standard actuator | 0 | Scenario 1 |  | PPK¦SelectPro¦VDI3805¦Internet_EU |  |  | R7025R-B2+LR230A-S | Change-over ball valve | 600 kPa | 100 kPa |  | EU\Inbox\Combinations\Folder..6/..7\ | 31
123249 | R7025R-B2/LR230A-S | R7025R-B2/LR230A-S |  | R7025R-B2 | / | LR230A-S | Standard actuator | 0 | Scenario 1 |  | PPK¦SelectPro¦VDI3805¦Internet_EU |  |  | R7025R-B2/LR230A-S | Change-over ball valve | 600 kPa | 100 kPa |  | EU\Inbox\Combinations\Folder..6/..7\ | 31
123250 | R7025R10-B2+LR230A-S | R7025R10-B2+LR230A-S |  | R7025R10-B2 | + | LR230A-S | Standard actuator | 0 | Scenario 2 |  | PPK¦SelectPro¦VDI3805¦Internet_EU |  |  | R7025R10-B2+LR230A-S | Characterised control valve | 600 kPa | 100 kPa |  | EU\Inbox\Combinations\Folder..6/..7\ | 31
123251 | R7025R10-B2/LR230A-S | R7025R10-B2/LR230A-S |  | R7025R10-B2 | / | LR230A-S | Standard actuator | 0 | Scenario 2 |  | PPK¦SelectPro¦VDI3805¦Internet_EU |  |  | R7025R10-B2/LR230A-S | Characterised control valve | 600 kPa | 100 kPa |  | EU\Inbox\Combinations\Folder..6/..7\ | 31
123316 | R2015-1-S1+LR24A-MP | R2015-1-S1+LR24A-MP |  | R2015-1-S1 | + | LR24A-MP | Communicative actuator | 0 | Scenario 2 |  | PPK¦SelectPro¦VDI3805¦Internet_EU |  |  | R2015-1-S1+LR24A-MP | Characterised control valve | 1400 kPa | 350 kPa |  | EU\Inbox\Combinations\Folder..2/..3\ | 33
123317 | R2015-1-S1/LR24A-MP | R2015-1-S1/LR24A-MP |  | R2015-1-S1 | / | LR24A-MP | Communicative actuator | 0 | Scenario 2 |  | PPK¦SelectPro¦VDI3805¦Internet_EU |  |  | R2015-1-S1/LR24A-MP | Characterised control valve | 1400 kPa | 350 kPa |  | EU\Inbox\Combinations\Folder..2/..3\ | 33
123320 | R2015-1P6-S1+LR24A-MP | R2015-1P6-S1+LR24A-MP |  | R2015-1P6-S1 | + | LR24A-MP | Communicative actuator | 0 | Scenario 2 |  | PPK¦SelectPro¦VDI3805¦Internet_EU |  |  | R2015-1P6-S1+LR24A-MP | Characterised control valve | 1400 kPa | 350 kPa |  | EU\Inbox\Combinations\Folder..2/..3\ | 33
123321 | R2015-1P6-S1/LR24A-MP | R2015-1P6-S1/LR24A-MP |  | R2015-1P6-S1 | / | LR24A-MP | Communicative actuator | 0 | Scenario 2 |  | PPK¦SelectPro¦VDI3805¦Internet_EU |  |  | R2015-1P6-S1/LR24A-MP | Characterised control valve | 1400 kPa | 350 kPa |  | EU\Inbox\Combinations\Folder..2/..3\ | 33
123324 | R2015-2P5-S1+LR24A-MP | R2015-2P5-S1+LR24A-MP |  | R2015-2P5-S1 | + | LR24A-MP | Communicative actuator | 0 | Scenario 2 |  | PPK¦SelectPro¦VDI3805¦Internet_EU |  |  | R2015-2P5-S1+LR24A-MP | Characterised control valve | 1400 kPa | 350 kPa |  | EU\Inbox\Combinations\Folder..2/..3\ | 33
123325 | R2015-2P5-S1/LR24A-MP | R2015-2P5-S1/LR24A-MP |  | R2015-2P5-S1 | / | LR24A-MP | Communicative actuator | 0 | Scenario 2 |  | PPK¦SelectPro¦VDI3805¦Internet_EU |  |  | R2015-2P5-S1/LR24A-MP | Characterised control valve | 1400 kPa | 350 kPa |  | EU\Inbox\Combinations\Folder..2/..3\ | 33
123328 | R2015-4-S1+LR24A-MP | R2015-4-S1+LR24A-MP |  | R2015-4-S1 | + | LR24A-MP | Communicative actuator | 0 | Scenario 2 |  | PPK¦SelectPro¦VDI3805¦Internet_EU |  |  | R2015-4-S1+LR24A-MP | Characterised control valve | 1400 kPa | 350 kPa |  | EU\Inbox\Combinations\Folder..2/..3\ | 33
123329 | R2015-4-S1/LR24A-MP | R2015-4-S1/LR24A-MP |  | R2015-4-S1 | / | LR24A-MP | Communicative actuator | 0 | Scenario 2 |  | PPK¦SelectPro¦VDI3805¦Internet_EU |  |  | R2015-4-S1/LR24A-MP | Characterised control valve | 1400 kPa | 350 kPa |  | EU\Inbox\Combinations\Folder..2/..3\ | 33
123336 | R2015-P25-S1+LR24A-MP | R2015-P25-S1+LR24A-MP |  | R2015-P25-S1 | + | LR24A-MP | Communicative actuator | 0 | Scenario 2 |  | PPK¦SelectPro¦VDI3805¦Internet_EU |  |  | R2015-P25-S1+LR24A-MP | Characterised control valve | 1400 kPa | 350 kPa |  | EU\Inbox\Combinations\Folder..2/..3\ | 33
123337 | R2015-P25-S1/LR24A-MP | R2015-P25-S1/LR24A-MP |  | R2015-P25-S1 | / | LR24A-MP | Communicative actuator | 0 | Scenario 2 |  | PPK¦SelectPro¦VDI3805¦Internet_EU |  |  | R2015-P25-S1/LR24A-MP | Characterised control valve | 1400 kPa | 350 kPa |  | EU\Inbox\Combinations\Folder..2/..3\ | 33
123340 | R2015-P4-S1+LR24A-MP | R2015-P4-S1+LR24A-MP |  | R2015-P4-S1 | + | LR24A-MP | Communicative actuator | 0 | Scenario 2 |  | PPK¦SelectPro¦VDI3805¦Internet_EU |  |  | R2015-P4-S1+LR24A-MP | Characterised control valve | 1400 kPa | 350 kPa |  | EU\Inbox\Combinations\Folder..2/..3\ | 33
123341 | R2015-P4-S1/LR24A-MP | R2015-P4-S1/LR24A-MP |  | R2015-P4-S1 | / | LR24A-MP | Communicative actuator | 0 | Scenario 2 |  | PPK¦SelectPro¦VDI3805¦Internet_EU |  |  | R2015-P4-S1/LR24A-MP | Characterised control valve | 1400 kPa | 350 kPa |  | EU\Inbox\Combinations\Folder..2/..3\ | 33
123344 | R2015-P63-S1+LR24A-MP | R2015-P63-S1+LR24A-MP |  | R2015-P63-S1 | + | LR24A-MP | Communicative actuator | 0 | Scenario 2 |  | PPK¦SelectPro¦VDI3805¦Internet_EU |  |  | R2015-P63-S1+LR24A-MP | Characterised control valve | 1400 kPa | 350 kPa |  | EU\Inbox\Combinations\Folder..2/..3\ | 33
123345 | R2015-P63-S1/LR24A-MP | R2015-P63-S1/LR24A-MP |  | R2015-P63-S1 | / | LR24A-MP | Communicative actuator | 0 | Scenario 2 |  | PPK¦SelectPro¦VDI3805¦Internet_EU |  |  | R2015-P63-S1/LR24A-MP | Characterised control valve | 1400 kPa | 350 kPa |  | EU\Inbox\Combinations\Folder..2/..3\ | 33
123348 | R2020-4-S2+LR24A-MP | R2020-4-S2+LR24A-MP |  | R2020-4-S2 | + | LR24A-MP | Communicative actuator | 0 | Scenario 2 |  | PPK¦SelectPro¦VDI3805¦Internet_EU |  |  | R2020-4-S2+LR24A-MP | Characterised control valve | 1400 kPa | 350 kPa |  | EU\Inbox\Combinations\Folder..2/..3\ | 32
123349 | R2020-4-S2/LR24A-MP | R2020-4-S2/LR24A-MP |  | R2020-4-S2 | / | LR24A-MP | Communicative actuator | 0 | Scenario 2 |  | PPK¦SelectPro¦VDI3805¦Internet_EU |  |  | R2020-4-S2/LR24A-MP | Characterised control valve | 1400 kPa | 350 kPa |  | EU\Inbox\Combinations\Folder..2/..3\ | 32
123356 | R2020-8P6-S2+LR24A-MP | R2020-8P6-S2+LR24A-MP |  | R2020-8P6-S2 | + | LR24A-MP | Communicative actuator | 0 | Scenario 2 |  | PPK¦SelectPro¦VDI3805¦Internet_EU |  |  | R2020-8P6-S2+LR24A-MP | Characterised control valve | 1400 kPa | 350 kPa |  | EU\Inbox\Combinations\Folder..2/..3\ | 32
123357 | R2020-8P6-S2/LR24A-MP | R2020-8P6-S2/LR24A-MP |  | R2020-8P6-S2 | / | LR24A-MP | Communicative actuator | 0 | Scenario 2 |  | PPK¦SelectPro¦VDI3805¦Internet_EU |  |  | R2020-8P6-S2/LR24A-MP | Characterised control valve | 1400 kPa | 350 kPa |  | EU\Inbox\Combinations\Folder..2/..3\ | 32
123360 | R2025-10-S2+LR24A-MP | R2025-10-S2+LR24A-MP |  | R2025-10-S2 | + | LR24A-MP | Communicative actuator | 0 | Scenario 2 |  | PPK¦SelectPro¦VDI3805¦Internet_EU |  |  | R2025-10-S2+LR24A-MP | Characterised control valve | 1400 kPa | 350 kPa |  | EU\Inbox\Combinations\Folder..2/..3\ | 38
123361 | R2025-10-S2/LR24A-MP | R2025-10-S2/LR24A-MP |  | R2025-10-S2 | / | LR24A-MP | Communicative actuator | 0 | Scenario 2 |  | PPK¦SelectPro¦VDI3805¦Internet_EU |  |  | R2025-10-S2/LR24A-MP | Characterised control valve | 1400 kPa | 350 kPa |  | EU\Inbox\Combinations\Folder..2/..3\ | 35
123364 | R2025-16-S2+LR24A-MP | R2025-16-S2+LR24A-MP |  | R2025-16-S2 | + | LR24A-MP | Communicative actuator | 0 | Scenario 2 |  | PPK¦SelectPro¦VDI3805¦Internet_EU |  |  | R2025-16-S2+LR24A-MP | Characterised control valve | 1400 kPa | 350 kPa |  | EU\Inbox\Combinations\Folder..2/..3\ | 35
123365 | R2025-16-S2/LR24A-MP | R2025-16-S2/LR24A-MP |  | R2025-16-S2 | / | LR24A-MP | Communicative actuator | 0 | Scenario 2 |  | PPK¦SelectPro¦VDI3805¦Internet_EU |  |  | R2025-16-S2/LR24A-MP | Characterised control valve | 1400 kPa | 350 kPa |  | EU\Inbox\Combinations\Folder..2/..3\ | 36
123404 | R3040-25-S4+SR230A | R3040-25-S4+SR230A |  | R3040-25-S4 | + | SR230A | Standard actuator | 1 | Scenario 2 |  | PPK¦SelectPro¦VDI3805¦Internet_EU |  |  | R3040-25-S4+SR230A | Characterised control valve | 1400 kPa | 350 kPa |  | EU\Inbox\Combinations\Folder..2/..3\ | 39
123405 | R3040-25-S4/SR230A | R3040-25-S4/SR230A |  | R3040-25-S4 | / | SR230A | Standard actuator | 1 | Scenario 2 |  | PPK¦SelectPro¦VDI3805¦Internet_EU |  |  | R3040-25-S4/SR230A | Characterised control valve | 1400 kPa | 350 kPa |  | EU\Inbox\Combinations\Folder..2/..3\ | 35
123406 | R3040-25-S4+SR230A-S | R3040-25-S4+SR230A-S |  | R3040-25-S4 | + | SR230A-S | Standard actuator | 0 | Scenario 2 |  | PPK¦SelectPro¦VDI3805¦Internet_EU |  |  | R3040-25-S4+SR230A-S | Characterised control valve | 1400 kPa | 350 kPa |  | EU\Inbox\Combinations\Folder..2/..3\ | 38
123407 | R3040-25-S4/SR230A-S | R3040-25-S4/SR230A-S |  | R3040-25-S4 | / | SR230A-S | Standard actuator | 0 | Scenario 2 |  | PPK¦SelectPro¦VDI3805¦Internet_EU |  |  | R3040-25-S4/SR230A-S | Characterised control valve | 1400 kPa | 350 kPa |  | EU\Inbox\Combinations\Folder..2/..3\ | 34
123408 | R3040-25-S4+SR24A | R3040-25-S4+SR24A |  | R3040-25-S4 | + | SR24A | Standard actuator | 1 | Scenario 2 |  | PPK¦SelectPro¦VDI3805¦Internet_EU |  |  | R3040-25-S4+SR24A | Characterised control valve | 1400 kPa | 350 kPa |  | EU\Inbox\Combinations\Folder..2/..3\ | 39
123409 | R3040-25-S4/SR24A | R3040-25-S4/SR24A |  | R3040-25-S4 | / | SR24A | Standard actuator | 1 | Scenario 2 |  | PPK¦SelectPro¦VDI3805¦Internet_EU |  |  | R3040-25-S4/SR24A | Characterised control valve | 1400 kPa | 350 kPa |  | EU\Inbox\Combinations\Folder..2/..3\ | 35
123412 | R3040-25-S4+SR24A-MP | R3040-25-S4+SR24A-MP |  | R3040-25-S4 | + | SR24A-MP | Communicative actuator | 0 | Scenario 2 |  | PPK¦SelectPro¦VDI3805¦Internet_EU |  |  | R3040-25-S4+SR24A-MP | Characterised control valve | 1400 kPa | 350 kPa |  | EU\Inbox\Combinations\Folder..2/..3\ | 37
123413 | R3040-25-S4/SR24A-MP | R3040-25-S4/SR24A-MP |  | R3040-25-S4 | / | SR24A-MP | Communicative actuator | 0 | Scenario 2 |  | PPK¦SelectPro¦VDI3805¦Internet_EU |  |  | R3040-25-S4/SR24A-MP | Characterised control valve | 1400 kPa | 350 kPa |  | EU\Inbox\Combinations\Folder..2/..3\ | 34
123414 | R3040-25-S4+SR24A-S | R3040-25-S4+SR24A-S |  | R3040-25-S4 | + | SR24A-S | Standard actuator | 0 | Scenario 2 |  | PPK¦SelectPro¦VDI3805¦Internet_EU |  |  | R3040-25-S4+SR24A-S | Characterised control valve | 1400 kPa | 350 kPa |  | EU\Inbox\Combinations\Folder..2/..3\ | 38
123415 | R3040-25-S4/SR24A-S | R3040-25-S4/SR24A-S |  | R3040-25-S4 | / | SR24A-S | Standard actuator | 0 | Scenario 2 |  | PPK¦SelectPro¦VDI3805¦Internet_EU |  |  | R3040-25-S4/SR24A-S | Characterised control valve | 1400 kPa | 350 kPa |  | EU\Inbox\Combinations\Folder..2/..3\ | 35
123416 | R3040-25-S4+SR24A-SR | R3040-25-S4+SR24A-SR |  | R3040-25-S4 | + | SR24A-SR | Standard actuator | 1 | Scenario 2 |  | PPK¦SelectPro¦VDI3805¦Internet_EU |  |  | R3040-25-S4+SR24A-SR | Characterised control valve | 1400 kPa | 350 kPa |  | EU\Inbox\Combinations\Folder..2/..3\ | 38
123417 | R3040-25-S4/SR24A-SR | R3040-25-S4/SR24A-SR |  | R3040-25-S4 | / | SR24A-SR | Standard actuator | 1 | Scenario 2 |  | PPK¦SelectPro¦VDI3805¦Internet_EU |  |  | R3040-25-S4/SR24A-SR | Characterised control valve | 1400 kPa | 350 kPa |  | EU\Inbox\Combinations\Folder..2/..3\ | 36
123428 | R3040-BL4+SR230A | R3040-BL4+SR230A |  | R3040-BL4 | + | SR230A | Standard actuator | 1 | Scenario 1 |  | PPK¦SelectPro¦VDI3805¦Internet_EU |  |  | R3040-BL4+SR230A | Change-over ball valve | 500 kPa | 350 kPa |  | EU\Inbox\Combinations\Folder..2/..3\ | 38
123429 | R3040-BL4/SR230A | R3040-BL4/SR230A |  | R3040-BL4 | / | SR230A | Standard actuator | 1 | Scenario 1 |  | PPK¦SelectPro¦VDI3805¦Internet_EU |  |  | R3040-BL4/SR230A | Change-over ball valve | 500 kPa | 350 kPa |  | EU\Inbox\Combinations\Folder..2/..3\ | 34
123430 | R3040-BL4+SR230A-S | R3040-BL4+SR230A-S |  | R3040-BL4 | + | SR230A-S | Standard actuator | 0 | Scenario 1 |  | PPK¦SelectPro¦VDI3805¦Internet_EU |  |  | R3040-BL4+SR230A-S | Change-over ball valve | 500 kPa | 350 kPa |  | EU\Inbox\Combinations\Folder..2/..3\ | 37
123431 | R3040-BL4/SR230A-S | R3040-BL4/SR230A-S |  | R3040-BL4 | / | SR230A-S | Standard actuator | 0 | Scenario 1 |  | PPK¦SelectPro¦VDI3805¦Internet_EU |  |  | R3040-BL4/SR230A-S | Change-over ball valve | 500 kPa | 350 kPa |  | EU\Inbox\Combinations\Folder..2/..3\ | 33
123432 | R3040-BL4+SR24A | R3040-BL4+SR24A |  | R3040-BL4 | + | SR24A | Standard actuator | 1 | Scenario 1 |  | PPK¦SelectPro¦VDI3805¦Internet_EU |  |  | R3040-BL4+SR24A | Change-over ball valve | 500 kPa | 350 kPa |  | EU\Inbox\Combinations\Folder..2/..3\ | 36
123433 | R3040-BL4/SR24A | R3040-BL4/SR24A |  | R3040-BL4 | / | SR24A | Standard actuator | 1 | Scenario 1 |  | PPK¦SelectPro¦VDI3805¦Internet_EU |  |  | R3040-BL4/SR24A | Change-over ball valve | 500 kPa | 350 kPa |  | EU\Inbox\Combinations\Folder..2/..3\ | 35
123434 | R3040-BL4+SR24A-S | R3040-BL4+SR24A-S |  | R3040-BL4 | + | SR24A-S | Standard actuator | 0 | Scenario 1 |  | PPK¦SelectPro¦VDI3805¦Internet_EU |  |  | R3040-BL4+SR24A-S | Change-over ball valve | 500 kPa | 350 kPa |  | EU\Inbox\Combinations\Folder..2/..3\ | 37
123435 | R3040-BL4/SR24A-S | R3040-BL4/SR24A-S |  | R3040-BL4 | / | SR24A-S | Standard actuator | 0 | Scenario 1 |  | PPK¦SelectPro¦VDI3805¦Internet_EU |  |  | R3040-BL4/SR24A-S | Change-over ball valve | 500 kPa | 350 kPa |  | EU\Inbox\Combinations\Folder..2/..3\ | 35
123444 | R3050-25-S4+SR230A | R3050-25-S4+SR230A |  | R3050-25-S4 | + | SR230A | Standard actuator | 1 | Scenario 2 |  | PPK¦SelectPro¦VDI3805¦Internet_EU |  |  | R3050-25-S4+SR230A | Characterised control valve | 1400 kPa | 350 kPa |  | EU\Inbox\Combinations\Folder..2/..3\ | 42
123445 | R3050-25-S4/SR230A | R3050-25-S4/SR230A |  | R3050-25-S4 | / | SR230A | Standard actuator | 1 | Scenario 2 |  | PPK¦SelectPro¦VDI3805¦Internet_EU |  |  | R3050-25-S4/SR230A | Characterised control valve | 1400 kPa | 350 kPa |  | EU\Inbox\Combinations\Folder..2/..3\ | 36
123446 | R3050-25-S4+SR230A-S | R3050-25-S4+SR230A-S |  | R3050-25-S4 | + | SR230A-S | Standard actuator | 0 | Scenario 2 |  | PPK¦SelectPro¦VDI3805¦Internet_EU |  |  | R3050-25-S4+SR230A-S | Characterised control valve | 1400 kPa | 350 kPa |  | EU\Inbox\Combinations\Folder..2/..3\ | 39
123447 | R3050-25-S4/SR230A-S | R3050-25-S4/SR230A-S |  | R3050-25-S4 | / | SR230A-S | Standard actuator | 0 | Scenario 2 |  | PPK¦SelectPro¦VDI3805¦Internet_EU |  |  | R3050-25-S4/SR230A-S | Characterised control valve | 1400 kPa | 350 kPa |  | EU\Inbox\Combinations\Folder..2/..3\ | 37
123448 | R3050-25-S4+SR24A | R3050-25-S4+SR24A |  | R3050-25-S4 | + | SR24A | Standard actuator | 1 | Scenario 2 |  | PPK¦SelectPro¦VDI3805¦Internet_EU |  |  | R3050-25-S4+SR24A | Characterised control valve | 1400 kPa | 350 kPa |  | EU\Inbox\Combinations\Folder..2/..3\ | 41
123449 | R3050-25-S4/SR24A | R3050-25-S4/SR24A |  | R3050-25-S4 | / | SR24A | Standard actuator | 1 | Scenario 2 |  | PPK¦SelectPro¦VDI3805¦Internet_EU |  |  | R3050-25-S4/SR24A | Characterised control valve | 1400 kPa | 350 kPa |  | EU\Inbox\Combinations\Folder..2/..3\ | 36
123452 | R3050-25-S4+SR24A-MP | R3050-25-S4+SR24A-MP |  | R3050-25-S4 | + | SR24A-MP | Communicative actuator | 0 | Scenario 2 |  | PPK¦SelectPro¦VDI3805¦Internet_EU |  |  | R3050-25-S4+SR24A-MP | Characterised control valve | 1400 kPa | 350 kPa |  | EU\Inbox\Combinations\Folder..2/..3\ | 37
123453 | R3050-25-S4/SR24A-MP | R3050-25-S4/SR24A-MP |  | R3050-25-S4 | / | SR24A-MP | Communicative actuator | 0 | Scenario 2 |  | PPK¦SelectPro¦VDI3805¦Internet_EU |  |  | R3050-25-S4/SR24A-MP | Characterised control valve | 1400 kPa | 350 kPa |  | EU\Inbox\Combinations\Folder..2/..3\ | 35
123454 | R3050-25-S4+SR24A-S | R3050-25-S4+SR24A-S |  | R3050-25-S4 | + | SR24A-S | Standard actuator | 0 | Scenario 2 |  | PPK¦SelectPro¦VDI3805¦Internet_EU |  |  | R3050-25-S4+SR24A-S | Characterised control valve | 1400 kPa | 350 kPa |  | EU\Inbox\Combinations\Folder..2/..3\ | 40
123455 | R3050-25-S4/SR24A-S | R3050-25-S4/SR24A-S |  | R3050-25-S4 | / | SR24A-S | Standard actuator | 0 | Scenario 2 |  | PPK¦SelectPro¦VDI3805¦Internet_EU |  |  | R3050-25-S4/SR24A-S | Characterised control valve | 1400 kPa | 350 kPa |  | EU\Inbox\Combinations\Folder..2/..3\ | 39
123456 | R3050-25-S4+SR24A-SR | R3050-25-S4+SR24A-SR |  | R3050-25-S4 | + | SR24A-SR | Standard actuator | 1 | Scenario 2 |  | PPK¦SelectPro¦VDI3805¦Internet_EU |  |  | R3050-25-S4+SR24A-SR | Characterised control valve | 1400 kPa | 350 kPa |  | EU\Inbox\Combinations\Folder..2/..3\ | 40
123457 | R3050-25-S4/SR24A-SR | R3050-25-S4/SR24A-SR |  | R3050-25-S4 | / | SR24A-SR | Standard actuator | 1 | Scenario 2 |  | PPK¦SelectPro¦VDI3805¦Internet_EU |  |  | R3050-25-S4/SR24A-SR | Characterised control valve | 1400 kPa | 350 kPa |  | EU\Inbox\Combinations\Folder..2/..3\ | 40
123458 | R6050R40-B3+NRF24A-SR | R6050R40-B3+NRF24A-SR |  | R6050R40-B3 | + | NRF24A-SR | Actuator with emergency control function | 1 | Scenario 2 |  | PPK¦SelectPro¦VDI3805¦Internet_EU |  |  | R6050R40-B3+NRF24A-SR | Characterised control valve | 600 kPa | 100 kPa |  | EU\Inbox\Combinations\Folder..6/..7\ | 36
123459 | R6050R40-B3/NRF24A-SR | R6050R40-B3/NRF24A-SR |  | R6050R40-B3 | / | NRF24A-SR | Actuator with emergency control function | 1 | Scenario 2 |  | PPK¦SelectPro¦VDI3805¦Internet_EU |  |  | R6050R40-B3/NRF24A-SR | Characterised control valve | 600 kPa | 100 kPa |  | EU\Inbox\Combinations\Folder..6/..7\ | 34
123506 | R7032R16-B3+NRF24A-SR | R7032R16-B3+NRF24A-SR |  | R7032R16-B3 | + | NRF24A-SR | Actuator with emergency control function | 1 | Scenario 2 |  | PPK¦SelectPro¦VDI3805¦Internet_EU |  |  | R7032R16-B3+NRF24A-SR | Characterised control valve | 600 kPa | 100 kPa |  | EU\Inbox\Combinations\Folder..6/..7\ | 35
123507 | R7032R16-B3/NRF24A-SR | R7032R16-B3/NRF24A-SR |  | R7032R16-B3 | / | NRF24A-SR | Actuator with emergency control function | 1 | Scenario 2 |  | PPK¦SelectPro¦VDI3805¦Internet_EU |  |  | R7032R16-B3/NRF24A-SR | Characterised control valve | 600 kPa | 100 kPa |  | EU\Inbox\Combinations\Folder..6/..7\ | 33
123648 | R404DK+LR230A-S | R404DK+LR230A-S |  | R404DK | + | LR230A-S | Standard actuator | 0 | Scenario 2 |  | PPK¦SelectPro¦VDI3805¦Internet_EU |  |  | R404DK+LR230A-S | Characterised control valve | 1400 kPa | 400 kPa |  | EU\Inbox\Combinations\Folder..4/..5\ | 32
123649 | R404DK/LR230A-S | R404DK/LR230A-S |  | R404DK | / | LR230A-S | Standard actuator | 0 | Scenario 2 |  | PPK¦SelectPro¦VDI3805¦Internet_EU |  |  | R404DK/LR230A-S | Characterised control valve | 1400 kPa | 400 kPa |  | EU\Inbox\Combinations\Folder..4/..5\ | 32
123650 | R404DK+LR24A | R404DK+LR24A |  | R404DK | + | LR24A | Standard actuator | 1 | Scenario 2 |  | PPK¦SelectPro¦VDI3805¦Internet_EU |  |  | R404DK+LR24A | Characterised control valve | 1400 kPa | 400 kPa |  | EU\Inbox\Combinations\Folder..4/..5\ | 32
123651 | R404DK/LR24A | R404DK/LR24A |  | R404DK | / | LR24A | Standard actuator | 1 | Scenario 2 |  | PPK¦SelectPro¦VDI3805¦Internet_EU |  |  | R404DK/LR24A | Characterised control valve | 1400 kPa | 400 kPa |  | EU\Inbox\Combinations\Folder..4/..5\ | 32
123654 | R404DK+LR24A-MP | R404DK+LR24A-MP |  | R404DK | + | LR24A-MP | Communicative actuator | 0 | Scenario 2 |  | PPK¦SelectPro¦VDI3805¦Internet_EU |  |  | R404DK+LR24A-MP | Characterised control valve | 1400 kPa | 400 kPa |  | EU\Inbox\Combinations\Folder..4/..5\ | 32
123655 | R404DK/LR24A-MP | R404DK/LR24A-MP |  | R404DK | / | LR24A-MP | Communicative actuator | 0 | Scenario 2 |  | PPK¦SelectPro¦VDI3805¦Internet_EU |  |  | R404DK/LR24A-MP | Characterised control valve | 1400 kPa | 400 kPa |  | EU\Inbox\Combinations\Folder..4/..5\ | 32
123656 | R404DK+LR24A-S | R404DK+LR24A-S |  | R404DK | + | LR24A-S | Standard actuator | 0 | Scenario 2 |  | PPK¦SelectPro¦VDI3805¦Internet_EU |  |  | R404DK+LR24A-S | Characterised control valve | 1400 kPa | 400 kPa |  | EU\Inbox\Combinations\Folder..4/..5\ | 32
123657 | R404DK/LR24A-S | R404DK/LR24A-S |  | R404DK | / | LR24A-S | Standard actuator | 0 | Scenario 2 |  | PPK¦SelectPro¦VDI3805¦Internet_EU |  |  | R404DK/LR24A-S | Characterised control valve | 1400 kPa | 400 kPa |  | EU\Inbox\Combinations\Folder..4/..5\ | 32
123658 | R404DK+LR24A-SR | R404DK+LR24A-SR |  | R404DK | + | LR24A-SR | Standard actuator | 1 | Scenario 2 |  | PPK¦SelectPro¦VDI3805¦Internet_EU |  |  | R404DK+LR24A-SR | Characterised control valve | 1400 kPa | 400 kPa |  | EU\Inbox\Combinations\Folder..4/..5\ | 31
123659 | R404DK/LR24A-SR | R404DK/LR24A-SR |  | R404DK | / | LR24A-SR | Standard actuator | 1 | Scenario 2 |  | PPK¦SelectPro¦VDI3805¦Internet_EU |  |  | R404DK/LR24A-SR | Characterised control valve | 1400 kPa | 400 kPa |  | EU\Inbox\Combinations\Folder..4/..5\ | 31
123660 | R404DK+LR230A | R404DK+LR230A |  | R404DK | + | LR230A | Standard actuator | 1 | Scenario 2 |  | PPK¦SelectPro¦VDI3805¦Internet_EU |  |  | R404DK+LR230A | Characterised control valve | 1400 kPa | 400 kPa |  | EU\Inbox\Combinations\Folder..4/..5\ | 32
123661 | R404DK/LR230A | R404DK/LR230A |  | R404DK | / | LR230A | Standard actuator | 1 | Scenario 2 |  | PPK¦SelectPro¦VDI3805¦Internet_EU |  |  | R404DK/LR230A | Characterised control valve | 1400 kPa | 400 kPa |  | EU\Inbox\Combinations\Folder..4/..5\ | 32
123664 | R404DK+LRC24A-SR | R404DK+LRC24A-SR |  | R404DK | + | LRC24A-SR | Fast runner | 1 | Scenario 2 |  | PPK¦SelectPro¦VDI3805¦Internet_EU |  |  | R404DK+LRC24A-SR | Characterised control valve | 1400 kPa | 400 kPa |  | EU\Inbox\Combinations\Folder..4/..5\ | 31
123665 | R404DK/LRC24A-SR | R404DK/LRC24A-SR |  | R404DK | / | LRC24A-SR | Fast runner | 1 | Scenario 2 |  | PPK¦SelectPro¦VDI3805¦Internet_EU |  |  | R404DK/LRC24A-SR | Characterised control valve | 1400 kPa | 400 kPa |  | EU\Inbox\Combinations\Folder..4/..5\ | 31
123700 | D625N+SRF24A-SR-5 | D625N+SRF24A-SR-5 |  | D625N | + | SRF24A-SR-5 | Actuator with emergency control function | 0 | Scenario 2 |  | PPK¦SelectPro¦VDI3805¦Internet_EU |  |  | D625N+SRF24A-SR-5 | Butterfly valve | 1200 kPa | 1.6 kPa |  | EU\Inbox\Combinations\Folder..6/..7\ | 35
123701 | D625N/SRF24A-SR-5 | D625N/SRF24A-SR-5 |  | D625N | / | SRF24A-SR-5 | Actuator with emergency control function | 0 | Scenario 2 |  | PPK¦SelectPro¦VDI3805¦Internet_EU |  |  | D625N/SRF24A-SR-5 | Butterfly valve | 1200 kPa | 1.6 kPa |  | EU\Inbox\Combinations\Folder..6/..7\ | 35
123708 | D632N+SRF24A-SR-5 | D632N+SRF24A-SR-5 |  | D632N | + | SRF24A-SR-5 | Actuator with emergency control function | 0 | Scenario 2 |  | PPK¦SelectPro¦VDI3805¦Internet_EU |  |  | D632N+SRF24A-SR-5 | Butterfly valve | 1200 kPa | 2.5 kPa |  | EU\Inbox\Combinations\Folder..6/..7\ | 35
123709 | D632N/SRF24A-SR-5 | D632N/SRF24A-SR-5 |  | D632N | / | SRF24A-SR-5 | Actuator with emergency control function | 0 | Scenario 2 |  | PPK¦SelectPro¦VDI3805¦Internet_EU |  |  | D632N/SRF24A-SR-5 | Butterfly valve | 1200 kPa | 2.5 kPa |  | EU\Inbox\Combinations\Folder..6/..7\ | 35
123716 | D640N+SRF24A-SR-5 | D640N+SRF24A-SR-5 |  | D640N | + | SRF24A-SR-5 | Actuator with emergency control function | 0 | Scenario 2 |  | PPK¦SelectPro¦VDI3805¦Internet_EU |  |  | D640N+SRF24A-SR-5 | Butterfly valve | 1200 kPa | 3.4 kPa |  | EU\Inbox\Combinations\Folder..6/..7\ | 35
123717 | D640N/SRF24A-SR-5 | D640N/SRF24A-SR-5 |  | D640N | / | SRF24A-SR-5 | Actuator with emergency control function | 0 | Scenario 2 |  | PPK¦SelectPro¦VDI3805¦Internet_EU |  |  | D640N/SRF24A-SR-5 | Butterfly valve | 1200 kPa | 3.4 kPa |  | EU\Inbox\Combinations\Folder..6/..7\ | 35
123724 | D650N+SRF24A-SR-5 | D650N+SRF24A-SR-5 |  | D650N | + | SRF24A-SR-5 | Actuator with emergency control function | 0 | Scenario 2 |  | PPK¦SelectPro¦VDI3805¦Internet_EU |  |  | D650N+SRF24A-SR-5 | Butterfly valve | 1200 kPa | 3.1 kPa |  | EU\Inbox\Combinations\Folder..6/..7\ | 35
123725 | D650N/SRF24A-SR-5 | D650N/SRF24A-SR-5 |  | D650N | / | SRF24A-SR-5 | Actuator with emergency control function | 0 | Scenario 2 |  | PPK¦SelectPro¦VDI3805¦Internet_EU |  |  | D650N/SRF24A-SR-5 | Butterfly valve | 1200 kPa | 3.1 kPa |  | EU\Inbox\Combinations\Folder..6/..7\ | 35
123732 | D650NL+SRF24A-SR-5 | D650NL+SRF24A-SR-5 |  | D650NL | + | SRF24A-SR-5 | Actuator with emergency control function | 0 | Scenario 2 |  | PPK¦SelectPro¦VDI3805¦Internet_EU |  |  | D650NL+SRF24A-SR-5 | Butterfly valve | 1200 kPa | 3.1 kPa |  | EU\Inbox\Combinations\Folder..6/..7\ | 35
123733 | D650NL/SRF24A-SR-5 | D650NL/SRF24A-SR-5 |  | D650NL | / | SRF24A-SR-5 | Actuator with emergency control function | 0 | Scenario 2 |  | PPK¦SelectPro¦VDI3805¦Internet_EU |  |  | D650NL/SRF24A-SR-5 | Butterfly valve | 1200 kPa | 3.1 kPa |  | EU\Inbox\Combinations\Folder..6/..7\ | 35
123740 | D665N+SRF24A-SR-5 | D665N+SRF24A-SR-5 |  | D665N | + | SRF24A-SR-5 | Actuator with emergency control function | 0 | Scenario 2 |  | PPK¦SelectPro¦VDI3805¦Internet_EU |  |  | D665N+SRF24A-SR-5 | Butterfly valve | 1200 kPa | 2.4 kPa |  | EU\Inbox\Combinations\Folder..6/..7\ | 35
123741 | D665N/SRF24A-SR-5 | D665N/SRF24A-SR-5 |  | D665N | / | SRF24A-SR-5 | Actuator with emergency control function | 0 | Scenario 2 |  | PPK¦SelectPro¦VDI3805¦Internet_EU |  |  | D665N/SRF24A-SR-5 | Butterfly valve | 1200 kPa | 2.4 kPa |  | EU\Inbox\Combinations\Folder..6/..7\ | 35
123748 | D665NL+SRF24A-SR-5 | D665NL+SRF24A-SR-5 |  | D665NL | + | SRF24A-SR-5 | Actuator with emergency control function | 0 | Scenario 2 |  | PPK¦SelectPro¦VDI3805¦Internet_EU |  |  | D665NL+SRF24A-SR-5 | Butterfly valve | 1200 kPa | 2.4 kPa |  | EU\Inbox\Combinations\Folder..6/..7\ | 35
123749 | D665NL/SRF24A-SR-5 | D665NL/SRF24A-SR-5 |  | D665NL | / | SRF24A-SR-5 | Actuator with emergency control function | 0 | Scenario 2 |  | PPK¦SelectPro¦VDI3805¦Internet_EU |  |  | D665NL/SRF24A-SR-5 | Butterfly valve | 1200 kPa | 2.4 kPa |  | EU\Inbox\Combinations\Folder..6/..7\ | 35
123858 | R407DK+LR24A-MP | R407DK+LR24A-MP |  | R407DK | + | LR24A-MP | Communicative actuator | 0 | Scenario 2 |  | PPK¦SelectPro¦VDI3805¦Internet_EU |  |  | R407DK+LR24A-MP | Characterised control valve | 1400 kPa | 400 kPa |  | EU\Inbox\Combinations\Folder..4/..5\ | 31
123859 | R407DK/LR24A-MP | R407DK/LR24A-MP |  | R407DK | / | LR24A-MP | Communicative actuator | 0 | Scenario 2 |  | PPK¦SelectPro¦VDI3805¦Internet_EU |  |  | R407DK/LR24A-MP | Characterised control valve | 1400 kPa | 400 kPa |  | EU\Inbox\Combinations\Folder..4/..5\ | 31
123860 | R408DK+LRC24A-SR | R408DK+LRC24A-SR |  | R408DK | + | LRC24A-SR | Fast runner | 1 | Scenario 2 |  | PPK¦SelectPro¦VDI3805¦Internet_EU |  |  | R408DK+LRC24A-SR | Characterised control valve | 1400 kPa | 400 kPa |  | EU\Inbox\Combinations\Folder..4/..5\ | 31
123861 | R408DK/LRC24A-SR | R408DK/LRC24A-SR |  | R408DK | / | LRC24A-SR | Fast runner | 1 | Scenario 2 |  | PPK¦SelectPro¦VDI3805¦Internet_EU |  |  | R408DK/LRC24A-SR | Characterised control valve | 1400 kPa | 400 kPa |  | EU\Inbox\Combinations\Folder..4/..5\ | 31
123862 | R407DK+LR24A-S | R407DK+LR24A-S |  | R407DK | + | LR24A-S | Standard actuator | 0 | Scenario 2 |  | PPK¦SelectPro¦VDI3805¦Internet_EU |  |  | R407DK+LR24A-S | Characterised control valve | 1400 kPa | 400 kPa |  | EU\Inbox\Combinations\Folder..4/..5\ | 31
123863 | R407DK/LR24A-S | R407DK/LR24A-S |  | R407DK | / | LR24A-S | Standard actuator | 0 | Scenario 2 |  | PPK¦SelectPro¦VDI3805¦Internet_EU |  |  | R407DK/LR24A-S | Characterised control valve | 1400 kPa | 400 kPa |  | EU\Inbox\Combinations\Folder..4/..5\ | 31
123882 | R407DK+LR24A-SR | R407DK+LR24A-SR |  | R407DK | + | LR24A-SR | Standard actuator | 1 | Scenario 2 |  | PPK¦SelectPro¦VDI3805¦Internet_EU |  |  | R407DK+LR24A-SR | Characterised control valve | 1400 kPa | 400 kPa |  | EU\Inbox\Combinations\Folder..4/..5\ | 31
123883 | R407DK/LR24A-SR | R407DK/LR24A-SR |  | R407DK | / | LR24A-SR | Standard actuator | 1 | Scenario 2 |  | PPK¦SelectPro¦VDI3805¦Internet_EU |  |  | R407DK/LR24A-SR | Characterised control valve | 1400 kPa | 400 kPa |  | EU\Inbox\Combinations\Folder..4/..5\ | 31
123886 | R409DK+LR230A | R409DK+LR230A |  | R409DK | + | LR230A | Standard actuator | 1 | Scenario 2 |  | PPK¦SelectPro¦VDI3805¦Internet_EU |  |  | R409DK+LR230A | Characterised control valve | 1400 kPa | 400 kPa |  | EU\Inbox\Combinations\Folder..4/..5\ | 32
123887 | R409DK/LR230A | R409DK/LR230A |  | R409DK | / | LR230A | Standard actuator | 1 | Scenario 2 |  | PPK¦SelectPro¦VDI3805¦Internet_EU |  |  | R409DK/LR230A | Characterised control valve | 1400 kPa | 400 kPa |  | EU\Inbox\Combinations\Folder..4/..5\ | 32
123888 | R407DK+LRC24A-SR | R407DK+LRC24A-SR |  | R407DK | + | LRC24A-SR | Fast runner | 1 | Scenario 2 |  | PPK¦SelectPro¦VDI3805¦Internet_EU |  |  | R407DK+LRC24A-SR | Characterised control valve | 1400 kPa | 400 kPa |  | EU\Inbox\Combinations\Folder..4/..5\ | 31
123889 | R407DK/LRC24A-SR | R407DK/LRC24A-SR |  | R407DK | / | LRC24A-SR | Fast runner | 1 | Scenario 2 |  | PPK¦SelectPro¦VDI3805¦Internet_EU |  |  | R407DK/LRC24A-SR | Characterised control valve | 1400 kPa | 400 kPa |  | EU\Inbox\Combinations\Folder..4/..5\ | 31
123892 | R409DK+LR230A-S | R409DK+LR230A-S |  | R409DK | + | LR230A-S | Standard actuator | 0 | Scenario 2 |  | PPK¦SelectPro¦VDI3805¦Internet_EU |  |  | R409DK+LR230A-S | Characterised control valve | 1400 kPa | 400 kPa |  | EU\Inbox\Combinations\Folder..4/..5\ | 31
123893 | R409DK/LR230A-S | R409DK/LR230A-S |  | R409DK | / | LR230A-S | Standard actuator | 0 | Scenario 2 |  | PPK¦SelectPro¦VDI3805¦Internet_EU |  |  | R409DK/LR230A-S | Characterised control valve | 1400 kPa | 400 kPa |  | EU\Inbox\Combinations\Folder..4/..5\ | 31
123910 | R408DK+LR230A | R408DK+LR230A |  | R408DK | + | LR230A | Standard actuator | 1 | Scenario 2 |  | PPK¦SelectPro¦VDI3805¦Internet_EU |  |  | R408DK+LR230A | Characterised control valve | 1400 kPa | 400 kPa |  | EU\Inbox\Combinations\Folder..4/..5\ | 32
123911 | R408DK/LR230A | R408DK/LR230A |  | R408DK | / | LR230A | Standard actuator | 1 | Scenario 2 |  | PPK¦SelectPro¦VDI3805¦Internet_EU |  |  | R408DK/LR230A | Characterised control valve | 1400 kPa | 400 kPa |  | EU\Inbox\Combinations\Folder..4/..5\ | 32
123912 | R408DK+LR230A-S | R408DK+LR230A-S |  | R408DK | + | LR230A-S | Standard actuator | 0 | Scenario 2 |  | PPK¦SelectPro¦VDI3805¦Internet_EU |  |  | R408DK+LR230A-S | Characterised control valve | 1400 kPa | 400 kPa |  | EU\Inbox\Combinations\Folder..4/..5\ | 31
123913 | R408DK/LR230A-S | R408DK/LR230A-S |  | R408DK | / | LR230A-S | Standard actuator | 0 | Scenario 2 |  | PPK¦SelectPro¦VDI3805¦Internet_EU |  |  | R408DK/LR230A-S | Characterised control valve | 1400 kPa | 400 kPa |  | EU\Inbox\Combinations\Folder..4/..5\ | 31
123914 | R409DK+LR24A | R409DK+LR24A |  | R409DK | + | LR24A | Standard actuator | 1 | Scenario 2 |  | PPK¦SelectPro¦VDI3805¦Internet_EU |  |  | R409DK+LR24A | Characterised control valve | 1400 kPa | 400 kPa |  | EU\Inbox\Combinations\Folder..4/..5\ | 31
123915 | R409DK/LR24A | R409DK/LR24A |  | R409DK | / | LR24A | Standard actuator | 1 | Scenario 2 |  | PPK¦SelectPro¦VDI3805¦Internet_EU |  |  | R409DK/LR24A | Characterised control valve | 1400 kPa | 400 kPa |  | EU\Inbox\Combinations\Folder..4/..5\ | 31
123916 | R408DK+LR24A | R408DK+LR24A |  | R408DK | + | LR24A | Standard actuator | 1 | Scenario 2 |  | PPK¦SelectPro¦VDI3805¦Internet_EU |  |  | R408DK+LR24A | Characterised control valve | 1400 kPa | 400 kPa |  | EU\Inbox\Combinations\Folder..4/..5\ | 31
123917 | R408DK/LR24A | R408DK/LR24A |  | R408DK | / | LR24A | Standard actuator | 1 | Scenario 2 |  | PPK¦SelectPro¦VDI3805¦Internet_EU |  |  | R408DK/LR24A | Characterised control valve | 1400 kPa | 400 kPa |  | EU\Inbox\Combinations\Folder..4/..5\ | 31
123936 | R408DK+LR24A-MP | R408DK+LR24A-MP |  | R408DK | + | LR24A-MP | Communicative actuator | 0 | Scenario 2 |  | PPK¦SelectPro¦VDI3805¦Internet_EU |  |  | R408DK+LR24A-MP | Characterised control valve | 1400 kPa | 400 kPa |  | EU\Inbox\Combinations\Folder..4/..5\ | 31
123937 | R408DK/LR24A-MP | R408DK/LR24A-MP |  | R408DK | / | LR24A-MP | Communicative actuator | 0 | Scenario 2 |  | PPK¦SelectPro¦VDI3805¦Internet_EU |  |  | R408DK/LR24A-MP | Characterised control valve | 1400 kPa | 400 kPa |  | EU\Inbox\Combinations\Folder..4/..5\ | 31
123938 | R409DK+LR24A-MP | R409DK+LR24A-MP |  | R409DK | + | LR24A-MP | Communicative actuator | 0 | Scenario 2 |  | PPK¦SelectPro¦VDI3805¦Internet_EU |  |  | R409DK+LR24A-MP | Characterised control valve | 1400 kPa | 400 kPa |  | EU\Inbox\Combinations\Folder..4/..5\ | 31
123939 | R409DK/LR24A-MP | R409DK/LR24A-MP |  | R409DK | / | LR24A-MP | Communicative actuator | 0 | Scenario 2 |  | PPK¦SelectPro¦VDI3805¦Internet_EU |  |  | R409DK/LR24A-MP | Characterised control valve | 1400 kPa | 400 kPa |  | EU\Inbox\Combinations\Folder..4/..5\ | 31
123940 | R408DK+LR24A-S | R408DK+LR24A-S |  | R408DK | + | LR24A-S | Standard actuator | 0 | Scenario 2 |  | PPK¦SelectPro¦VDI3805¦Internet_EU |  |  | R408DK+LR24A-S | Characterised control valve | 1400 kPa | 400 kPa |  | EU\Inbox\Combinations\Folder..4/..5\ | 32
123941 | R408DK/LR24A-S | R408DK/LR24A-S |  | R408DK | / | LR24A-S | Standard actuator | 0 | Scenario 2 |  | PPK¦SelectPro¦VDI3805¦Internet_EU |  |  | R408DK/LR24A-S | Characterised control valve | 1400 kPa | 400 kPa |  | EU\Inbox\Combinations\Folder..4/..5\ | 32
123942 | R408DK+LR24A-SR | R408DK+LR24A-SR |  | R408DK | + | LR24A-SR | Standard actuator | 1 | Scenario 2 |  | PPK¦SelectPro¦VDI3805¦Internet_EU |  |  | R408DK+LR24A-SR | Characterised control valve | 1400 kPa | 400 kPa |  | EU\Inbox\Combinations\Folder..4/..5\ | 32
123943 | R408DK/LR24A-SR | R408DK/LR24A-SR |  | R408DK | / | LR24A-SR | Standard actuator | 1 | Scenario 2 |  | PPK¦SelectPro¦VDI3805¦Internet_EU |  |  | R408DK/LR24A-SR | Characterised control valve | 1400 kPa | 400 kPa |  | EU\Inbox\Combinations\Folder..4/..5\ | 32
123970 | R2050-25-S4+SRF24A-SR | R2050-25-S4+SRF24A-SR |  | R2050-25-S4 | + | SRF24A-SR | Actuator with emergency control function | 1 | Scenario 2 |  | PPK¦SelectPro¦VDI3805¦Internet_EU |  |  | R2050-25-S4+SRF24A-SR | Characterised control valve | 1400 kPa | 350 kPa |  | EU\Inbox\Combinations\Folder..2/..3\ | 32
123971 | R2050-25-S4/SRF24A-SR | R2050-25-S4/SRF24A-SR |  | R2050-25-S4 | / | SRF24A-SR | Actuator with emergency control function | 1 | Scenario 2 |  | PPK¦SelectPro¦VDI3805¦Internet_EU |  |  | R2050-25-S4/SRF24A-SR | Characterised control valve | 1400 kPa | 350 kPa |  | EU\Inbox\Combinations\Folder..2/..3\ | 32
124052 | R409DK+LR24A-S | R409DK+LR24A-S |  | R409DK | + | LR24A-S | Standard actuator | 0 | Scenario 2 |  | PPK¦SelectPro¦VDI3805¦Internet_EU |  |  | R409DK+LR24A-S | Characterised control valve | 1400 kPa | 400 kPa |  | EU\Inbox\Combinations\Folder..4/..5\ | 31
124053 | R409DK/LR24A-S | R409DK/LR24A-S |  | R409DK | / | LR24A-S | Standard actuator | 0 | Scenario 2 |  | PPK¦SelectPro¦VDI3805¦Internet_EU |  |  | R409DK/LR24A-S | Characterised control valve | 1400 kPa | 400 kPa |  | EU\Inbox\Combinations\Folder..4/..5\ | 31
124054 | R409DK+LR24A-SR | R409DK+LR24A-SR |  | R409DK | + | LR24A-SR | Standard actuator | 1 | Scenario 2 |  | PPK¦SelectPro¦VDI3805¦Internet_EU |  |  | R409DK+LR24A-SR | Characterised control valve | 1400 kPa | 400 kPa |  | EU\Inbox\Combinations\Folder..4/..5\ | 31
124055 | R409DK/LR24A-SR | R409DK/LR24A-SR |  | R409DK | / | LR24A-SR | Standard actuator | 1 | Scenario 2 |  | PPK¦SelectPro¦VDI3805¦Internet_EU |  |  | R409DK/LR24A-SR | Characterised control valve | 1400 kPa | 400 kPa |  | EU\Inbox\Combinations\Folder..4/..5\ | 31
124056 | R412D+LR230A-S | R412D+LR230A-S |  | R412D | + | LR230A-S | Standard actuator | 0 | Scenario 2 |  | PPK¦SelectPro¦VDI3805¦Internet_EU |  |  | R412D+LR230A-S | Characterised control valve | 1400 kPa | 400 kPa |  | EU\Inbox\Combinations\Folder..4/..5\ | 32
124057 | R412D/LR230A-S | R412D/LR230A-S |  | R412D | / | LR230A-S | Standard actuator | 0 | Scenario 2 |  | PPK¦SelectPro¦VDI3805¦Internet_EU |  |  | R412D/LR230A-S | Characterised control valve | 1400 kPa | 400 kPa |  | EU\Inbox\Combinations\Folder..4/..5\ | 32
124076 | R409DK+LRC24A-SR | R409DK+LRC24A-SR |  | R409DK | + | LRC24A-SR | Fast runner | 1 | Scenario 2 |  | PPK¦SelectPro¦VDI3805¦Internet_EU |  |  | R409DK+LRC24A-SR | Characterised control valve | 1400 kPa | 400 kPa |  | EU\Inbox\Combinations\Folder..4/..5\ | 31
124077 | R409DK/LRC24A-SR | R409DK/LRC24A-SR |  | R409DK | / | LRC24A-SR | Fast runner | 1 | Scenario 2 |  | PPK¦SelectPro¦VDI3805¦Internet_EU |  |  | R409DK/LRC24A-SR | Characterised control valve | 1400 kPa | 400 kPa |  | EU\Inbox\Combinations\Folder..4/..5\ | 31
124078 | R412D+LR24A | R412D+LR24A |  | R412D | + | LR24A | Standard actuator | 1 | Scenario 2 |  | PPK¦SelectPro¦VDI3805¦Internet_EU |  |  | R412D+LR24A | Characterised control valve | 1400 kPa | 400 kPa |  | EU\Inbox\Combinations\Folder..4/..5\ | 33
124079 | R412D/LR24A | R412D/LR24A |  | R412D | / | LR24A | Standard actuator | 1 | Scenario 2 |  | PPK¦SelectPro¦VDI3805¦Internet_EU |  |  | R412D/LR24A | Characterised control valve | 1400 kPa | 400 kPa |  | EU\Inbox\Combinations\Folder..4/..5\ | 33
124106 | R412D+LR24A-MP | R412D+LR24A-MP |  | R412D | + | LR24A-MP | Communicative actuator | 0 | Scenario 2 |  | PPK¦SelectPro¦VDI3805¦Internet_EU |  |  | R412D+LR24A-MP | Characterised control valve | 1400 kPa | 400 kPa |  | EU\Inbox\Combinations\Folder..4/..5\ | 32
124107 | R412D/LR24A-MP | R412D/LR24A-MP |  | R412D | / | LR24A-MP | Communicative actuator | 0 | Scenario 2 |  | PPK¦SelectPro¦VDI3805¦Internet_EU |  |  | R412D/LR24A-MP | Characterised control valve | 1400 kPa | 400 kPa |  | EU\Inbox\Combinations\Folder..4/..5\ | 32
124130 | R412D+LR24A-S | R412D+LR24A-S |  | R412D | + | LR24A-S | Standard actuator | 0 | Scenario 2 |  | PPK¦SelectPro¦VDI3805¦Internet_EU |  |  | R412D+LR24A-S | Characterised control valve | 1400 kPa | 400 kPa |  | EU\Inbox\Combinations\Folder..4/..5\ | 32
124131 | R412D/LR24A-S | R412D/LR24A-S |  | R412D | / | LR24A-S | Standard actuator | 0 | Scenario 2 |  | PPK¦SelectPro¦VDI3805¦Internet_EU |  |  | R412D/LR24A-S | Characterised control valve | 1400 kPa | 400 kPa |  | EU\Inbox\Combinations\Folder..4/..5\ | 32
124150 | R412D+LR24A-SR | R412D+LR24A-SR |  | R412D | + | LR24A-SR | Standard actuator | 1 | Scenario 2 |  | PPK¦SelectPro¦VDI3805¦Internet_EU |  |  | R412D+LR24A-SR | Characterised control valve | 1400 kPa | 400 kPa |  | EU\Inbox\Combinations\Folder..4/..5\ | 34
124151 | R412D/LR24A-SR | R412D/LR24A-SR |  | R412D | / | LR24A-SR | Standard actuator | 1 | Scenario 2 |  | PPK¦SelectPro¦VDI3805¦Internet_EU |  |  | R412D/LR24A-SR | Characterised control valve | 1400 kPa | 400 kPa |  | EU\Inbox\Combinations\Folder..4/..5\ | 34
124152 | R412D+LR230A | R412D+LR230A |  | R412D | + | LR230A | Standard actuator | 1 | Scenario 2 |  | PPK¦SelectPro¦VDI3805¦Internet_EU |  |  | R412D+LR230A | Characterised control valve | 1400 kPa | 400 kPa |  | EU\Inbox\Combinations\Folder..4/..5\ | 34
124153 | R412D/LR230A | R412D/LR230A |  | R412D | / | LR230A | Standard actuator | 1 | Scenario 2 |  | PPK¦SelectPro¦VDI3805¦Internet_EU |  |  | R412D/LR230A | Characterised control valve | 1400 kPa | 400 kPa |  | EU\Inbox\Combinations\Folder..4/..5\ | 34
124156 | R412D+LRC24A-SR | R412D+LRC24A-SR |  | R412D | + | LRC24A-SR | Fast runner | 1 | Scenario 2 |  | PPK¦SelectPro¦VDI3805¦Internet_EU |  |  | R412D+LRC24A-SR | Characterised control valve | 1400 kPa | 400 kPa |  | EU\Inbox\Combinations\Folder..4/..5\ | 33
124157 | R412D/LRC24A-SR | R412D/LRC24A-SR |  | R412D | / | LRC24A-SR | Fast runner | 1 | Scenario 2 |  | PPK¦SelectPro¦VDI3805¦Internet_EU |  |  | R412D/LRC24A-SR | Characterised control valve | 1400 kPa | 400 kPa |  | EU\Inbox\Combinations\Folder..4/..5\ | 33
124162 | R2050-40-S4+SRF24A-SR | R2050-40-S4+SRF24A-SR |  | R2050-40-S4 | + | SRF24A-SR | Actuator with emergency control function | 1 | Scenario 2 |  | PPK¦SelectPro¦VDI3805¦Internet_EU |  |  | R2050-40-S4+SRF24A-SR | Characterised control valve | 1400 kPa | 350 kPa |  | EU\Inbox\Combinations\Folder..2/..3\ | 37
124163 | R2050-40-S4/SRF24A-SR | R2050-40-S4/SRF24A-SR |  | R2050-40-S4 | / | SRF24A-SR | Actuator with emergency control function | 1 | Scenario 2 |  | PPK¦SelectPro¦VDI3805¦Internet_EU |  |  | R2050-40-S4/SRF24A-SR | Characterised control valve | 1400 kPa | 350 kPa |  | EU\Inbox\Combinations\Folder..2/..3\ | 34
124400 | R405DK+LR230A | R405DK+LR230A |  | R405DK | + | LR230A | Standard actuator | 1 | Scenario 2 |  | PPK¦SelectPro¦VDI3805¦Internet_EU |  |  | R405DK+LR230A | Characterised control valve | 1400 kPa | 400 kPa |  | EU\Inbox\Combinations\Folder..4/..5\ | 33
124401 | R405DK/LR230A | R405DK/LR230A |  | R405DK | / | LR230A | Standard actuator | 1 | Scenario 2 |  | PPK¦SelectPro¦VDI3805¦Internet_EU |  |  | R405DK/LR230A | Characterised control valve | 1400 kPa | 400 kPa |  | EU\Inbox\Combinations\Folder..4/..5\ | 33
124402 | R405DK+LR230A-S | R405DK+LR230A-S |  | R405DK | + | LR230A-S | Standard actuator | 0 | Scenario 2 |  | PPK¦SelectPro¦VDI3805¦Internet_EU |  |  | R405DK+LR230A-S | Characterised control valve | 1400 kPa | 400 kPa |  | EU\Inbox\Combinations\Folder..4/..5\ | 32
124403 | R405DK/LR230A-S | R405DK/LR230A-S |  | R405DK | / | LR230A-S | Standard actuator | 0 | Scenario 2 |  | PPK¦SelectPro¦VDI3805¦Internet_EU |  |  | R405DK/LR230A-S | Characterised control valve | 1400 kPa | 400 kPa |  | EU\Inbox\Combinations\Folder..4/..5\ | 32
124404 | R406DK+LR24A-S | R406DK+LR24A-S |  | R406DK | + | LR24A-S | Standard actuator | 0 | Scenario 2 |  | PPK¦SelectPro¦VDI3805¦Internet_EU |  |  | R406DK+LR24A-S | Characterised control valve | 1400 kPa | 400 kPa |  | EU\Inbox\Combinations\Folder..4/..5\ | 32
124405 | R406DK/LR24A-S | R406DK/LR24A-S |  | R406DK | / | LR24A-S | Standard actuator | 0 | Scenario 2 |  | PPK¦SelectPro¦VDI3805¦Internet_EU |  |  | R406DK/LR24A-S | Characterised control valve | 1400 kPa | 400 kPa |  | EU\Inbox\Combinations\Folder..4/..5\ | 32
124420 | R405DK+LR24A | R405DK+LR24A |  | R405DK | + | LR24A | Standard actuator | 1 | Scenario 2 |  | PPK¦SelectPro¦VDI3805¦Internet_EU |  |  | R405DK+LR24A | Characterised control valve | 1400 kPa | 400 kPa |  | EU\Inbox\Combinations\Folder..4/..5\ | 33
124421 | R405DK/LR24A | R405DK/LR24A |  | R405DK | / | LR24A | Standard actuator | 1 | Scenario 2 |  | PPK¦SelectPro¦VDI3805¦Internet_EU |  |  | R405DK/LR24A | Characterised control valve | 1400 kPa | 400 kPa |  | EU\Inbox\Combinations\Folder..4/..5\ | 33
124424 | R406DK+LR24A-SR | R406DK+LR24A-SR |  | R406DK | + | LR24A-SR | Standard actuator | 1 | Scenario 2 |  | PPK¦SelectPro¦VDI3805¦Internet_EU |  |  | R406DK+LR24A-SR | Characterised control valve | 1400 kPa | 400 kPa |  | EU\Inbox\Combinations\Folder..4/..5\ | 32
124425 | R406DK/LR24A-SR | R406DK/LR24A-SR |  | R406DK | / | LR24A-SR | Standard actuator | 1 | Scenario 2 |  | PPK¦SelectPro¦VDI3805¦Internet_EU |  |  | R406DK/LR24A-SR | Characterised control valve | 1400 kPa | 400 kPa |  | EU\Inbox\Combinations\Folder..4/..5\ | 32
124426 | R405DK+LR24A-MP | R405DK+LR24A-MP |  | R405DK | + | LR24A-MP | Communicative actuator | 0 | Scenario 2 |  | PPK¦SelectPro¦VDI3805¦Internet_EU |  |  | R405DK+LR24A-MP | Characterised control valve | 1400 kPa | 400 kPa |  | EU\Inbox\Combinations\Folder..4/..5\ | 32
124427 | R405DK/LR24A-MP | R405DK/LR24A-MP |  | R405DK | / | LR24A-MP | Communicative actuator | 0 | Scenario 2 |  | PPK¦SelectPro¦VDI3805¦Internet_EU |  |  | R405DK/LR24A-MP | Characterised control valve | 1400 kPa | 400 kPa |  | EU\Inbox\Combinations\Folder..4/..5\ | 32
124446 | R405DK+LR24A-S | R405DK+LR24A-S |  | R405DK | + | LR24A-S | Standard actuator | 0 | Scenario 2 |  | PPK¦SelectPro¦VDI3805¦Internet_EU |  |  | R405DK+LR24A-S | Characterised control valve | 1400 kPa | 400 kPa |  | EU\Inbox\Combinations\Folder..4/..5\ | 32
124447 | R405DK/LR24A-S | R405DK/LR24A-S |  | R405DK | / | LR24A-S | Standard actuator | 0 | Scenario 2 |  | PPK¦SelectPro¦VDI3805¦Internet_EU |  |  | R405DK/LR24A-S | Characterised control valve | 1400 kPa | 400 kPa |  | EU\Inbox\Combinations\Folder..4/..5\ | 32
124448 | R405DK+LR24A-SR | R405DK+LR24A-SR |  | R405DK | + | LR24A-SR | Standard actuator | 1 | Scenario 2 |  | PPK¦SelectPro¦VDI3805¦Internet_EU |  |  | R405DK+LR24A-SR | Characterised control valve | 1400 kPa | 400 kPa |  | EU\Inbox\Combinations\Folder..4/..5\ | 32
124449 | R405DK/LR24A-SR | R405DK/LR24A-SR |  | R405DK | / | LR24A-SR | Standard actuator | 1 | Scenario 2 |  | PPK¦SelectPro¦VDI3805¦Internet_EU |  |  | R405DK/LR24A-SR | Characterised control valve | 1400 kPa | 400 kPa |  | EU\Inbox\Combinations\Folder..4/..5\ | 32
124450 | R406DK+LRC24A-SR | R406DK+LRC24A-SR |  | R406DK | + | LRC24A-SR | Fast runner | 1 | Scenario 2 |  | PPK¦SelectPro¦VDI3805¦Internet_EU |  |  | R406DK+LRC24A-SR | Characterised control valve | 1400 kPa | 400 kPa |  | EU\Inbox\Combinations\Folder..4/..5\ | 32
124451 | R406DK/LRC24A-SR | R406DK/LRC24A-SR |  | R406DK | / | LRC24A-SR | Fast runner | 1 | Scenario 2 |  | PPK¦SelectPro¦VDI3805¦Internet_EU |  |  | R406DK/LRC24A-SR | Characterised control valve | 1400 kPa | 400 kPa |  | EU\Inbox\Combinations\Folder..4/..5\ | 32
124454 | R405DK+LRC24A-SR | R405DK+LRC24A-SR |  | R405DK | + | LRC24A-SR | Fast runner | 1 | Scenario 2 |  | PPK¦SelectPro¦VDI3805¦Internet_EU |  |  | R405DK+LRC24A-SR | Characterised control valve | 1400 kPa | 400 kPa |  | EU\Inbox\Combinations\Folder..4/..5\ | 33
124455 | R405DK/LRC24A-SR | R405DK/LRC24A-SR |  | R405DK | / | LRC24A-SR | Fast runner | 1 | Scenario 2 |  | PPK¦SelectPro¦VDI3805¦Internet_EU |  |  | R405DK/LRC24A-SR | Characterised control valve | 1400 kPa | 400 kPa |  | EU\Inbox\Combinations\Folder..4/..5\ | 33
124468 | R406DK+LR230A | R406DK+LR230A |  | R406DK | + | LR230A | Standard actuator | 1 | Scenario 2 |  | PPK¦SelectPro¦VDI3805¦Internet_EU |  |  | R406DK+LR230A | Characterised control valve | 1400 kPa | 400 kPa |  | EU\Inbox\Combinations\Folder..4/..5\ | 33
124469 | R406DK/LR230A | R406DK/LR230A |  | R406DK | / | LR230A | Standard actuator | 1 | Scenario 2 |  | PPK¦SelectPro¦VDI3805¦Internet_EU |  |  | R406DK/LR230A | Characterised control valve | 1400 kPa | 400 kPa |  | EU\Inbox\Combinations\Folder..4/..5\ | 33
124470 | R407DK+LR230A | R407DK+LR230A |  | R407DK | + | LR230A | Standard actuator | 1 | Scenario 2 |  | PPK¦SelectPro¦VDI3805¦Internet_EU |  |  | R407DK+LR230A | Characterised control valve | 1400 kPa | 400 kPa |  | EU\Inbox\Combinations\Folder..4/..5\ | 33
124471 | R407DK/LR230A | R407DK/LR230A |  | R407DK | / | LR230A | Standard actuator | 1 | Scenario 2 |  | PPK¦SelectPro¦VDI3805¦Internet_EU |  |  | R407DK/LR230A | Characterised control valve | 1400 kPa | 400 kPa |  | EU\Inbox\Combinations\Folder..4/..5\ | 33
124472 | R406DK+LR230A-S | R406DK+LR230A-S |  | R406DK | + | LR230A-S | Standard actuator | 0 | Scenario 2 |  | PPK¦SelectPro¦VDI3805¦Internet_EU |  |  | R406DK+LR230A-S | Characterised control valve | 1400 kPa | 400 kPa |  | EU\Inbox\Combinations\Folder..4/..5\ | 32
124473 | R406DK/LR230A-S | R406DK/LR230A-S |  | R406DK | / | LR230A-S | Standard actuator | 0 | Scenario 2 |  | PPK¦SelectPro¦VDI3805¦Internet_EU |  |  | R406DK/LR230A-S | Characterised control valve | 1400 kPa | 400 kPa |  | EU\Inbox\Combinations\Folder..4/..5\ | 32
124474 | R406DK+LR24A | R406DK+LR24A |  | R406DK | + | LR24A | Standard actuator | 1 | Scenario 2 |  | PPK¦SelectPro¦VDI3805¦Internet_EU |  |  | R406DK+LR24A | Characterised control valve | 1400 kPa | 400 kPa |  | EU\Inbox\Combinations\Folder..4/..5\ | 32
124475 | R406DK/LR24A | R406DK/LR24A |  | R406DK | / | LR24A | Standard actuator | 1 | Scenario 2 |  | PPK¦SelectPro¦VDI3805¦Internet_EU |  |  | R406DK/LR24A | Characterised control valve | 1400 kPa | 400 kPa |  | EU\Inbox\Combinations\Folder..4/..5\ | 32
124476 | R407DK+LR230A-S | R407DK+LR230A-S |  | R407DK | + | LR230A-S | Standard actuator | 0 | Scenario 2 |  | PPK¦SelectPro¦VDI3805¦Internet_EU |  |  | R407DK+LR230A-S | Characterised control valve | 1400 kPa | 400 kPa |  | EU\Inbox\Combinations\Folder..4/..5\ | 32
124477 | R407DK/LR230A-S | R407DK/LR230A-S |  | R407DK | / | LR230A-S | Standard actuator | 0 | Scenario 2 |  | PPK¦SelectPro¦VDI3805¦Internet_EU |  |  | R407DK/LR230A-S | Characterised control valve | 1400 kPa | 400 kPa |  | EU\Inbox\Combinations\Folder..4/..5\ | 32
124480 | R406DK+LR24A-MP | R406DK+LR24A-MP |  | R406DK | + | LR24A-MP | Communicative actuator | 0 | Scenario 2 |  | PPK¦SelectPro¦VDI3805¦Internet_EU |  |  | R406DK+LR24A-MP | Characterised control valve | 1400 kPa | 400 kPa |  | EU\Inbox\Combinations\Folder..4/..5\ | 32
124481 | R406DK/LR24A-MP | R406DK/LR24A-MP |  | R406DK | / | LR24A-MP | Communicative actuator | 0 | Scenario 2 |  | PPK¦SelectPro¦VDI3805¦Internet_EU |  |  | R406DK/LR24A-MP | Characterised control valve | 1400 kPa | 400 kPa |  | EU\Inbox\Combinations\Folder..4/..5\ | 32
124482 | R407DK+LR24A | R407DK+LR24A |  | R407DK | + | LR24A | Standard actuator | 1 | Scenario 2 |  | PPK¦SelectPro¦VDI3805¦Internet_EU |  |  | R407DK+LR24A | Characterised control valve | 1400 kPa | 400 kPa |  | EU\Inbox\Combinations\Folder..4/..5\ | 32
124483 | R407DK/LR24A | R407DK/LR24A |  | R407DK | / | LR24A | Standard actuator | 1 | Scenario 2 |  | PPK¦SelectPro¦VDI3805¦Internet_EU |  |  | R407DK/LR24A | Characterised control valve | 1400 kPa | 400 kPa |  | EU\Inbox\Combinations\Folder..4/..5\ | 32
124564 | R3040-25-S4+SRF24A-SR | R3040-25-S4+SRF24A-SR |  | R3040-25-S4 | + | SRF24A-SR | Actuator with emergency control function | 1 | Scenario 2 |  | PPK¦SelectPro¦VDI3805¦Internet_EU |  |  | R3040-25-S4+SRF24A-SR | Characterised control valve | 1400 kPa | 350 kPa |  | EU\Inbox\Combinations\Folder..2/..3\ | 33
124565 | R3040-25-S4/SRF24A-SR | R3040-25-S4/SRF24A-SR |  | R3040-25-S4 | / | SRF24A-SR | Actuator with emergency control function | 1 | Scenario 2 |  | PPK¦SelectPro¦VDI3805¦Internet_EU |  |  | R3040-25-S4/SRF24A-SR | Characterised control valve | 1400 kPa | 350 kPa |  | EU\Inbox\Combinations\Folder..2/..3\ | 33
124676 | R3050-25-S4+SRF24A-SR | R3050-25-S4+SRF24A-SR |  | R3050-25-S4 | + | SRF24A-SR | Actuator with emergency control function | 1 | Scenario 2 |  | PPK¦SelectPro¦VDI3805¦Internet_EU |  |  | R3050-25-S4+SRF24A-SR | Characterised control valve | 1400 kPa | 350 kPa |  | EU\Inbox\Combinations\Folder..2/..3\ | 32
124677 | R3050-25-S4/SRF24A-SR | R3050-25-S4/SRF24A-SR |  | R3050-25-S4 | / | SRF24A-SR | Actuator with emergency control function | 1 | Scenario 2 |  | PPK¦SelectPro¦VDI3805¦Internet_EU |  |  | R3050-25-S4/SRF24A-SR | Characterised control valve | 1400 kPa | 350 kPa |  | EU\Inbox\Combinations\Folder..2/..3\ | 32
124692 | R3050-40-S4+SRF24A-SR | R3050-40-S4+SRF24A-SR |  | R3050-40-S4 | + | SRF24A-SR | Actuator with emergency control function | 1 | Scenario 2 |  | PPK¦SelectPro¦VDI3805¦Internet_EU |  |  | R3050-40-S4+SRF24A-SR | Characterised control valve | 1400 kPa | 350 kPa |  | EU\Inbox\Combinations\Folder..2/..3\ | 32
124693 | R3050-40-S4/SRF24A-SR | R3050-40-S4/SRF24A-SR |  | R3050-40-S4 | / | SRF24A-SR | Actuator with emergency control function | 1 | Scenario 2 |  | PPK¦SelectPro¦VDI3805¦Internet_EU |  |  | R3050-40-S4/SRF24A-SR | Characterised control valve | 1400 kPa | 350 kPa |  | EU\Inbox\Combinations\Folder..2/..3\ | 32
124708 | R3050-58-S4+SRF24A-SR | R3050-58-S4+SRF24A-SR |  | R3050-58-S4 | + | SRF24A-SR | Actuator with emergency control function | 1 | Scenario 2 |  | PPK¦SelectPro¦VDI3805¦Internet_EU |  |  | R3050-58-S4+SRF24A-SR | Characterised control valve | 1400 kPa | 350 kPa |  | EU\Inbox\Combinations\Folder..2/..3\ | 32
124709 | R3050-58-S4/SRF24A-SR | R3050-58-S4/SRF24A-SR |  | R3050-58-S4 | / | SRF24A-SR | Actuator with emergency control function | 1 | Scenario 2 |  | PPK¦SelectPro¦VDI3805¦Internet_EU |  |  | R3050-58-S4/SRF24A-SR | Characterised control valve | 1400 kPa | 350 kPa |  | EU\Inbox\Combinations\Folder..2/..3\ | 32
124772 | R2032-16-S3+NRF24A-SR | R2032-16-S3+NRF24A-SR |  | R2032-16-S3 | + | NRF24A-SR | Actuator with emergency control function | 1 | Scenario 2 |  | PPK¦SelectPro¦VDI3805¦Internet_EU |  |  | R2032-16-S3+NRF24A-SR | Characterised control valve | 1400 kPa | 350 kPa |  | EU\Inbox\Combinations\Folder..2/..3\ | 37
124773 | R2032-16-S3/NRF24A-SR | R2032-16-S3/NRF24A-SR |  | R2032-16-S3 | / | NRF24A-SR | Actuator with emergency control function | 1 | Scenario 2 |  | PPK¦SelectPro¦VDI3805¦Internet_EU |  |  | R2032-16-S3/NRF24A-SR | Characterised control valve | 1400 kPa | 350 kPa |  | EU\Inbox\Combinations\Folder..2/..3\ | 34
124780 | R7040R16-B3+NRF24A-SR | R7040R16-B3+NRF24A-SR |  | R7040R16-B3 | + | NRF24A-SR | Actuator with emergency control function | 1 | Scenario 2 |  | PPK¦SelectPro¦VDI3805¦Internet_EU |  |  | R7040R16-B3+NRF24A-SR | Characterised control valve | 600 kPa | 100 kPa |  | EU\Inbox\Combinations\Folder..6/..7\ | 37
124781 | R7040R16-B3/NRF24A-SR | R7040R16-B3/NRF24A-SR |  | R7040R16-B3 | / | NRF24A-SR | Actuator with emergency control function | 1 | Scenario 2 |  | PPK¦SelectPro¦VDI3805¦Internet_EU |  |  | R7040R16-B3/NRF24A-SR | Characterised control valve | 600 kPa | 100 kPa |  | EU\Inbox\Combinations\Folder..6/..7\ | 34
124788 | R7050R25-B3+NRF24A-SR | R7050R25-B3+NRF24A-SR |  | R7050R25-B3 | + | NRF24A-SR | Actuator with emergency control function | 1 | Scenario 2 |  | PPK¦SelectPro¦VDI3805¦Internet_EU |  |  | R7050R25-B3+NRF24A-SR | Characterised control valve | 600 kPa | 100 kPa |  | EU\Inbox\Combinations\Folder..6/..7\ | 36
124789 | R7050R25-B3/NRF24A-SR | R7050R25-B3/NRF24A-SR |  | R7050R25-B3 | / | NRF24A-SR | Actuator with emergency control function | 1 | Scenario 2 |  | PPK¦SelectPro¦VDI3805¦Internet_EU |  |  | R7050R25-B3/NRF24A-SR | Characterised control valve | 600 kPa | 100 kPa |  | EU\Inbox\Combinations\Folder..6/..7\ | 36
124820 | R2040-16-S3+NRF24A-SR | R2040-16-S3+NRF24A-SR |  | R2040-16-S3 | + | NRF24A-SR | Actuator with emergency control function | 1 | Scenario 2 |  | PPK¦SelectPro¦VDI3805¦Internet_EU |  |  | R2040-16-S3+NRF24A-SR | Characterised control valve | 1400 kPa | 350 kPa |  | EU\Inbox\Combinations\Folder..2/..3\ | 38
124821 | R2040-16-S3/NRF24A-SR | R2040-16-S3/NRF24A-SR |  | R2040-16-S3 | / | NRF24A-SR | Actuator with emergency control function | 1 | Scenario 2 |  | PPK¦SelectPro¦VDI3805¦Internet_EU |  |  | R2040-16-S3/NRF24A-SR | Characterised control valve | 1400 kPa | 350 kPa |  | EU\Inbox\Combinations\Folder..2/..3\ | 34
124828 | R2040-25-S3+NRF24A-SR | R2040-25-S3+NRF24A-SR |  | R2040-25-S3 | + | NRF24A-SR | Actuator with emergency control function | 1 | Scenario 2 |  | PPK¦SelectPro¦VDI3805¦Internet_EU |  |  | R2040-25-S3+NRF24A-SR | Characterised control valve | 1400 kPa | 350 kPa |  | EU\Inbox\Combinations\Folder..2/..3\ | 38
124829 | R2040-25-S3/NRF24A-SR | R2040-25-S3/NRF24A-SR |  | R2040-25-S3 | / | NRF24A-SR | Actuator with emergency control function | 1 | Scenario 2 |  | PPK¦SelectPro¦VDI3805¦Internet_EU |  |  | R2040-25-S3/NRF24A-SR | Characterised control valve | 1400 kPa | 350 kPa |  | EU\Inbox\Combinations\Folder..2/..3\ | 34
125190 | R3032-16-S3+NRF24A-SR | R3032-16-S3+NRF24A-SR |  | R3032-16-S3 | + | NRF24A-SR | Actuator with emergency control function | 1 | Scenario 2 |  | PPK¦SelectPro¦VDI3805¦Internet_EU |  |  | R3032-16-S3+NRF24A-SR | Characterised control valve | 1400 kPa | 350 kPa |  | EU\Inbox\Combinations\Folder..2/..3\ | 40
125191 | R3032-16-S3/NRF24A-SR | R3032-16-S3/NRF24A-SR |  | R3032-16-S3 | / | NRF24A-SR | Actuator with emergency control function | 1 | Scenario 2 |  | PPK¦SelectPro¦VDI3805¦Internet_EU |  |  | R3032-16-S3/NRF24A-SR | Characterised control valve | 1400 kPa | 350 kPa |  | EU\Inbox\Combinations\Folder..2/..3\ | 37
125214 | R3040-16-S3+NRF24A-SR | R3040-16-S3+NRF24A-SR |  | R3040-16-S3 | + | NRF24A-SR | Actuator with emergency control function | 1 | Scenario 2 |  | PPK¦SelectPro¦VDI3805¦Internet_EU |  |  | R3040-16-S3+NRF24A-SR | Characterised control valve | 1400 kPa | 350 kPa |  | EU\Inbox\Combinations\Folder..2/..3\ | 42
125215 | R3040-16-S3/NRF24A-SR | R3040-16-S3/NRF24A-SR |  | R3040-16-S3 | / | NRF24A-SR | Actuator with emergency control function | 1 | Scenario 2 |  | PPK¦SelectPro¦VDI3805¦Internet_EU |  |  | R3040-16-S3/NRF24A-SR | Characterised control valve | 1400 kPa | 350 kPa |  | EU\Inbox\Combinations\Folder..2/..3\ | 40
125786 | R6032R16-B3+NRF24A-SR | R6032R16-B3+NRF24A-SR |  | R6032R16-B3 | + | NRF24A-SR | Actuator with emergency control function | 1 | Scenario 2 |  | PPK¦SelectPro¦VDI3805¦Internet_EU |  |  | R6032R16-B3+NRF24A-SR | Characterised control valve | 600 kPa | 100 kPa |  | EU\Inbox\Combinations\Folder..6/..7\ | 39
125787 | R6032R16-B3/NRF24A-SR | R6032R16-B3/NRF24A-SR |  | R6032R16-B3 | / | NRF24A-SR | Actuator with emergency control function | 1 | Scenario 2 |  | PPK¦SelectPro¦VDI3805¦Internet_EU |  |  | R6032R16-B3/NRF24A-SR | Characterised control valve | 600 kPa | 100 kPa |  | EU\Inbox\Combinations\Folder..6/..7\ | 36
126110 | R6065W63-S8+SRF24A-SR-5 | R6065W63-S8+SRF24A-SR-5 |  | R6065W63-S8 | + | SRF24A-SR-5 | Actuator with emergency control function | 1 | Scenario 2 |  | PPK¦SelectPro¦VDI3805¦Internet_EU |  |  | R6065W63-S8+SRF24A-SR-5 | Characterised control valve | 690 kPa | 400 kPa |  | EU\Inbox\Combinations\Folder..6/..7\ | 35
126111 | R6065W63-S8/SRF24A-SR-5 | R6065W63-S8/SRF24A-SR-5 |  | R6065W63-S8 | / | SRF24A-SR-5 | Actuator with emergency control function | 1 | Scenario 2 |  | PPK¦SelectPro¦VDI3805¦Internet_EU |  |  | R6065W63-S8/SRF24A-SR-5 | Characterised control valve | 690 kPa | 400 kPa |  | EU\Inbox\Combinations\Folder..6/..7\ | 35
126118 | R6080W100-S8+SRF24A-SR-5 | R6080W100-S8+SRF24A-SR-5 |  | R6080W100-S8 | + | SRF24A-SR-5 | Actuator with emergency control function | 1 | Scenario 2 |  | PPK¦SelectPro¦VDI3805¦Internet_EU |  |  | R6080W100-S8+SRF24A-SR-5 | Characterised control valve | 690 kPa | 400 kPa |  | EU\Inbox\Combinations\Folder..6/..7\ | 35
126119 | R6080W100-S8/SRF24A-SR-5 | R6080W100-S8/SRF24A-SR-5 |  | R6080W100-S8 | / | SRF24A-SR-5 | Actuator with emergency control function | 1 | Scenario 2 |  | PPK¦SelectPro¦VDI3805¦Internet_EU |  |  | R6080W100-S8/SRF24A-SR-5 | Characterised control valve | 690 kPa | 400 kPa |  | EU\Inbox\Combinations\Folder..6/..7\ | 35
126150 | R417D+LR230A | R417D+LR230A |  | R417D | + | LR230A | Standard actuator | 1 | Scenario 2 |  | PPK¦SelectPro¦VDI3805¦Internet_EU |  |  | R417D+LR230A | Characterised control valve | 1400 kPa | 400 kPa |  | EU\Inbox\Combinations\Folder..4/..5\ | 36
126151 | R417D/LR230A | R417D/LR230A |  | R417D | / | LR230A | Standard actuator | 1 | Scenario 2 |  | PPK¦SelectPro¦VDI3805¦Internet_EU |  |  | R417D/LR230A | Characterised control valve | 1400 kPa | 400 kPa |  | EU\Inbox\Combinations\Folder..4/..5\ | 36
126152 | R417D+LR230A-S | R417D+LR230A-S |  | R417D | + | LR230A-S | Standard actuator | 0 | Scenario 2 |  | PPK¦SelectPro¦VDI3805¦Internet_EU |  |  | R417D+LR230A-S | Characterised control valve | 1400 kPa | 400 kPa |  | EU\Inbox\Combinations\Folder..4/..5\ | 35
126153 | R417D/LR230A-S | R417D/LR230A-S |  | R417D | / | LR230A-S | Standard actuator | 0 | Scenario 2 |  | PPK¦SelectPro¦VDI3805¦Internet_EU |  |  | R417D/LR230A-S | Characterised control valve | 1400 kPa | 400 kPa |  | EU\Inbox\Combinations\Folder..4/..5\ | 35
126154 | R417D+LR24A | R417D+LR24A |  | R417D | + | LR24A | Standard actuator | 1 | Scenario 2 |  | PPK¦SelectPro¦VDI3805¦Internet_EU |  |  | R417D+LR24A | Characterised control valve | 1400 kPa | 400 kPa |  | EU\Inbox\Combinations\Folder..4/..5\ | 36
126155 | R417D/LR24A | R417D/LR24A |  | R417D | / | LR24A | Standard actuator | 1 | Scenario 2 |  | PPK¦SelectPro¦VDI3805¦Internet_EU |  |  | R417D/LR24A | Characterised control valve | 1400 kPa | 400 kPa |  | EU\Inbox\Combinations\Folder..4/..5\ | 36
126158 | R417D+LR24A-MP | R417D+LR24A-MP |  | R417D | + | LR24A-MP | Communicative actuator | 0 | Scenario 2 |  | PPK¦SelectPro¦VDI3805¦Internet_EU |  |  | R417D+LR24A-MP | Characterised control valve | 1400 kPa | 400 kPa |  | EU\Inbox\Combinations\Folder..4/..5\ | 35
126159 | R417D/LR24A-MP | R417D/LR24A-MP |  | R417D | / | LR24A-MP | Communicative actuator | 0 | Scenario 2 |  | PPK¦SelectPro¦VDI3805¦Internet_EU |  |  | R417D/LR24A-MP | Characterised control valve | 1400 kPa | 400 kPa |  | EU\Inbox\Combinations\Folder..4/..5\ | 35
126162 | R417D+LR24A-S | R417D+LR24A-S |  | R417D | + | LR24A-S | Standard actuator | 0 | Scenario 2 |  | PPK¦SelectPro¦VDI3805¦Internet_EU |  |  | R417D+LR24A-S | Characterised control valve | 1400 kPa | 400 kPa |  | EU\Inbox\Combinations\Folder..4/..5\ | 35
126163 | R417D/LR24A-S | R417D/LR24A-S |  | R417D | / | LR24A-S | Standard actuator | 0 | Scenario 2 |  | PPK¦SelectPro¦VDI3805¦Internet_EU |  |  | R417D/LR24A-S | Characterised control valve | 1400 kPa | 400 kPa |  | EU\Inbox\Combinations\Folder..4/..5\ | 35
126164 | R417D+LR24A-SR | R417D+LR24A-SR |  | R417D | + | LR24A-SR | Standard actuator | 1 | Scenario 2 |  | PPK¦SelectPro¦VDI3805¦Internet_EU |  |  | R417D+LR24A-SR | Characterised control valve | 1400 kPa | 400 kPa |  | EU\Inbox\Combinations\Folder..4/..5\ | 37
126165 | R417D/LR24A-SR | R417D/LR24A-SR |  | R417D | / | LR24A-SR | Standard actuator | 1 | Scenario 2 |  | PPK¦SelectPro¦VDI3805¦Internet_EU |  |  | R417D/LR24A-SR | Characterised control valve | 1400 kPa | 400 kPa |  | EU\Inbox\Combinations\Folder..4/..5\ | 37
126168 | R417D+LRC24A-SR | R417D+LRC24A-SR |  | R417D | + | LRC24A-SR | Fast runner | 1 | Scenario 2 |  | PPK¦SelectPro¦VDI3805¦Internet_EU |  |  | R417D+LRC24A-SR | Characterised control valve | 1400 kPa | 400 kPa |  | EU\Inbox\Combinations\Folder..4/..5\ | 36
126169 | R417D/LRC24A-SR | R417D/LRC24A-SR |  | R417D | / | LRC24A-SR | Fast runner | 1 | Scenario 2 |  | PPK¦SelectPro¦VDI3805¦Internet_EU |  |  | R417D/LRC24A-SR | Characterised control valve | 1400 kPa | 400 kPa |  | EU\Inbox\Combinations\Folder..4/..5\ | 36
126170 | R418D+LR230A | R418D+LR230A |  | R418D | + | LR230A | Standard actuator | 1 | Scenario 2 |  | PPK¦SelectPro¦VDI3805¦Internet_EU |  |  | R418D+LR230A | Characterised control valve | 1400 kPa | 400 kPa |  | EU\Inbox\Combinations\Folder..4/..5\ | 36
126171 | R418D/LR230A | R418D/LR230A |  | R418D | / | LR230A | Standard actuator | 1 | Scenario 2 |  | PPK¦SelectPro¦VDI3805¦Internet_EU |  |  | R418D/LR230A | Characterised control valve | 1400 kPa | 400 kPa |  | EU\Inbox\Combinations\Folder..4/..5\ | 36
126172 | R418D+LR230A-S | R418D+LR230A-S |  | R418D | + | LR230A-S | Standard actuator | 0 | Scenario 2 |  | PPK¦SelectPro¦VDI3805¦Internet_EU |  |  | R418D+LR230A-S | Characterised control valve | 1400 kPa | 400 kPa |  | EU\Inbox\Combinations\Folder..4/..5\ | 35
126173 | R418D/LR230A-S | R418D/LR230A-S |  | R418D | / | LR230A-S | Standard actuator | 0 | Scenario 2 |  | PPK¦SelectPro¦VDI3805¦Internet_EU |  |  | R418D/LR230A-S | Characterised control valve | 1400 kPa | 400 kPa |  | EU\Inbox\Combinations\Folder..4/..5\ | 35
126174 | R418D+LR24A | R418D+LR24A |  | R418D | + | LR24A | Standard actuator | 1 | Scenario 2 |  | PPK¦SelectPro¦VDI3805¦Internet_EU |  |  | R418D+LR24A | Characterised control valve | 1400 kPa | 400 kPa |  | EU\Inbox\Combinations\Folder..4/..5\ | 36
126175 | R418D/LR24A | R418D/LR24A |  | R418D | / | LR24A | Standard actuator | 1 | Scenario 2 |  | PPK¦SelectPro¦VDI3805¦Internet_EU |  |  | R418D/LR24A | Characterised control valve | 1400 kPa | 400 kPa |  | EU\Inbox\Combinations\Folder..4/..5\ | 36
126178 | R418D+LR24A-MP | R418D+LR24A-MP |  | R418D | + | LR24A-MP | Communicative actuator | 0 | Scenario 2 |  | PPK¦SelectPro¦VDI3805¦Internet_EU |  |  | R418D+LR24A-MP | Characterised control valve | 1400 kPa | 400 kPa |  | EU\Inbox\Combinations\Folder..4/..5\ | 35
126179 | R418D/LR24A-MP | R418D/LR24A-MP |  | R418D | / | LR24A-MP | Communicative actuator | 0 | Scenario 2 |  | PPK¦SelectPro¦VDI3805¦Internet_EU |  |  | R418D/LR24A-MP | Characterised control valve | 1400 kPa | 400 kPa |  | EU\Inbox\Combinations\Folder..4/..5\ | 35
126180 | R418D+LR24A-S | R418D+LR24A-S |  | R418D | + | LR24A-S | Standard actuator | 0 | Scenario 2 |  | PPK¦SelectPro¦VDI3805¦Internet_EU |  |  | R418D+LR24A-S | Characterised control valve | 1400 kPa | 400 kPa |  | EU\Inbox\Combinations\Folder..4/..5\ | 35
126181 | R418D/LR24A-S | R418D/LR24A-S |  | R418D | / | LR24A-S | Standard actuator | 0 | Scenario 2 |  | PPK¦SelectPro¦VDI3805¦Internet_EU |  |  | R418D/LR24A-S | Characterised control valve | 1400 kPa | 400 kPa |  | EU\Inbox\Combinations\Folder..4/..5\ | 35
126182 | R418D+LR24A-SR | R418D+LR24A-SR |  | R418D | + | LR24A-SR | Standard actuator | 1 | Scenario 2 |  | PPK¦SelectPro¦VDI3805¦Internet_EU |  |  | R418D+LR24A-SR | Characterised control valve | 1400 kPa | 400 kPa |  | EU\Inbox\Combinations\Folder..4/..5\ | 37
126183 | R418D/LR24A-SR | R418D/LR24A-SR |  | R418D | / | LR24A-SR | Standard actuator | 1 | Scenario 2 |  | PPK¦SelectPro¦VDI3805¦Internet_EU |  |  | R418D/LR24A-SR | Characterised control valve | 1400 kPa | 400 kPa |  | EU\Inbox\Combinations\Folder..4/..5\ | 37
126186 | R418D+LRC24A-SR | R418D+LRC24A-SR |  | R418D | + | LRC24A-SR | Fast runner | 1 | Scenario 2 |  | PPK¦SelectPro¦VDI3805¦Internet_EU |  |  | R418D+LRC24A-SR | Characterised control valve | 1400 kPa | 400 kPa |  | EU\Inbox\Combinations\Folder..4/..5\ | 36
126187 | R418D/LRC24A-SR | R418D/LRC24A-SR |  | R418D | / | LRC24A-SR | Fast runner | 1 | Scenario 2 |  | PPK¦SelectPro¦VDI3805¦Internet_EU |  |  | R418D/LRC24A-SR | Characterised control valve | 1400 kPa | 400 kPa |  | EU\Inbox\Combinations\Folder..4/..5\ | 36
126188 | R419D+LR230A | R419D+LR230A |  | R419D | + | LR230A | Standard actuator | 1 | Scenario 2 |  | PPK¦SelectPro¦VDI3805¦Internet_EU |  |  | R419D+LR230A | Characterised control valve | 1400 kPa | 400 kPa |  | EU\Inbox\Combinations\Folder..4/..5\ | 36
126189 | R419D/LR230A | R419D/LR230A |  | R419D | / | LR230A | Standard actuator | 1 | Scenario 2 |  | PPK¦SelectPro¦VDI3805¦Internet_EU |  |  | R419D/LR230A | Characterised control valve | 1400 kPa | 400 kPa |  | EU\Inbox\Combinations\Folder..4/..5\ | 36
126192 | R419D+LR230A-S | R419D+LR230A-S |  | R419D | + | LR230A-S | Standard actuator | 0 | Scenario 2 |  | PPK¦SelectPro¦VDI3805¦Internet_EU |  |  | R419D+LR230A-S | Characterised control valve | 1400 kPa | 400 kPa |  | EU\Inbox\Combinations\Folder..4/..5\ | 35
126193 | R419D/LR230A-S | R419D/LR230A-S |  | R419D | / | LR230A-S | Standard actuator | 0 | Scenario 2 |  | PPK¦SelectPro¦VDI3805¦Internet_EU |  |  | R419D/LR230A-S | Characterised control valve | 1400 kPa | 400 kPa |  | EU\Inbox\Combinations\Folder..4/..5\ | 35
126194 | R419D+LR24A | R419D+LR24A |  | R419D | + | LR24A | Standard actuator | 1 | Scenario 2 |  | PPK¦SelectPro¦VDI3805¦Internet_EU |  |  | R419D+LR24A | Characterised control valve | 1400 kPa | 400 kPa |  | EU\Inbox\Combinations\Folder..4/..5\ | 36
126195 | R419D/LR24A | R419D/LR24A |  | R419D | / | LR24A | Standard actuator | 1 | Scenario 2 |  | PPK¦SelectPro¦VDI3805¦Internet_EU |  |  | R419D/LR24A | Characterised control valve | 1400 kPa | 400 kPa |  | EU\Inbox\Combinations\Folder..4/..5\ | 36
126198 | R419D+LR24A-MP | R419D+LR24A-MP |  | R419D | + | LR24A-MP | Communicative actuator | 0 | Scenario 2 |  | PPK¦SelectPro¦VDI3805¦Internet_EU |  |  | R419D+LR24A-MP | Characterised control valve | 1400 kPa | 400 kPa |  | EU\Inbox\Combinations\Folder..4/..5\ | 35
126199 | R419D/LR24A-MP | R419D/LR24A-MP |  | R419D | / | LR24A-MP | Communicative actuator | 0 | Scenario 2 |  | PPK¦SelectPro¦VDI3805¦Internet_EU |  |  | R419D/LR24A-MP | Characterised control valve | 1400 kPa | 400 kPa |  | EU\Inbox\Combinations\Folder..4/..5\ | 35
126200 | R419D+LR24A-S | R419D+LR24A-S |  | R419D | + | LR24A-S | Standard actuator | 0 | Scenario 2 |  | PPK¦SelectPro¦VDI3805¦Internet_EU |  |  | R419D+LR24A-S | Characterised control valve | 1400 kPa | 400 kPa |  | EU\Inbox\Combinations\Folder..4/..5\ | 35
126201 | R419D/LR24A-S | R419D/LR24A-S |  | R419D | / | LR24A-S | Standard actuator | 0 | Scenario 2 |  | PPK¦SelectPro¦VDI3805¦Internet_EU |  |  | R419D/LR24A-S | Characterised control valve | 1400 kPa | 400 kPa |  | EU\Inbox\Combinations\Folder..4/..5\ | 35
126202 | R419D+LR24A-SR | R419D+LR24A-SR |  | R419D | + | LR24A-SR | Standard actuator | 1 | Scenario 2 |  | PPK¦SelectPro¦VDI3805¦Internet_EU |  |  | R419D+LR24A-SR | Characterised control valve | 1400 kPa | 400 kPa |  | EU\Inbox\Combinations\Folder..4/..5\ | 37
126203 | R419D/LR24A-SR | R419D/LR24A-SR |  | R419D | / | LR24A-SR | Standard actuator | 1 | Scenario 2 |  | PPK¦SelectPro¦VDI3805¦Internet_EU |  |  | R419D/LR24A-SR | Characterised control valve | 1400 kPa | 400 kPa |  | EU\Inbox\Combinations\Folder..4/..5\ | 37
126206 | R419D+LRC24A-SR | R419D+LRC24A-SR |  | R419D | + | LRC24A-SR | Fast runner | 1 | Scenario 2 |  | PPK¦SelectPro¦VDI3805¦Internet_EU |  |  | R419D+LRC24A-SR | Characterised control valve | 1400 kPa | 400 kPa |  | EU\Inbox\Combinations\Folder..4/..5\ | 36
126207 | R419D/LRC24A-SR | R419D/LRC24A-SR |  | R419D | / | LRC24A-SR | Fast runner | 1 | Scenario 2 |  | PPK¦SelectPro¦VDI3805¦Internet_EU |  |  | R419D/LRC24A-SR | Characterised control valve | 1400 kPa | 400 kPa |  | EU\Inbox\Combinations\Folder..4/..5\ | 36
126620 | R413D+LR230A | R413D+LR230A |  | R413D | + | LR230A | Standard actuator | 1 | Scenario 2 |  | PPK¦SelectPro¦VDI3805¦Internet_EU |  |  | R413D+LR230A | Characterised control valve | 1400 kPa | 400 kPa |  | EU\Inbox\Combinations\Folder..4/..5\ | 37
126621 | R413D/LR230A | R413D/LR230A |  | R413D | / | LR230A | Standard actuator | 1 | Scenario 2 |  | PPK¦SelectPro¦VDI3805¦Internet_EU |  |  | R413D/LR230A | Characterised control valve | 1400 kPa | 400 kPa |  | EU\Inbox\Combinations\Folder..4/..5\ | 37
126622 | R413D+LR230A-S | R413D+LR230A-S |  | R413D | + | LR230A-S | Standard actuator | 0 | Scenario 2 |  | PPK¦SelectPro¦VDI3805¦Internet_EU |  |  | R413D+LR230A-S | Characterised control valve | 1400 kPa | 400 kPa |  | EU\Inbox\Combinations\Folder..4/..5\ | 36
126623 | R413D/LR230A-S | R413D/LR230A-S |  | R413D | / | LR230A-S | Standard actuator | 0 | Scenario 2 |  | PPK¦SelectPro¦VDI3805¦Internet_EU |  |  | R413D/LR230A-S | Characterised control valve | 1400 kPa | 400 kPa |  | EU\Inbox\Combinations\Folder..4/..5\ | 36
126624 | R414D+LR24A-SR | R414D+LR24A-SR |  | R414D | + | LR24A-SR | Standard actuator | 1 | Scenario 2 |  | PPK¦SelectPro¦VDI3805¦Internet_EU |  |  | R414D+LR24A-SR | Characterised control valve | 1400 kPa | 400 kPa |  | EU\Inbox\Combinations\Folder..4/..5\ | 38
126625 | R414D/LR24A-SR | R414D/LR24A-SR |  | R414D | / | LR24A-SR | Standard actuator | 1 | Scenario 2 |  | PPK¦SelectPro¦VDI3805¦Internet_EU |  |  | R414D/LR24A-SR | Characterised control valve | 1400 kPa | 400 kPa |  | EU\Inbox\Combinations\Folder..4/..5\ | 37
126626 | R413D+LR24A | R413D+LR24A |  | R413D | + | LR24A | Standard actuator | 1 | Scenario 2 |  | PPK¦SelectPro¦VDI3805¦Internet_EU |  |  | R413D+LR24A | Characterised control valve | 1400 kPa | 400 kPa |  | EU\Inbox\Combinations\Folder..4/..5\ | 36
126627 | R413D/LR24A | R413D/LR24A |  | R413D | / | LR24A | Standard actuator | 1 | Scenario 2 |  | PPK¦SelectPro¦VDI3805¦Internet_EU |  |  | R413D/LR24A | Characterised control valve | 1400 kPa | 400 kPa |  | EU\Inbox\Combinations\Folder..4/..5\ | 37
126632 | R413D+LR24A-MP | R413D+LR24A-MP |  | R413D | + | LR24A-MP | Communicative actuator | 0 | Scenario 2 |  | PPK¦SelectPro¦VDI3805¦Internet_EU |  |  | R413D+LR24A-MP | Characterised control valve | 1400 kPa | 400 kPa |  | EU\Inbox\Combinations\Folder..4/..5\ | 36
126633 | R413D/LR24A-MP | R413D/LR24A-MP |  | R413D | / | LR24A-MP | Communicative actuator | 0 | Scenario 2 |  | PPK¦SelectPro¦VDI3805¦Internet_EU |  |  | R413D/LR24A-MP | Characterised control valve | 1400 kPa | 400 kPa |  | EU\Inbox\Combinations\Folder..4/..5\ | 36
126634 | R414D+LRC24A-SR | R414D+LRC24A-SR |  | R414D | + | LRC24A-SR | Fast runner | 1 | Scenario 2 |  | PPK¦SelectPro¦VDI3805¦Internet_EU |  |  | R414D+LRC24A-SR | Characterised control valve | 1400 kPa | 400 kPa |  | EU\Inbox\Combinations\Folder..4/..5\ | 37
126635 | R414D/LRC24A-SR | R414D/LRC24A-SR |  | R414D | / | LRC24A-SR | Fast runner | 1 | Scenario 2 |  | PPK¦SelectPro¦VDI3805¦Internet_EU |  |  | R414D/LRC24A-SR | Characterised control valve | 1400 kPa | 400 kPa |  | EU\Inbox\Combinations\Folder..4/..5\ | 37
126636 | R413D+LR24A-S | R413D+LR24A-S |  | R413D | + | LR24A-S | Standard actuator | 0 | Scenario 2 |  | PPK¦SelectPro¦VDI3805¦Internet_EU |  |  | R413D+LR24A-S | Characterised control valve | 1400 kPa | 400 kPa |  | EU\Inbox\Combinations\Folder..4/..5\ | 36
126637 | R413D/LR24A-S | R413D/LR24A-S |  | R413D | / | LR24A-S | Standard actuator | 0 | Scenario 2 |  | PPK¦SelectPro¦VDI3805¦Internet_EU |  |  | R413D/LR24A-S | Characterised control valve | 1400 kPa | 400 kPa |  | EU\Inbox\Combinations\Folder..4/..5\ | 36
126638 | R413D+LR24A-SR | R413D+LR24A-SR |  | R413D | + | LR24A-SR | Standard actuator | 1 | Scenario 2 |  | PPK¦SelectPro¦VDI3805¦Internet_EU |  |  | R413D+LR24A-SR | Characterised control valve | 1400 kPa | 400 kPa |  | EU\Inbox\Combinations\Folder..4/..5\ | 38
126639 | R413D/LR24A-SR | R413D/LR24A-SR |  | R413D | / | LR24A-SR | Standard actuator | 1 | Scenario 2 |  | PPK¦SelectPro¦VDI3805¦Internet_EU |  |  | R413D/LR24A-SR | Characterised control valve | 1400 kPa | 400 kPa |  | EU\Inbox\Combinations\Folder..4/..5\ | 38
126644 | R413D+LRC24A-SR | R413D+LRC24A-SR |  | R413D | + | LRC24A-SR | Fast runner | 1 | Scenario 2 |  | PPK¦SelectPro¦VDI3805¦Internet_EU |  |  | R413D+LRC24A-SR | Characterised control valve | 1400 kPa | 400 kPa |  | EU\Inbox\Combinations\Folder..4/..5\ | 37
126645 | R413D/LRC24A-SR | R413D/LRC24A-SR |  | R413D | / | LRC24A-SR | Fast runner | 1 | Scenario 2 |  | PPK¦SelectPro¦VDI3805¦Internet_EU |  |  | R413D/LRC24A-SR | Characterised control valve | 1400 kPa | 400 kPa |  | EU\Inbox\Combinations\Folder..4/..5\ | 37
126648 | R414D+LR230A | R414D+LR230A |  | R414D | + | LR230A | Standard actuator | 1 | Scenario 2 |  | PPK¦SelectPro¦VDI3805¦Internet_EU |  |  | R414D+LR230A | Characterised control valve | 1400 kPa | 400 kPa |  | EU\Inbox\Combinations\Folder..4/..5\ | 37
126649 | R414D/LR230A | R414D/LR230A |  | R414D | / | LR230A | Standard actuator | 1 | Scenario 2 |  | PPK¦SelectPro¦VDI3805¦Internet_EU |  |  | R414D/LR230A | Characterised control valve | 1400 kPa | 400 kPa |  | EU\Inbox\Combinations\Folder..4/..5\ | 37
126650 | R414D+LR230A-S | R414D+LR230A-S |  | R414D | + | LR230A-S | Standard actuator | 0 | Scenario 2 |  | PPK¦SelectPro¦VDI3805¦Internet_EU |  |  | R414D+LR230A-S | Characterised control valve | 1400 kPa | 400 kPa |  | EU\Inbox\Combinations\Folder..4/..5\ | 36
126651 | R414D/LR230A-S | R414D/LR230A-S |  | R414D | / | LR230A-S | Standard actuator | 0 | Scenario 2 |  | PPK¦SelectPro¦VDI3805¦Internet_EU |  |  | R414D/LR230A-S | Characterised control valve | 1400 kPa | 400 kPa |  | EU\Inbox\Combinations\Folder..4/..5\ | 36
126654 | R414D+LR24A | R414D+LR24A |  | R414D | + | LR24A | Standard actuator | 1 | Scenario 2 |  | PPK¦SelectPro¦VDI3805¦Internet_EU |  |  | R414D+LR24A | Characterised control valve | 1400 kPa | 400 kPa |  | EU\Inbox\Combinations\Folder..4/..5\ | 37
126655 | R414D/LR24A | R414D/LR24A |  | R414D | / | LR24A | Standard actuator | 1 | Scenario 2 |  | PPK¦SelectPro¦VDI3805¦Internet_EU |  |  | R414D/LR24A | Characterised control valve | 1400 kPa | 400 kPa |  | EU\Inbox\Combinations\Folder..4/..5\ | 37
126660 | R414D+LR24A-MP | R414D+LR24A-MP |  | R414D | + | LR24A-MP | Communicative actuator | 0 | Scenario 2 |  | PPK¦SelectPro¦VDI3805¦Internet_EU |  |  | R414D+LR24A-MP | Characterised control valve | 1400 kPa | 400 kPa |  | EU\Inbox\Combinations\Folder..4/..5\ | 35
126661 | R414D/LR24A-MP | R414D/LR24A-MP |  | R414D | / | LR24A-MP | Communicative actuator | 0 | Scenario 2 |  | PPK¦SelectPro¦VDI3805¦Internet_EU |  |  | R414D/LR24A-MP | Characterised control valve | 1400 kPa | 400 kPa |  | EU\Inbox\Combinations\Folder..4/..5\ | 35
126664 | R414D+LR24A-S | R414D+LR24A-S |  | R414D | + | LR24A-S | Standard actuator | 0 | Scenario 2 |  | PPK¦SelectPro¦VDI3805¦Internet_EU |  |  | R414D+LR24A-S | Characterised control valve | 1400 kPa | 400 kPa |  | EU\Inbox\Combinations\Folder..4/..5\ | 35
126665 | R414D/LR24A-S | R414D/LR24A-S |  | R414D | / | LR24A-S | Standard actuator | 0 | Scenario 2 |  | PPK¦SelectPro¦VDI3805¦Internet_EU |  |  | R414D/LR24A-S | Characterised control valve | 1400 kPa | 400 kPa |  | EU\Inbox\Combinations\Folder..4/..5\ | 35
127581 | D625NL+SR230A-5 | D625NL+SR230A-5 |  | D625NL | + | SR230A-5 | Standard actuator | 1 | Scenario 1 |  | PPK¦SelectPro¦VDI3805¦Internet_EU |  |  | D625NL+SR230A-5 | Butterfly valve | 1200 kPa | 1.6 kPa |  | EU\Inbox\Combinations\Folder..6/..7\ | 36
127582 | D625NL/SR230A-5 | D625NL/SR230A-5 |  | D625NL | / | SR230A-5 | Standard actuator | 1 | Scenario 1 |  | PPK¦SelectPro¦VDI3805¦Internet_EU |  |  | D625NL/SR230A-5 | Butterfly valve | 1200 kPa | 1.6 kPa |  | EU\Inbox\Combinations\Folder..6/..7\ | 36
127583 | D625NL+SR230A-SR-5 | D625NL+SR230A-SR-5 |  | D625NL | + | SR230A-SR-5 | Standard actuator | 0 | Scenario 2 |  | PPK¦SelectPro¦VDI3805¦Internet_EU |  |  | D625NL+SR230A-SR-5 | Butterfly valve | 1200 kPa | 1.6 kPa |  | EU\Inbox\Combinations\Folder..6/..7\ | 34
127584 | D625NL/SR230A-SR-5 | D625NL/SR230A-SR-5 |  | D625NL | / | SR230A-SR-5 | Standard actuator | 0 | Scenario 2 |  | PPK¦SelectPro¦VDI3805¦Internet_EU |  |  | D625NL/SR230A-SR-5 | Butterfly valve | 1200 kPa | 1.6 kPa |  | EU\Inbox\Combinations\Folder..6/..7\ | 34
127587 | D625NL+SR24A-5 | D625NL+SR24A-5 |  | D625NL | + | SR24A-5 | Standard actuator | 1 | Scenario 1 |  | PPK¦SelectPro¦VDI3805¦Internet_EU |  |  | D625NL+SR24A-5 | Butterfly valve | 1200 kPa | 1.6 kPa |  | EU\Inbox\Combinations\Folder..6/..7\ | 35
127588 | D625NL/SR24A-5 | D625NL/SR24A-5 |  | D625NL | / | SR24A-5 | Standard actuator | 1 | Scenario 1 |  | PPK¦SelectPro¦VDI3805¦Internet_EU |  |  | D625NL/SR24A-5 | Butterfly valve | 1200 kPa | 1.6 kPa |  | EU\Inbox\Combinations\Folder..6/..7\ | 35
127591 | D625NL+SR24A-MP-5 | D625NL+SR24A-MP-5 |  | D625NL | + | SR24A-MP-5 | Communicative actuator | 0 | Scenario 1 Scenario 2 |  | PPK¦SelectPro¦VDI3805¦Internet_EU |  |  | D625NL+SR24A-MP-5 | Butterfly valve | 1200 kPa | 1.6 kPa |  | EU\Inbox\Combinations\Folder..6/..7\ | 35
127592 | D625NL/SR24A-MP-5 | D625NL/SR24A-MP-5 |  | D625NL | / | SR24A-MP-5 | Communicative actuator | 0 | Scenario 1 Scenario 2 |  | PPK¦SelectPro¦VDI3805¦Internet_EU |  |  | D625NL/SR24A-MP-5 | Butterfly valve | 1200 kPa | 1.6 kPa |  | EU\Inbox\Combinations\Folder..6/..7\ | 34
127593 | D625NL+SR24A-SR-5 | D625NL+SR24A-SR-5 |  | D625NL | + | SR24A-SR-5 | Standard actuator | 0 | Scenario 2 |  | PPK¦SelectPro¦VDI3805¦Internet_EU |  |  | D625NL+SR24A-SR-5 | Butterfly valve | 1200 kPa | 1.6 kPa |  | EU\Inbox\Combinations\Folder..6/..7\ | 34
127594 | D625NL/SR24A-SR-5 | D625NL/SR24A-SR-5 |  | D625NL | / | SR24A-SR-5 | Standard actuator | 0 | Scenario 2 |  | PPK¦SelectPro¦VDI3805¦Internet_EU |  |  | D625NL/SR24A-SR-5 | Butterfly valve | 1200 kPa | 1.6 kPa |  | EU\Inbox\Combinations\Folder..6/..7\ | 34
127599 | D625NL+SRC24A-SR-5 | D625NL+SRC24A-SR-5 |  | D625NL | + | SRC24A-SR-5 | Fast runner | 0 | Scenario 2 |  | PPK¦SelectPro¦VDI3805¦Internet_EU |  |  | D625NL+SRC24A-SR-5 | Butterfly valve | 1200 kPa | 1.6 kPa |  | EU\Inbox\Combinations\Folder..6/..7\ | 35
127600 | D625NL/SRC24A-SR-5 | D625NL/SRC24A-SR-5 |  | D625NL | / | SRC24A-SR-5 | Fast runner | 0 | Scenario 2 |  | PPK¦SelectPro¦VDI3805¦Internet_EU |  |  | D625NL/SRC24A-SR-5 | Butterfly valve | 1200 kPa | 1.6 kPa |  | EU\Inbox\Combinations\Folder..6/..7\ | 35
127617 | D625NL+SRF24A-SR-5 | D625NL+SRF24A-SR-5 |  | D625NL | + | SRF24A-SR-5 | Actuator with emergency control function | 0 | Scenario 2 |  | PPK¦SelectPro¦VDI3805¦Internet_EU |  |  | D625NL+SRF24A-SR-5 | Butterfly valve | 1200 kPa | 1.6 kPa |  | EU\Inbox\Combinations\Folder..6/..7\ | 36
127618 | D625NL/SRF24A-SR-5 | D625NL/SRF24A-SR-5 |  | D625NL | / | SRF24A-SR-5 | Actuator with emergency control function | 0 | Scenario 2 |  | PPK¦SelectPro¦VDI3805¦Internet_EU |  |  | D625NL/SRF24A-SR-5 | Butterfly valve | 1200 kPa | 1.6 kPa |  | EU\Inbox\Combinations\Folder..6/..7\ | 36
127647 | D632NL+SR230A-5 | D632NL+SR230A-5 |  | D632NL | + | SR230A-5 | Standard actuator | 1 | Scenario 1 |  | PPK¦SelectPro¦VDI3805¦Internet_EU |  |  | D632NL+SR230A-5 | Butterfly valve | 1200 kPa | 2.5 kPa |  | EU\Inbox\Combinations\Folder..6/..7\ | 37
127648 | D632NL/SR230A-5 | D632NL/SR230A-5 |  | D632NL | / | SR230A-5 | Standard actuator | 1 | Scenario 1 |  | PPK¦SelectPro¦VDI3805¦Internet_EU |  |  | D632NL/SR230A-5 | Butterfly valve | 1200 kPa | 2.5 kPa |  | EU\Inbox\Combinations\Folder..6/..7\ | 37
127649 | D632NL+SR230A-SR-5 | D632NL+SR230A-SR-5 |  | D632NL | + | SR230A-SR-5 | Standard actuator | 0 | Scenario 2 |  | PPK¦SelectPro¦VDI3805¦Internet_EU |  |  | D632NL+SR230A-SR-5 | Butterfly valve | 1200 kPa | 2.5 kPa |  | EU\Inbox\Combinations\Folder..6/..7\ | 35
127650 | D632NL/SR230A-SR-5 | D632NL/SR230A-SR-5 |  | D632NL | / | SR230A-SR-5 | Standard actuator | 0 | Scenario 2 |  | PPK¦SelectPro¦VDI3805¦Internet_EU |  |  | D632NL/SR230A-SR-5 | Butterfly valve | 1200 kPa | 2.5 kPa |  | EU\Inbox\Combinations\Folder..6/..7\ | 35
127653 | D632NL+SR24A-5 | D632NL+SR24A-5 |  | D632NL | + | SR24A-5 | Standard actuator | 1 | Scenario 1 |  | PPK¦SelectPro¦VDI3805¦Internet_EU |  |  | D632NL+SR24A-5 | Butterfly valve | 1200 kPa | 2.5 kPa |  | EU\Inbox\Combinations\Folder..6/..7\ | 36
127654 | D632NL/SR24A-5 | D632NL/SR24A-5 |  | D632NL | / | SR24A-5 | Standard actuator | 1 | Scenario 1 |  | PPK¦SelectPro¦VDI3805¦Internet_EU |  |  | D632NL/SR24A-5 | Butterfly valve | 1200 kPa | 2.5 kPa |  | EU\Inbox\Combinations\Folder..6/..7\ | 36
127657 | D632NL+SR24A-MP-5 | D632NL+SR24A-MP-5 |  | D632NL | + | SR24A-MP-5 | Communicative actuator | 0 | Scenario 1 Scenario 2 |  | PPK¦SelectPro¦VDI3805¦Internet_EU |  |  | D632NL+SR24A-MP-5 | Butterfly valve | 1200 kPa | 2.5 kPa |  | EU\Inbox\Combinations\Folder..6/..7\ | 35
127658 | D632NL/SR24A-MP-5 | D632NL/SR24A-MP-5 |  | D632NL | / | SR24A-MP-5 | Communicative actuator | 0 | Scenario 1 Scenario 2 |  | PPK¦SelectPro¦VDI3805¦Internet_EU |  |  | D632NL/SR24A-MP-5 | Butterfly valve | 1200 kPa | 2.5 kPa |  | EU\Inbox\Combinations\Folder..6/..7\ | 35
127659 | D632NL+SR24A-SR-5 | D632NL+SR24A-SR-5 |  | D632NL | + | SR24A-SR-5 | Standard actuator | 0 | Scenario 2 |  | PPK¦SelectPro¦VDI3805¦Internet_EU |  |  | D632NL+SR24A-SR-5 | Butterfly valve | 1200 kPa | 2.5 kPa |  | EU\Inbox\Combinations\Folder..6/..7\ | 35
127660 | D632NL/SR24A-SR-5 | D632NL/SR24A-SR-5 |  | D632NL | / | SR24A-SR-5 | Standard actuator | 0 | Scenario 2 |  | PPK¦SelectPro¦VDI3805¦Internet_EU |  |  | D632NL/SR24A-SR-5 | Butterfly valve | 1200 kPa | 2.5 kPa |  | EU\Inbox\Combinations\Folder..6/..7\ | 35
127665 | D632NL+SRC24A-SR-5 | D632NL+SRC24A-SR-5 |  | D632NL | + | SRC24A-SR-5 | Fast runner | 0 | Scenario 2 |  | PPK¦SelectPro¦VDI3805¦Internet_EU |  |  | D632NL+SRC24A-SR-5 | Butterfly valve | 1200 kPa | 2.5 kPa |  | EU\Inbox\Combinations\Folder..6/..7\ | 34
127666 | D632NL/SRC24A-SR-5 | D632NL/SRC24A-SR-5 |  | D632NL | / | SRC24A-SR-5 | Fast runner | 0 | Scenario 2 |  | PPK¦SelectPro¦VDI3805¦Internet_EU |  |  | D632NL/SRC24A-SR-5 | Butterfly valve | 1200 kPa | 2.5 kPa |  | EU\Inbox\Combinations\Folder..6/..7\ | 34
127683 | D632NL+SRF24A-SR-5 | D632NL+SRF24A-SR-5 |  | D632NL | + | SRF24A-SR-5 | Actuator with emergency control function | 0 | Scenario 2 |  | PPK¦SelectPro¦VDI3805¦Internet_EU |  |  | D632NL+SRF24A-SR-5 | Butterfly valve | 1200 kPa | 2.5 kPa |  | EU\Inbox\Combinations\Folder..6/..7\ | 36
127684 | D632NL/SRF24A-SR-5 | D632NL/SRF24A-SR-5 |  | D632NL | / | SRF24A-SR-5 | Actuator with emergency control function | 0 | Scenario 2 |  | PPK¦SelectPro¦VDI3805¦Internet_EU |  |  | D632NL/SRF24A-SR-5 | Butterfly valve | 1200 kPa | 2.5 kPa |  | EU\Inbox\Combinations\Folder..6/..7\ | 36
127713 | D640NL+SR230A-5 | D640NL+SR230A-5 |  | D640NL | + | SR230A-5 | Standard actuator | 1 | Scenario 1 |  | PPK¦SelectPro¦VDI3805¦Internet_EU |  |  | D640NL+SR230A-5 | Butterfly valve | 1200 kPa | 3.4 kPa |  | EU\Inbox\Combinations\Folder..6/..7\ | 36
127714 | D640NL/SR230A-5 | D640NL/SR230A-5 |  | D640NL | / | SR230A-5 | Standard actuator | 1 | Scenario 1 |  | PPK¦SelectPro¦VDI3805¦Internet_EU |  |  | D640NL/SR230A-5 | Butterfly valve | 1200 kPa | 3.4 kPa |  | EU\Inbox\Combinations\Folder..6/..7\ | 36
127715 | D640NL+SR230A-SR-5 | D640NL+SR230A-SR-5 |  | D640NL | + | SR230A-SR-5 | Standard actuator | 0 | Scenario 2 |  | PPK¦SelectPro¦VDI3805¦Internet_EU |  |  | D640NL+SR230A-SR-5 | Butterfly valve | 1200 kPa | 3.4 kPa |  | EU\Inbox\Combinations\Folder..6/..7\ | 34
127716 | D640NL/SR230A-SR-5 | D640NL/SR230A-SR-5 |  | D640NL | / | SR230A-SR-5 | Standard actuator | 0 | Scenario 2 |  | PPK¦SelectPro¦VDI3805¦Internet_EU |  |  | D640NL/SR230A-SR-5 | Butterfly valve | 1200 kPa | 3.4 kPa |  | EU\Inbox\Combinations\Folder..6/..7\ | 34
127719 | D640NL+SR24A-5 | D640NL+SR24A-5 |  | D640NL | + | SR24A-5 | Standard actuator | 1 | Scenario 1 |  | PPK¦SelectPro¦VDI3805¦Internet_EU |  |  | D640NL+SR24A-5 | Butterfly valve | 1200 kPa | 3.4 kPa |  | EU\Inbox\Combinations\Folder..6/..7\ | 35
127720 | D640NL/SR24A-5 | D640NL/SR24A-5 |  | D640NL | / | SR24A-5 | Standard actuator | 1 | Scenario 1 |  | PPK¦SelectPro¦VDI3805¦Internet_EU |  |  | D640NL/SR24A-5 | Butterfly valve | 1200 kPa | 3.4 kPa |  | EU\Inbox\Combinations\Folder..6/..7\ | 35
127723 | D640NL+SR24A-MP-5 | D640NL+SR24A-MP-5 |  | D640NL | + | SR24A-MP-5 | Communicative actuator | 0 | Scenario 1 Scenario 2 |  | PPK¦SelectPro¦VDI3805¦Internet_EU |  |  | D640NL+SR24A-MP-5 | Butterfly valve | 1200 kPa | 3.4 kPa |  | EU\Inbox\Combinations\Folder..6/..7\ | 34
127724 | D640NL/SR24A-MP-5 | D640NL/SR24A-MP-5 |  | D640NL | / | SR24A-MP-5 | Communicative actuator | 0 | Scenario 1 Scenario 2 |  | PPK¦SelectPro¦VDI3805¦Internet_EU |  |  | D640NL/SR24A-MP-5 | Butterfly valve | 1200 kPa | 3.4 kPa |  | EU\Inbox\Combinations\Folder..6/..7\ | 34
127725 | D640NL+SR24A-SR-5 | D640NL+SR24A-SR-5 |  | D640NL | + | SR24A-SR-5 | Standard actuator | 0 | Scenario 2 |  | PPK¦SelectPro¦VDI3805¦Internet_EU |  |  | D640NL+SR24A-SR-5 | Butterfly valve | 1200 kPa | 3.4 kPa |  | EU\Inbox\Combinations\Folder..6/..7\ | 34
127726 | D640NL/SR24A-SR-5 | D640NL/SR24A-SR-5 |  | D640NL | / | SR24A-SR-5 | Standard actuator | 0 | Scenario 2 |  | PPK¦SelectPro¦VDI3805¦Internet_EU |  |  | D640NL/SR24A-SR-5 | Butterfly valve | 1200 kPa | 3.4 kPa |  | EU\Inbox\Combinations\Folder..6/..7\ | 34
127731 | D640NL+SRC24A-SR-5 | D640NL+SRC24A-SR-5 |  | D640NL | + | SRC24A-SR-5 | Fast runner | 0 | Scenario 2 |  | PPK¦SelectPro¦VDI3805¦Internet_EU |  |  | D640NL+SRC24A-SR-5 | Butterfly valve | 1200 kPa | 3.4 kPa |  | EU\Inbox\Combinations\Folder..6/..7\ | 35
127732 | D640NL/SRC24A-SR-5 | D640NL/SRC24A-SR-5 |  | D640NL | / | SRC24A-SR-5 | Fast runner | 0 | Scenario 2 |  | PPK¦SelectPro¦VDI3805¦Internet_EU |  |  | D640NL/SRC24A-SR-5 | Butterfly valve | 1200 kPa | 3.4 kPa |  | EU\Inbox\Combinations\Folder..6/..7\ | 35
127749 | D640NL+SRF24A-SR-5 | D640NL+SRF24A-SR-5 |  | D640NL | + | SRF24A-SR-5 | Actuator with emergency control function | 0 | Scenario 2 |  | PPK¦SelectPro¦VDI3805¦Internet_EU |  |  | D640NL+SRF24A-SR-5 | Butterfly valve | 1200 kPa | 3.4 kPa |  | EU\Inbox\Combinations\Folder..6/..7\ | 36
127750 | D640NL/SRF24A-SR-5 | D640NL/SRF24A-SR-5 |  | D640NL | / | SRF24A-SR-5 | Actuator with emergency control function | 0 | Scenario 2 |  | PPK¦SelectPro¦VDI3805¦Internet_EU |  |  | D640NL/SRF24A-SR-5 | Butterfly valve | 1200 kPa | 3.4 kPa |  | EU\Inbox\Combinations\Folder..6/..7\ | 36
128029 | R513+LR230A | R513+LR230A |  | R513 | + | LR230A | Standard actuator | 1 | Scenario 2 |  | PPK¦SelectPro¦VDI3805¦Internet_EU |  |  | R513+LR230A | Characterised control valve | 1400 kPa | 200 kPa |  | EU\Inbox\Combinations\Folder..4/..5\ | 32
128030 | R513/LR230A | R513/LR230A |  | R513 | / | LR230A | Standard actuator | 1 | Scenario 2 |  | PPK¦SelectPro¦VDI3805¦Internet_EU |  |  | R513/LR230A | Characterised control valve | 1400 kPa | 200 kPa |  | EU\Inbox\Combinations\Folder..4/..5\ | 33
128031 | R513+LR230A-S | R513+LR230A-S |  | R513 | + | LR230A-S | Standard actuator | 0 | Scenario 2 |  | PPK¦SelectPro¦VDI3805¦Internet_EU |  |  | R513+LR230A-S | Characterised control valve | 1400 kPa | 200 kPa |  | EU\Inbox\Combinations\Folder..4/..5\ | 32
128032 | R513/LR230A-S | R513/LR230A-S |  | R513 | / | LR230A-S | Standard actuator | 0 | Scenario 2 |  | PPK¦SelectPro¦VDI3805¦Internet_EU |  |  | R513/LR230A-S | Characterised control valve | 1400 kPa | 200 kPa |  | EU\Inbox\Combinations\Folder..4/..5\ | 32
128033 | R513+LR24A | R513+LR24A |  | R513 | + | LR24A | Standard actuator | 1 | Scenario 2 |  | PPK¦SelectPro¦VDI3805¦Internet_EU |  |  | R513+LR24A | Characterised control valve | 1400 kPa | 200 kPa |  | EU\Inbox\Combinations\Folder..4/..5\ | 34
128034 | R513/LR24A | R513/LR24A |  | R513 | / | LR24A | Standard actuator | 1 | Scenario 2 |  | PPK¦SelectPro¦VDI3805¦Internet_EU |  |  | R513/LR24A | Characterised control valve | 1400 kPa | 200 kPa |  | EU\Inbox\Combinations\Folder..4/..5\ | 33
128035 | R513+LR24A-S | R513+LR24A-S |  | R513 | + | LR24A-S | Standard actuator | 0 | Scenario 2 |  | PPK¦SelectPro¦VDI3805¦Internet_EU |  |  | R513+LR24A-S | Characterised control valve | 1400 kPa | 200 kPa |  | EU\Inbox\Combinations\Folder..4/..5\ | 33
128036 | R513/LR24A-S | R513/LR24A-S |  | R513 | / | LR24A-S | Standard actuator | 0 | Scenario 2 |  | PPK¦SelectPro¦VDI3805¦Internet_EU |  |  | R513/LR24A-S | Characterised control valve | 1400 kPa | 200 kPa |  | EU\Inbox\Combinations\Folder..4/..5\ | 33
128733 | H619S+LV24A-TPC | H619S+LV24A-TPC |  | H619S | + | LV24A-TPC | Standard actuator | 0 | Scenario 2 |  | PPK¦SelectPro¦VDI3805¦Internet_EU |  |  | H619S+LV24A-TPC | Globe valve | 800 kPa | 800 kPa |  | EU\Inbox\Combinations\Folder..6/..7\ | 30
128734 | H619S/LV24A-TPC | H619S/LV24A-TPC |  | H619S | / | LV24A-TPC | Standard actuator | 0 | Scenario 2 |  | PPK¦SelectPro¦VDI3805¦Internet_EU |  |  | H619S/LV24A-TPC | Globe valve | 800 kPa | 800 kPa |  | EU\Inbox\Combinations\Folder..6/..7\ | 30
128739 | H620N+LV230A-TPC | H620N+LV230A-TPC |  | H620N | + | LV230A-TPC | Standard actuator | 1 | Scenario 2 |  | PPK¦SelectPro¦VDI3805¦Internet_EU |  |  | H620N+LV230A-TPC | Globe valve | 900 kPa | 400 kPa |  | EU\Inbox\Combinations\Folder..6/..7\ | 32
128740 | H620N/LV230A-TPC | H620N/LV230A-TPC |  | H620N | / | LV230A-TPC | Standard actuator | 1 | Scenario 2 |  | PPK¦SelectPro¦VDI3805¦Internet_EU |  |  | H620N/LV230A-TPC | Globe valve | 900 kPa | 400 kPa |  | EU\Inbox\Combinations\Folder..6/..7\ | 32
128743 | H620N+LV24A-TPC | H620N+LV24A-TPC |  | H620N | + | LV24A-TPC | Standard actuator | 1 | Scenario 2 |  | PPK¦SelectPro¦VDI3805¦Internet_EU |  |  | H620N+LV24A-TPC | Globe valve | 900 kPa | 400 kPa |  | EU\Inbox\Combinations\Folder..6/..7\ | 30
128744 | H620N/LV24A-TPC | H620N/LV24A-TPC |  | H620N | / | LV24A-TPC | Standard actuator | 1 | Scenario 2 |  | PPK¦SelectPro¦VDI3805¦Internet_EU |  |  | H620N/LV24A-TPC | Globe valve | 900 kPa | 400 kPa |  | EU\Inbox\Combinations\Folder..6/..7\ | 30
128749 | H620R+LV230A-TPC | H620R+LV230A-TPC |  | H620R | + | LV230A-TPC | Standard actuator | 1 | Scenario 2 |  | PPK¦SelectPro¦VDI3805¦Internet_EU |  |  | H620R+LV230A-TPC | Globe valve | 600 kPa | 400 kPa |  | EU\Inbox\Combinations\Folder..6/..7\ | 32
128750 | H620R/LV230A-TPC | H620R/LV230A-TPC |  | H620R | / | LV230A-TPC | Standard actuator | 1 | Scenario 2 |  | PPK¦SelectPro¦VDI3805¦Internet_EU |  |  | H620R/LV230A-TPC | Globe valve | 600 kPa | 400 kPa |  | EU\Inbox\Combinations\Folder..6/..7\ | 32
128753 | H620R+LV24A-TPC | H620R+LV24A-TPC |  | H620R | + | LV24A-TPC | Standard actuator | 1 | Scenario 2 |  | PPK¦SelectPro¦VDI3805¦Internet_EU |  |  | H620R+LV24A-TPC | Globe valve | 600 kPa | 400 kPa |  | EU\Inbox\Combinations\Folder..6/..7\ | 30
128754 | H620R/LV24A-TPC | H620R/LV24A-TPC |  | H620R | / | LV24A-TPC | Standard actuator | 1 | Scenario 2 |  | PPK¦SelectPro¦VDI3805¦Internet_EU |  |  | H620R/LV24A-TPC | Globe valve | 600 kPa | 400 kPa |  | EU\Inbox\Combinations\Folder..6/..7\ | 30
128759 | H620S+LV230A-TPC | H620S+LV230A-TPC |  | H620S | + | LV230A-TPC | Standard actuator | 0 | Scenario 2 |  | PPK¦SelectPro¦VDI3805¦Internet_EU |  |  | H620S+LV230A-TPC | Globe valve | 800 kPa | 800 kPa |  | EU\Inbox\Combinations\Folder..6/..7\ | 32
128760 | H620S/LV230A-TPC | H620S/LV230A-TPC |  | H620S | / | LV230A-TPC | Standard actuator | 0 | Scenario 2 |  | PPK¦SelectPro¦VDI3805¦Internet_EU |  |  | H620S/LV230A-TPC | Globe valve | 800 kPa | 800 kPa |  | EU\Inbox\Combinations\Folder..6/..7\ | 32
128763 | H620S+LV24A-TPC | H620S+LV24A-TPC |  | H620S | + | LV24A-TPC | Standard actuator | 0 | Scenario 2 |  | PPK¦SelectPro¦VDI3805¦Internet_EU |  |  | H620S+LV24A-TPC | Globe valve | 800 kPa | 800 kPa |  | EU\Inbox\Combinations\Folder..6/..7\ | 30
128764 | H620S/LV24A-TPC | H620S/LV24A-TPC |  | H620S | / | LV24A-TPC | Standard actuator | 0 | Scenario 2 |  | PPK¦SelectPro¦VDI3805¦Internet_EU |  |  | H620S/LV24A-TPC | Globe valve | 800 kPa | 800 kPa |  | EU\Inbox\Combinations\Folder..6/..7\ | 30
128769 | H624S+LV230A-TPC | H624S+LV230A-TPC |  | H624S | + | LV230A-TPC | Standard actuator | 0 | Scenario 2 |  | PPK¦SelectPro¦VDI3805¦Internet_EU |  |  | H624S+LV230A-TPC | Globe valve | 450 kPa | 450 kPa |  | EU\Inbox\Combinations\Folder..6/..7\ | 32
128770 | H624S/LV230A-TPC | H624S/LV230A-TPC |  | H624S | / | LV230A-TPC | Standard actuator | 0 | Scenario 2 |  | PPK¦SelectPro¦VDI3805¦Internet_EU |  |  | H624S/LV230A-TPC | Globe valve | 450 kPa | 450 kPa |  | EU\Inbox\Combinations\Folder..6/..7\ | 32
128773 | H624S+LV24A-TPC | H624S+LV24A-TPC |  | H624S | + | LV24A-TPC | Standard actuator | 0 | Scenario 2 |  | PPK¦SelectPro¦VDI3805¦Internet_EU |  |  | H624S+LV24A-TPC | Globe valve | 450 kPa | 450 kPa |  | EU\Inbox\Combinations\Folder..6/..7\ | 30
128774 | H624S/LV24A-TPC | H624S/LV24A-TPC |  | H624S | / | LV24A-TPC | Standard actuator | 0 | Scenario 2 |  | PPK¦SelectPro¦VDI3805¦Internet_EU |  |  | H624S/LV24A-TPC | Globe valve | 450 kPa | 450 kPa |  | EU\Inbox\Combinations\Folder..6/..7\ | 30
128779 | H625N+LV230A-TPC | H625N+LV230A-TPC |  | H625N | + | LV230A-TPC | Standard actuator | 1 | Scenario 2 |  | PPK¦SelectPro¦VDI3805¦Internet_EU |  |  | H625N+LV230A-TPC | Globe valve | 500 kPa | 400 kPa |  | EU\Inbox\Combinations\Folder..6/..7\ | 32
128780 | H625N/LV230A-TPC | H625N/LV230A-TPC |  | H625N | / | LV230A-TPC | Standard actuator | 1 | Scenario 2 |  | PPK¦SelectPro¦VDI3805¦Internet_EU |  |  | H625N/LV230A-TPC | Globe valve | 500 kPa | 400 kPa |  | EU\Inbox\Combinations\Folder..6/..7\ | 32
128783 | H625N+LV24A-TPC | H625N+LV24A-TPC |  | H625N | + | LV24A-TPC | Standard actuator | 1 | Scenario 2 |  | PPK¦SelectPro¦VDI3805¦Internet_EU |  |  | H625N+LV24A-TPC | Globe valve | 500 kPa | 400 kPa |  | EU\Inbox\Combinations\Folder..6/..7\ | 30
128784 | H625N/LV24A-TPC | H625N/LV24A-TPC |  | H625N | / | LV24A-TPC | Standard actuator | 1 | Scenario 2 |  | PPK¦SelectPro¦VDI3805¦Internet_EU |  |  | H625N/LV24A-TPC | Globe valve | 500 kPa | 400 kPa |  | EU\Inbox\Combinations\Folder..6/..7\ | 30
128789 | H625R+LV230A-TPC | H625R+LV230A-TPC |  | H625R | + | LV230A-TPC | Standard actuator | 1 | Scenario 2 |  | PPK¦SelectPro¦VDI3805¦Internet_EU |  |  | H625R+LV230A-TPC | Globe valve | 500 kPa | 400 kPa |  | EU\Inbox\Combinations\Folder..6/..7\ | 32
128790 | H625R/LV230A-TPC | H625R/LV230A-TPC |  | H625R | / | LV230A-TPC | Standard actuator | 1 | Scenario 2 |  | PPK¦SelectPro¦VDI3805¦Internet_EU |  |  | H625R/LV230A-TPC | Globe valve | 500 kPa | 400 kPa |  | EU\Inbox\Combinations\Folder..6/..7\ | 32
128793 | H625R+LV24A-TPC | H625R+LV24A-TPC |  | H625R | + | LV24A-TPC | Standard actuator | 1 | Scenario 2 |  | PPK¦SelectPro¦VDI3805¦Internet_EU |  |  | H625R+LV24A-TPC | Globe valve | 500 kPa | 400 kPa |  | EU\Inbox\Combinations\Folder..6/..7\ | 30
128794 | H625R/LV24A-TPC | H625R/LV24A-TPC |  | H625R | / | LV24A-TPC | Standard actuator | 1 | Scenario 2 |  | PPK¦SelectPro¦VDI3805¦Internet_EU |  |  | H625R/LV24A-TPC | Globe valve | 500 kPa | 400 kPa |  | EU\Inbox\Combinations\Folder..6/..7\ | 30
128799 | H625S+LV230A-TPC | H625S+LV230A-TPC |  | H625S | + | LV230A-TPC | Standard actuator | 0 | Scenario 2 |  | PPK¦SelectPro¦VDI3805¦Internet_EU |  |  | H625S+LV230A-TPC | Globe valve | 450 kPa | 450 kPa |  | EU\Inbox\Combinations\Folder..6/..7\ | 32
128800 | H625S/LV230A-TPC | H625S/LV230A-TPC |  | H625S | / | LV230A-TPC | Standard actuator | 0 | Scenario 2 |  | PPK¦SelectPro¦VDI3805¦Internet_EU |  |  | H625S/LV230A-TPC | Globe valve | 450 kPa | 450 kPa |  | EU\Inbox\Combinations\Folder..6/..7\ | 32
128803 | H625S+LV24A-TPC | H625S+LV24A-TPC |  | H625S | + | LV24A-TPC | Standard actuator | 0 | Scenario 2 |  | PPK¦SelectPro¦VDI3805¦Internet_EU |  |  | H625S+LV24A-TPC | Globe valve | 450 kPa | 450 kPa |  | EU\Inbox\Combinations\Folder..6/..7\ | 30
128804 | H625S/LV24A-TPC | H625S/LV24A-TPC |  | H625S | / | LV24A-TPC | Standard actuator | 0 | Scenario 2 |  | PPK¦SelectPro¦VDI3805¦Internet_EU |  |  | H625S/LV24A-TPC | Globe valve | 450 kPa | 450 kPa |  | EU\Inbox\Combinations\Folder..6/..7\ | 30
128809 | H632N+LV230A-TPC | H632N+LV230A-TPC |  | H632N | + | LV230A-TPC | Standard actuator | 0 | Scenario 2 |  | PPK¦SelectPro¦VDI3805¦Internet_EU |  |  | H632N+LV230A-TPC | Globe valve | 350 kPa | 350 kPa |  | EU\Inbox\Combinations\Folder..6/..7\ | 32
128810 | H632N/LV230A-TPC | H632N/LV230A-TPC |  | H632N | / | LV230A-TPC | Standard actuator | 0 | Scenario 2 |  | PPK¦SelectPro¦VDI3805¦Internet_EU |  |  | H632N/LV230A-TPC | Globe valve | 350 kPa | 350 kPa |  | EU\Inbox\Combinations\Folder..6/..7\ | 32
128813 | H632N+LV24A-TPC | H632N+LV24A-TPC |  | H632N | + | LV24A-TPC | Standard actuator | 0 | Scenario 2 |  | PPK¦SelectPro¦VDI3805¦Internet_EU |  |  | H632N+LV24A-TPC | Globe valve | 350 kPa | 350 kPa |  | EU\Inbox\Combinations\Folder..6/..7\ | 30
128814 | H632N/LV24A-TPC | H632N/LV24A-TPC |  | H632N | / | LV24A-TPC | Standard actuator | 0 | Scenario 2 |  | PPK¦SelectPro¦VDI3805¦Internet_EU |  |  | H632N/LV24A-TPC | Globe valve | 350 kPa | 350 kPa |  | EU\Inbox\Combinations\Folder..6/..7\ | 30
128819 | H632R+LV230A-TPC | H632R+LV230A-TPC |  | H632R | + | LV230A-TPC | Standard actuator | 0 | Scenario 2 |  | PPK¦SelectPro¦VDI3805¦Internet_EU |  |  | H632R+LV230A-TPC | Globe valve | 350 kPa | 350 kPa |  | EU\Inbox\Combinations\Folder..6/..7\ | 32
128820 | H632R/LV230A-TPC | H632R/LV230A-TPC |  | H632R | / | LV230A-TPC | Standard actuator | 0 | Scenario 2 |  | PPK¦SelectPro¦VDI3805¦Internet_EU |  |  | H632R/LV230A-TPC | Globe valve | 350 kPa | 350 kPa |  | EU\Inbox\Combinations\Folder..6/..7\ | 32
128823 | H632R+LV24A-TPC | H632R+LV24A-TPC |  | H632R | + | LV24A-TPC | Standard actuator | 0 | Scenario 2 |  | PPK¦SelectPro¦VDI3805¦Internet_EU |  |  | H632R+LV24A-TPC | Globe valve | 350 kPa | 350 kPa |  | EU\Inbox\Combinations\Folder..6/..7\ | 30
128824 | H632R/LV24A-TPC | H632R/LV24A-TPC |  | H632R | / | LV24A-TPC | Standard actuator | 0 | Scenario 2 |  | PPK¦SelectPro¦VDI3805¦Internet_EU |  |  | H632R/LV24A-TPC | Globe valve | 350 kPa | 350 kPa |  | EU\Inbox\Combinations\Folder..6/..7\ | 30
128829 | H632S+LV230A-TPC | H632S+LV230A-TPC |  | H632S | + | LV230A-TPC | Standard actuator | 0 | Scenario 2 |  | PPK¦SelectPro¦VDI3805¦Internet_EU |  |  | H632S+LV230A-TPC | Globe valve | 300 kPa | 300 kPa |  | EU\Inbox\Combinations\Folder..6/..7\ | 32
128830 | H632S/LV230A-TPC | H632S/LV230A-TPC |  | H632S | / | LV230A-TPC | Standard actuator | 0 | Scenario 2 |  | PPK¦SelectPro¦VDI3805¦Internet_EU |  |  | H632S/LV230A-TPC | Globe valve | 300 kPa | 300 kPa |  | EU\Inbox\Combinations\Folder..6/..7\ | 32
128833 | H632S+LV24A-TPC | H632S+LV24A-TPC |  | H632S | + | LV24A-TPC | Standard actuator | 0 | Scenario 2 |  | PPK¦SelectPro¦VDI3805¦Internet_EU |  |  | H632S+LV24A-TPC | Globe valve | 300 kPa | 300 kPa |  | EU\Inbox\Combinations\Folder..6/..7\ | 30
128834 | H632S/LV24A-TPC | H632S/LV24A-TPC |  | H632S | / | LV24A-TPC | Standard actuator | 0 | Scenario 2 |  | PPK¦SelectPro¦VDI3805¦Internet_EU |  |  | H632S/LV24A-TPC | Globe valve | 300 kPa | 300 kPa |  | EU\Inbox\Combinations\Folder..6/..7\ | 30
128839 | H640N+LV230A-TPC | H640N+LV230A-TPC |  | H640N | + | LV230A-TPC | Standard actuator | 0 | Scenario 2 |  | PPK¦SelectPro¦VDI3805¦Internet_EU |  |  | H640N+LV230A-TPC | Globe valve | 150 kPa | 150 kPa |  | EU\Inbox\Combinations\Folder..6/..7\ | 32
128840 | H640N/LV230A-TPC | H640N/LV230A-TPC |  | H640N | / | LV230A-TPC | Standard actuator | 0 | Scenario 2 |  | PPK¦SelectPro¦VDI3805¦Internet_EU |  |  | H640N/LV230A-TPC | Globe valve | 150 kPa | 150 kPa |  | EU\Inbox\Combinations\Folder..6/..7\ | 32
128843 | H640N+LV24A-TPC | H640N+LV24A-TPC |  | H640N | + | LV24A-TPC | Standard actuator | 0 | Scenario 2 |  | PPK¦SelectPro¦VDI3805¦Internet_EU |  |  | H640N+LV24A-TPC | Globe valve | 150 kPa | 150 kPa |  | EU\Inbox\Combinations\Folder..6/..7\ | 30
128844 | H640N/LV24A-TPC | H640N/LV24A-TPC |  | H640N | / | LV24A-TPC | Standard actuator | 0 | Scenario 2 |  | PPK¦SelectPro¦VDI3805¦Internet_EU |  |  | H640N/LV24A-TPC | Globe valve | 150 kPa | 150 kPa |  | EU\Inbox\Combinations\Folder..6/..7\ | 30
128849 | H640R+LV230A-TPC | H640R+LV230A-TPC |  | H640R | + | LV230A-TPC | Standard actuator | 0 | Scenario 2 |  | PPK¦SelectPro¦VDI3805¦Internet_EU |  |  | H640R+LV230A-TPC | Globe valve | 150 kPa | 150 kPa |  | EU\Inbox\Combinations\Folder..6/..7\ | 32
128850 | H640R/LV230A-TPC | H640R/LV230A-TPC |  | H640R | / | LV230A-TPC | Standard actuator | 0 | Scenario 2 |  | PPK¦SelectPro¦VDI3805¦Internet_EU |  |  | H640R/LV230A-TPC | Globe valve | 150 kPa | 150 kPa |  | EU\Inbox\Combinations\Folder..6/..7\ | 32
128853 | H640R+LV24A-TPC | H640R+LV24A-TPC |  | H640R | + | LV24A-TPC | Standard actuator | 0 | Scenario 2 |  | PPK¦SelectPro¦VDI3805¦Internet_EU |  |  | H640R+LV24A-TPC | Globe valve | 150 kPa | 150 kPa |  | EU\Inbox\Combinations\Folder..6/..7\ | 30
128854 | H640R/LV24A-TPC | H640R/LV24A-TPC |  | H640R | / | LV24A-TPC | Standard actuator | 0 | Scenario 2 |  | PPK¦SelectPro¦VDI3805¦Internet_EU |  |  | H640R/LV24A-TPC | Globe valve | 150 kPa | 150 kPa |  | EU\Inbox\Combinations\Folder..6/..7\ | 30
128859 | H640S+LV230A-TPC | H640S+LV230A-TPC |  | H640S | + | LV230A-TPC | Standard actuator | 0 | Scenario 2 |  | PPK¦SelectPro¦VDI3805¦Internet_EU |  |  | H640S+LV230A-TPC | Globe valve | 140 kPa | 140 kPa |  | EU\Inbox\Combinations\Folder..6/..7\ | 32
128860 | H640S/LV230A-TPC | H640S/LV230A-TPC |  | H640S | / | LV230A-TPC | Standard actuator | 0 | Scenario 2 |  | PPK¦SelectPro¦VDI3805¦Internet_EU |  |  | H640S/LV230A-TPC | Globe valve | 140 kPa | 140 kPa |  | EU\Inbox\Combinations\Folder..6/..7\ | 32
128863 | H640S+LV24A-TPC | H640S+LV24A-TPC |  | H640S | + | LV24A-TPC | Standard actuator | 0 | Scenario 2 |  | PPK¦SelectPro¦VDI3805¦Internet_EU |  |  | H640S+LV24A-TPC | Globe valve | 140 kPa | 140 kPa |  | EU\Inbox\Combinations\Folder..6/..7\ | 30
128864 | H640S/LV24A-TPC | H640S/LV24A-TPC |  | H640S | / | LV24A-TPC | Standard actuator | 0 | Scenario 2 |  | PPK¦SelectPro¦VDI3805¦Internet_EU |  |  | H640S/LV24A-TPC | Globe valve | 140 kPa | 140 kPa |  | EU\Inbox\Combinations\Folder..6/..7\ | 30
128869 | H650N+LV230A-TPC | H650N+LV230A-TPC |  | H650N | + | LV230A-TPC | Standard actuator | 0 | Scenario 2 |  | PPK¦SelectPro¦VDI3805¦Internet_EU |  |  | H650N+LV230A-TPC | Globe valve | 70 kPa | 70 kPa |  | EU\Inbox\Combinations\Folder..6/..7\ | 32
128870 | H650N/LV230A-TPC | H650N/LV230A-TPC |  | H650N | / | LV230A-TPC | Standard actuator | 0 | Scenario 2 |  | PPK¦SelectPro¦VDI3805¦Internet_EU |  |  | H650N/LV230A-TPC | Globe valve | 70 kPa | 70 kPa |  | EU\Inbox\Combinations\Folder..6/..7\ | 32
128873 | H650N+LV24A-TPC | H650N+LV24A-TPC |  | H650N | + | LV24A-TPC | Standard actuator | 0 | Scenario 2 |  | PPK¦SelectPro¦VDI3805¦Internet_EU |  |  | H650N+LV24A-TPC | Globe valve | 70 kPa | 70 kPa |  | EU\Inbox\Combinations\Folder..6/..7\ | 31
128874 | H650N/LV24A-TPC | H650N/LV24A-TPC |  | H650N | / | LV24A-TPC | Standard actuator | 0 | Scenario 2 |  | PPK¦SelectPro¦VDI3805¦Internet_EU |  |  | H650N/LV24A-TPC | Globe valve | 70 kPa | 70 kPa |  | EU\Inbox\Combinations\Folder..6/..7\ | 30
128879 | H650R+LV230A-TPC | H650R+LV230A-TPC |  | H650R | + | LV230A-TPC | Standard actuator | 0 | Scenario 2 |  | PPK¦SelectPro¦VDI3805¦Internet_EU |  |  | H650R+LV230A-TPC | Globe valve | 70 kPa | 70 kPa |  | EU\Inbox\Combinations\Folder..6/..7\ | 32
128880 | H650R/LV230A-TPC | H650R/LV230A-TPC |  | H650R | / | LV230A-TPC | Standard actuator | 0 | Scenario 2 |  | PPK¦SelectPro¦VDI3805¦Internet_EU |  |  | H650R/LV230A-TPC | Globe valve | 70 kPa | 70 kPa |  | EU\Inbox\Combinations\Folder..6/..7\ | 32
128883 | H650R+LV24A-TPC | H650R+LV24A-TPC |  | H650R | + | LV24A-TPC | Standard actuator | 0 | Scenario 2 |  | PPK¦SelectPro¦VDI3805¦Internet_EU |  |  | H650R+LV24A-TPC | Globe valve | 70 kPa | 70 kPa |  | EU\Inbox\Combinations\Folder..6/..7\ | 30
128884 | H650R/LV24A-TPC | H650R/LV24A-TPC |  | H650R | / | LV24A-TPC | Standard actuator | 0 | Scenario 2 |  | PPK¦SelectPro¦VDI3805¦Internet_EU |  |  | H650R/LV24A-TPC | Globe valve | 70 kPa | 70 kPa |  | EU\Inbox\Combinations\Folder..6/..7\ | 30
128889 | H650S+LV230A-TPC | H650S+LV230A-TPC |  | H650S | + | LV230A-TPC | Standard actuator | 0 | Scenario 2 |  | PPK¦SelectPro¦VDI3805¦Internet_EU |  |  | H650S+LV230A-TPC | Globe valve | 60 kPa | 60 kPa |  | EU\Inbox\Combinations\Folder..6/..7\ | 32
128890 | H650S/LV230A-TPC | H650S/LV230A-TPC |  | H650S | / | LV230A-TPC | Standard actuator | 0 | Scenario 2 |  | PPK¦SelectPro¦VDI3805¦Internet_EU |  |  | H650S/LV230A-TPC | Globe valve | 60 kPa | 60 kPa |  | EU\Inbox\Combinations\Folder..6/..7\ | 32
128893 | H650S+LV24A-TPC | H650S+LV24A-TPC |  | H650S | + | LV24A-TPC | Standard actuator | 0 | Scenario 2 |  | PPK¦SelectPro¦VDI3805¦Internet_EU |  |  | H650S+LV24A-TPC | Globe valve | 60 kPa | 60 kPa |  | EU\Inbox\Combinations\Folder..6/..7\ | 30
128894 | H650S/LV24A-TPC | H650S/LV24A-TPC |  | H650S | / | LV24A-TPC | Standard actuator | 0 | Scenario 2 |  | PPK¦SelectPro¦VDI3805¦Internet_EU |  |  | H650S/LV24A-TPC | Globe valve | 60 kPa | 60 kPa |  | EU\Inbox\Combinations\Folder..6/..7\ | 30
128899 | H711N+LV230A-TPC | H711N+LV230A-TPC |  | H711N | + | LV230A-TPC | Standard actuator | 1 | Scenario 2 |  | PPK¦SelectPro¦VDI3805¦Internet_EU |  |  | H711N+LV230A-TPC | Globe valve | 1300 kPa | 400 kPa |  | EU\Inbox\Combinations\Folder..6/..7\ | 32
128900 | H711N/LV230A-TPC | H711N/LV230A-TPC |  | H711N | / | LV230A-TPC | Standard actuator | 1 | Scenario 2 |  | PPK¦SelectPro¦VDI3805¦Internet_EU |  |  | H711N/LV230A-TPC | Globe valve | 1300 kPa | 400 kPa |  | EU\Inbox\Combinations\Folder..6/..7\ | 32
128903 | H711N+LV24A-TPC | H711N+LV24A-TPC |  | H711N | + | LV24A-TPC | Standard actuator | 1 | Scenario 2 |  | PPK¦SelectPro¦VDI3805¦Internet_EU |  |  | H711N+LV24A-TPC | Globe valve | 1300 kPa | 400 kPa |  | EU\Inbox\Combinations\Folder..6/..7\ | 30
128904 | H711N/LV24A-TPC | H711N/LV24A-TPC |  | H711N | / | LV24A-TPC | Standard actuator | 1 | Scenario 2 |  | PPK¦SelectPro¦VDI3805¦Internet_EU |  |  | H711N/LV24A-TPC | Globe valve | 1300 kPa | 400 kPa |  | EU\Inbox\Combinations\Folder..6/..7\ | 30
128909 | H711R+LV230A-TPC | H711R+LV230A-TPC |  | H711R | + | LV230A-TPC | Standard actuator | 1 | Scenario 2 |  | PPK¦SelectPro¦VDI3805¦Internet_EU |  |  | H711R+LV230A-TPC | Globe valve | 600 kPa | 400 kPa |  | EU\Inbox\Combinations\Folder..6/..7\ | 32
128910 | H711R/LV230A-TPC | H711R/LV230A-TPC |  | H711R | / | LV230A-TPC | Standard actuator | 1 | Scenario 2 |  | PPK¦SelectPro¦VDI3805¦Internet_EU |  |  | H711R/LV230A-TPC | Globe valve | 600 kPa | 400 kPa |  | EU\Inbox\Combinations\Folder..6/..7\ | 32
128913 | H711R+LV24A-TPC | H711R+LV24A-TPC |  | H711R | + | LV24A-TPC | Standard actuator | 1 | Scenario 2 |  | PPK¦SelectPro¦VDI3805¦Internet_EU |  |  | H711R+LV24A-TPC | Globe valve | 600 kPa | 400 kPa |  | EU\Inbox\Combinations\Folder..6/..7\ | 30
128914 | H711R/LV24A-TPC | H711R/LV24A-TPC |  | H711R | / | LV24A-TPC | Standard actuator | 1 | Scenario 2 |  | PPK¦SelectPro¦VDI3805¦Internet_EU |  |  | H711R/LV24A-TPC | Globe valve | 600 kPa | 400 kPa |  | EU\Inbox\Combinations\Folder..6/..7\ | 30
128919 | H712N+LV230A-TPC | H712N+LV230A-TPC |  | H712N | + | LV230A-TPC | Standard actuator | 1 | Scenario 2 |  | PPK¦SelectPro¦VDI3805¦Internet_EU |  |  | H712N+LV230A-TPC | Globe valve | 1300 kPa | 400 kPa |  | EU\Inbox\Combinations\Folder..6/..7\ | 32
128920 | H712N/LV230A-TPC | H712N/LV230A-TPC |  | H712N | / | LV230A-TPC | Standard actuator | 1 | Scenario 2 |  | PPK¦SelectPro¦VDI3805¦Internet_EU |  |  | H712N/LV230A-TPC | Globe valve | 1300 kPa | 400 kPa |  | EU\Inbox\Combinations\Folder..6/..7\ | 32
128923 | H712N+LV24A-TPC | H712N+LV24A-TPC |  | H712N | + | LV24A-TPC | Standard actuator | 1 | Scenario 2 |  | PPK¦SelectPro¦VDI3805¦Internet_EU |  |  | H712N+LV24A-TPC | Globe valve | 1300 kPa | 400 kPa |  | EU\Inbox\Combinations\Folder..6/..7\ | 30
128924 | H712N/LV24A-TPC | H712N/LV24A-TPC |  | H712N | / | LV24A-TPC | Standard actuator | 1 | Scenario 2 |  | PPK¦SelectPro¦VDI3805¦Internet_EU |  |  | H712N/LV24A-TPC | Globe valve | 1300 kPa | 400 kPa |  | EU\Inbox\Combinations\Folder..6/..7\ | 30
128929 | H712R+LV230A-TPC | H712R+LV230A-TPC |  | H712R | + | LV230A-TPC | Standard actuator | 1 | Scenario 2 |  | PPK¦SelectPro¦VDI3805¦Internet_EU |  |  | H712R+LV230A-TPC | Globe valve | 600 kPa | 400 kPa |  | EU\Inbox\Combinations\Folder..6/..7\ | 32
128930 | H712R/LV230A-TPC | H712R/LV230A-TPC |  | H712R | / | LV230A-TPC | Standard actuator | 1 | Scenario 2 |  | PPK¦SelectPro¦VDI3805¦Internet_EU |  |  | H712R/LV230A-TPC | Globe valve | 600 kPa | 400 kPa |  | EU\Inbox\Combinations\Folder..6/..7\ | 32
128933 | H712R+LV24A-TPC | H712R+LV24A-TPC |  | H712R | + | LV24A-TPC | Standard actuator | 1 | Scenario 2 |  | PPK¦SelectPro¦VDI3805¦Internet_EU |  |  | H712R+LV24A-TPC | Globe valve | 600 kPa | 400 kPa |  | EU\Inbox\Combinations\Folder..6/..7\ | 30
128934 | H712R/LV24A-TPC | H712R/LV24A-TPC |  | H712R | / | LV24A-TPC | Standard actuator | 1 | Scenario 2 |  | PPK¦SelectPro¦VDI3805¦Internet_EU |  |  | H712R/LV24A-TPC | Globe valve | 600 kPa | 400 kPa |  | EU\Inbox\Combinations\Folder..6/..7\ | 29
128939 | H713N+LV230A-TPC | H713N+LV230A-TPC |  | H713N | + | LV230A-TPC | Standard actuator | 1 | Scenario 2 |  | PPK¦SelectPro¦VDI3805¦Internet_EU |  |  | H713N+LV230A-TPC | Globe valve | 1300 kPa | 400 kPa |  | EU\Inbox\Combinations\Folder..6/..7\ | 32
128940 | H713N/LV230A-TPC | H713N/LV230A-TPC |  | H713N | / | LV230A-TPC | Standard actuator | 1 | Scenario 2 |  | PPK¦SelectPro¦VDI3805¦Internet_EU |  |  | H713N/LV230A-TPC | Globe valve | 1300 kPa | 400 kPa |  | EU\Inbox\Combinations\Folder..6/..7\ | 32
128943 | H713N+LV24A-TPC | H713N+LV24A-TPC |  | H713N | + | LV24A-TPC | Standard actuator | 1 | Scenario 2 |  | PPK¦SelectPro¦VDI3805¦Internet_EU |  |  | H713N+LV24A-TPC | Globe valve | 1300 kPa | 400 kPa |  | EU\Inbox\Combinations\Folder..6/..7\ | 29
128944 | H713N/LV24A-TPC | H713N/LV24A-TPC |  | H713N | / | LV24A-TPC | Standard actuator | 1 | Scenario 2 |  | PPK¦SelectPro¦VDI3805¦Internet_EU |  |  | H713N/LV24A-TPC | Globe valve | 1300 kPa | 400 kPa |  | EU\Inbox\Combinations\Folder..6/..7\ | 29
128949 | H713R+LV230A-TPC | H713R+LV230A-TPC |  | H713R | + | LV230A-TPC | Standard actuator | 1 | Scenario 2 |  | PPK¦SelectPro¦VDI3805¦Internet_EU |  |  | H713R+LV230A-TPC | Globe valve | 600 kPa | 400 kPa |  | EU\Inbox\Combinations\Folder..6/..7\ | 32
128950 | H713R/LV230A-TPC | H713R/LV230A-TPC |  | H713R | / | LV230A-TPC | Standard actuator | 1 | Scenario 2 |  | PPK¦SelectPro¦VDI3805¦Internet_EU |  |  | H713R/LV230A-TPC | Globe valve | 600 kPa | 400 kPa |  | EU\Inbox\Combinations\Folder..6/..7\ | 32
128953 | H713R+LV24A-TPC | H713R+LV24A-TPC |  | H713R | + | LV24A-TPC | Standard actuator | 1 | Scenario 2 |  | PPK¦SelectPro¦VDI3805¦Internet_EU |  |  | H713R+LV24A-TPC | Globe valve | 600 kPa | 400 kPa |  | EU\Inbox\Combinations\Folder..6/..7\ | 29
128954 | H713R/LV24A-TPC | H713R/LV24A-TPC |  | H713R | / | LV24A-TPC | Standard actuator | 1 | Scenario 2 |  | PPK¦SelectPro¦VDI3805¦Internet_EU |  |  | H713R/LV24A-TPC | Globe valve | 600 kPa | 400 kPa |  | EU\Inbox\Combinations\Folder..6/..7\ | 29
128959 | H714N+LV230A-TPC | H714N+LV230A-TPC |  | H714N | + | LV230A-TPC | Standard actuator | 1 | Scenario 2 |  | PPK¦SelectPro¦VDI3805¦Internet_EU |  |  | H714N+LV230A-TPC | Globe valve | 1300 kPa | 400 kPa |  | EU\Inbox\Combinations\Folder..6/..7\ | 32
128960 | H714N/LV230A-TPC | H714N/LV230A-TPC |  | H714N | / | LV230A-TPC | Standard actuator | 1 | Scenario 2 |  | PPK¦SelectPro¦VDI3805¦Internet_EU |  |  | H714N/LV230A-TPC | Globe valve | 1300 kPa | 400 kPa |  | EU\Inbox\Combinations\Folder..6/..7\ | 32
128963 | H714N+LV24A-TPC | H714N+LV24A-TPC |  | H714N | + | LV24A-TPC | Standard actuator | 1 | Scenario 2 |  | PPK¦SelectPro¦VDI3805¦Internet_EU |  |  | H714N+LV24A-TPC | Globe valve | 1300 kPa | 400 kPa |  | EU\Inbox\Combinations\Folder..6/..7\ | 29
128964 | H714N/LV24A-TPC | H714N/LV24A-TPC |  | H714N | / | LV24A-TPC | Standard actuator | 1 | Scenario 2 |  | PPK¦SelectPro¦VDI3805¦Internet_EU |  |  | H714N/LV24A-TPC | Globe valve | 1300 kPa | 400 kPa |  | EU\Inbox\Combinations\Folder..6/..7\ | 29
128969 | H714R+LV230A-TPC | H714R+LV230A-TPC |  | H714R | + | LV230A-TPC | Standard actuator | 1 | Scenario 2 |  | PPK¦SelectPro¦VDI3805¦Internet_EU |  |  | H714R+LV230A-TPC | Globe valve | 600 kPa | 400 kPa |  | EU\Inbox\Combinations\Folder..6/..7\ | 32
128970 | H714R/LV230A-TPC | H714R/LV230A-TPC |  | H714R | / | LV230A-TPC | Standard actuator | 1 | Scenario 2 |  | PPK¦SelectPro¦VDI3805¦Internet_EU |  |  | H714R/LV230A-TPC | Globe valve | 600 kPa | 400 kPa |  | EU\Inbox\Combinations\Folder..6/..7\ | 32
128973 | H714R+LV24A-TPC | H714R+LV24A-TPC |  | H714R | + | LV24A-TPC | Standard actuator | 1 | Scenario 2 |  | PPK¦SelectPro¦VDI3805¦Internet_EU |  |  | H714R+LV24A-TPC | Globe valve | 600 kPa | 400 kPa |  | EU\Inbox\Combinations\Folder..6/..7\ | 29
128974 | H714R/LV24A-TPC | H714R/LV24A-TPC |  | H714R | / | LV24A-TPC | Standard actuator | 1 | Scenario 2 |  | PPK¦SelectPro¦VDI3805¦Internet_EU |  |  | H714R/LV24A-TPC | Globe valve | 600 kPa | 400 kPa |  | EU\Inbox\Combinations\Folder..6/..7\ | 29
128979 | H715N+LV230A-TPC | H715N+LV230A-TPC |  | H715N | + | LV230A-TPC | Standard actuator | 1 | Scenario 2 |  | PPK¦SelectPro¦VDI3805¦Internet_EU |  |  | H715N+LV230A-TPC | Globe valve | 1300 kPa | 400 kPa |  | EU\Inbox\Combinations\Folder..6/..7\ | 32
128980 | H715N/LV230A-TPC | H715N/LV230A-TPC |  | H715N | / | LV230A-TPC | Standard actuator | 1 | Scenario 2 |  | PPK¦SelectPro¦VDI3805¦Internet_EU |  |  | H715N/LV230A-TPC | Globe valve | 1300 kPa | 400 kPa |  | EU\Inbox\Combinations\Folder..6/..7\ | 32
128983 | H715N+LV24A-TPC | H715N+LV24A-TPC |  | H715N | + | LV24A-TPC | Standard actuator | 1 | Scenario 2 |  | PPK¦SelectPro¦VDI3805¦Internet_EU |  |  | H715N+LV24A-TPC | Globe valve | 1300 kPa | 400 kPa |  | EU\Inbox\Combinations\Folder..6/..7\ | 29
128984 | H715N/LV24A-TPC | H715N/LV24A-TPC |  | H715N | / | LV24A-TPC | Standard actuator | 1 | Scenario 2 |  | PPK¦SelectPro¦VDI3805¦Internet_EU |  |  | H715N/LV24A-TPC | Globe valve | 1300 kPa | 400 kPa |  | EU\Inbox\Combinations\Folder..6/..7\ | 29
128989 | H715R+LV230A-TPC | H715R+LV230A-TPC |  | H715R | + | LV230A-TPC | Standard actuator | 1 | Scenario 2 |  | PPK¦SelectPro¦VDI3805¦Internet_EU |  |  | H715R+LV230A-TPC | Globe valve | 600 kPa | 400 kPa |  | EU\Inbox\Combinations\Folder..6/..7\ | 32
128990 | H715R/LV230A-TPC | H715R/LV230A-TPC |  | H715R | / | LV230A-TPC | Standard actuator | 1 | Scenario 2 |  | PPK¦SelectPro¦VDI3805¦Internet_EU |  |  | H715R/LV230A-TPC | Globe valve | 600 kPa | 400 kPa |  | EU\Inbox\Combinations\Folder..6/..7\ | 32
128993 | H715R+LV24A-TPC | H715R+LV24A-TPC |  | H715R | + | LV24A-TPC | Standard actuator | 1 | Scenario 2 |  | PPK¦SelectPro¦VDI3805¦Internet_EU |  |  | H715R+LV24A-TPC | Globe valve | 600 kPa | 400 kPa |  | EU\Inbox\Combinations\Folder..6/..7\ | 29
128994 | H715R/LV24A-TPC | H715R/LV24A-TPC |  | H715R | / | LV24A-TPC | Standard actuator | 1 | Scenario 2 |  | PPK¦SelectPro¦VDI3805¦Internet_EU |  |  | H715R/LV24A-TPC | Globe valve | 600 kPa | 400 kPa |  | EU\Inbox\Combinations\Folder..6/..7\ | 29
128999 | H720N+LV230A-TPC | H720N+LV230A-TPC |  | H720N | + | LV230A-TPC | Standard actuator | 1 | Scenario 2 |  | PPK¦SelectPro¦VDI3805¦Internet_EU |  |  | H720N+LV230A-TPC | Globe valve | 900 kPa | 400 kPa |  | EU\Inbox\Combinations\Folder..6/..7\ | 32
129000 | H720N/LV230A-TPC | H720N/LV230A-TPC |  | H720N | / | LV230A-TPC | Standard actuator | 1 | Scenario 2 |  | PPK¦SelectPro¦VDI3805¦Internet_EU |  |  | H720N/LV230A-TPC | Globe valve | 900 kPa | 400 kPa |  | EU\Inbox\Combinations\Folder..6/..7\ | 32
129003 | H720N+LV24A-TPC | H720N+LV24A-TPC |  | H720N | + | LV24A-TPC | Standard actuator | 1 | Scenario 2 |  | PPK¦SelectPro¦VDI3805¦Internet_EU |  |  | H720N+LV24A-TPC | Globe valve | 900 kPa | 400 kPa |  | EU\Inbox\Combinations\Folder..6/..7\ | 29
129004 | H720N/LV24A-TPC | H720N/LV24A-TPC |  | H720N | / | LV24A-TPC | Standard actuator | 1 | Scenario 2 |  | PPK¦SelectPro¦VDI3805¦Internet_EU |  |  | H720N/LV24A-TPC | Globe valve | 900 kPa | 400 kPa |  | EU\Inbox\Combinations\Folder..6/..7\ | 29
129093 | H6100N/AVK230A-3 | H6100N/AVK230A-3 |  | H6100N | / | AVK230A-3 | Actuator with emergency control function | 1 | Scenario 2 |  | PPK¦SelectPro¦VDI3805¦Internet_EU |  |  | H6100N/AVK230A-3 | Globe valve | 150 kPa | 150 kPa |  | EU\Inbox\Combinations\Folder..6/..7\ | 33
129094 | H6100N/AVK24A-3-TPC | H6100N/AVK24A-3-TPC |  | H6100N | / | AVK24A-3-TPC | Actuator with emergency control function | 1 | Scenario 2 |  | PPK¦SelectPro¦VDI3805¦Internet_EU |  |  | H6100N/AVK24A-3-TPC | Globe valve | 150 kPa | 150 kPa |  | EU\Inbox\Combinations\Folder..6/..7\ | 33
129098 | H6100R/AVK230A-3 | H6100R/AVK230A-3 |  | H6100R | / | AVK230A-3 | Actuator with emergency control function | 1 | Scenario 2 |  | PPK¦SelectPro¦VDI3805¦Internet_EU |  |  | H6100R/AVK230A-3 | Globe valve | 150 kPa | 150 kPa |  | EU\Inbox\Combinations\Folder..6/..7\ | 33
129099 | H6100R/AVK24A-3-TPC | H6100R/AVK24A-3-TPC |  | H6100R | / | AVK24A-3-TPC | Actuator with emergency control function | 1 | Scenario 2 |  | PPK¦SelectPro¦VDI3805¦Internet_EU |  |  | H6100R/AVK24A-3-TPC | Globe valve | 150 kPa | 150 kPa |  | EU\Inbox\Combinations\Folder..6/..7\ | 33
129103 | H6100S/AVK230A-3 | H6100S/AVK230A-3 |  | H6100S | / | AVK230A-3 | Actuator with emergency control function | 1 | Scenario 2 |  | PPK¦SelectPro¦VDI3805¦Internet_EU |  |  | H6100S/AVK230A-3 | Globe valve | 150 kPa | 150 kPa |  | EU\Inbox\Combinations\Folder..6/..7\ | 33
129104 | H6100S/AVK24A-3-TPC | H6100S/AVK24A-3-TPC |  | H6100S | / | AVK24A-3-TPC | Actuator with emergency control function | 1 | Scenario 2 |  | PPK¦SelectPro¦VDI3805¦Internet_EU |  |  | H6100S/AVK24A-3-TPC | Globe valve | 150 kPa | 150 kPa |  | EU\Inbox\Combinations\Folder..6/..7\ | 33
129108 | H6100SP/AVK230A-3 | H6100SP/AVK230A-3 |  | H6100SP | / | AVK230A-3 | Actuator with emergency control function | 1 | Scenario 2 |  | PPK¦SelectPro¦VDI3805¦Internet_EU |  |  | H6100SP/AVK230A-3 | Globe valve (partial pressure-balanced) | 600 kPa | 600 kPa |  | EU\Inbox\Combinations\Folder..6/..7\ | 33
129109 | H6100SP/AVK24A-3-TPC | H6100SP/AVK24A-3-TPC |  | H6100SP | / | AVK24A-3-TPC | Actuator with emergency control function | 1 | Scenario 2 |  | PPK¦SelectPro¦VDI3805¦Internet_EU |  |  | H6100SP/AVK24A-3-TPC | Globe valve (partial pressure-balanced) | 600 kPa | 600 kPa |  | EU\Inbox\Combinations\Folder..6/..7\ | 33
129113 | H665N/AVK230A-3 | H665N/AVK230A-3 |  | H665N | / | AVK230A-3 | Actuator with emergency control function | 1 | Scenario 2 |  | PPK¦SelectPro¦VDI3805¦Internet_EU |  |  | H665N/AVK230A-3 | Globe valve | 400 kPa | 400 kPa |  | EU\Inbox\Combinations\Folder..6/..7\ | 34
129114 | H665N/AVK24A-3-TPC | H665N/AVK24A-3-TPC |  | H665N | / | AVK24A-3-TPC | Actuator with emergency control function | 1 | Scenario 2 |  | PPK¦SelectPro¦VDI3805¦Internet_EU |  |  | H665N/AVK24A-3-TPC | Globe valve | 400 kPa | 400 kPa |  | EU\Inbox\Combinations\Folder..6/..7\ | 34
129118 | H665S/AVK230A-3 | H665S/AVK230A-3 |  | H665S | / | AVK230A-3 | Actuator with emergency control function | 1 | Scenario 2 |  | PPK¦SelectPro¦VDI3805¦Internet_EU |  |  | H665S/AVK230A-3 | Globe valve | 400 kPa | 400 kPa |  | EU\Inbox\Combinations\Folder..6/..7\ | 34
129119 | H665S/AVK24A-3-TPC | H665S/AVK24A-3-TPC |  | H665S | / | AVK24A-3-TPC | Actuator with emergency control function | 1 | Scenario 2 |  | PPK¦SelectPro¦VDI3805¦Internet_EU |  |  | H665S/AVK24A-3-TPC | Globe valve | 400 kPa | 400 kPa |  | EU\Inbox\Combinations\Folder..6/..7\ | 34
129123 | H680N/AVK230A-3 | H680N/AVK230A-3 |  | H680N | / | AVK230A-3 | Actuator with emergency control function | 1 | Scenario 2 |  | PPK¦SelectPro¦VDI3805¦Internet_EU |  |  | H680N/AVK230A-3 | Globe valve | 250 kPa | 250 kPa |  | EU\Inbox\Combinations\Folder..6/..7\ | 34
129124 | H680N/AVK24A-3-TPC | H680N/AVK24A-3-TPC |  | H680N | / | AVK24A-3-TPC | Actuator with emergency control function | 1 | Scenario 2 |  | PPK¦SelectPro¦VDI3805¦Internet_EU |  |  | H680N/AVK24A-3-TPC | Globe valve | 250 kPa | 250 kPa |  | EU\Inbox\Combinations\Folder..6/..7\ | 34
129128 | H680S/AVK230A-3 | H680S/AVK230A-3 |  | H680S | / | AVK230A-3 | Actuator with emergency control function | 1 | Scenario 2 |  | PPK¦SelectPro¦VDI3805¦Internet_EU |  |  | H680S/AVK230A-3 | Globe valve | 250 kPa | 250 kPa |  | EU\Inbox\Combinations\Folder..6/..7\ | 34
129129 | H680S/AVK24A-3-TPC | H680S/AVK24A-3-TPC |  | H680S | / | AVK24A-3-TPC | Actuator with emergency control function | 1 | Scenario 2 |  | PPK¦SelectPro¦VDI3805¦Internet_EU |  |  | H680S/AVK24A-3-TPC | Globe valve | 250 kPa | 250 kPa |  | EU\Inbox\Combinations\Folder..6/..7\ | 34
129318 | H720R+LV230A-TPC | H720R+LV230A-TPC |  | H720R | + | LV230A-TPC | Standard actuator | 1 | Scenario 2 |  | PPK¦SelectPro¦VDI3805¦Internet_EU |  |  | H720R+LV230A-TPC | Globe valve | 600 kPa | 400 kPa |  | EU\Inbox\Combinations\Folder..6/..7\ | 33
129319 | H720R/LV230A-TPC | H720R/LV230A-TPC |  | H720R | / | LV230A-TPC | Standard actuator | 1 | Scenario 2 |  | PPK¦SelectPro¦VDI3805¦Internet_EU |  |  | H720R/LV230A-TPC | Globe valve | 600 kPa | 400 kPa |  | EU\Inbox\Combinations\Folder..6/..7\ | 33
129322 | H720R+LV24A-TPC | H720R+LV24A-TPC |  | H720R | + | LV24A-TPC | Standard actuator | 1 | Scenario 2 |  | PPK¦SelectPro¦VDI3805¦Internet_EU |  |  | H720R+LV24A-TPC | Globe valve | 600 kPa | 400 kPa |  | EU\Inbox\Combinations\Folder..6/..7\ | 29
129323 | H720R/LV24A-TPC | H720R/LV24A-TPC |  | H720R | / | LV24A-TPC | Standard actuator | 1 | Scenario 2 |  | PPK¦SelectPro¦VDI3805¦Internet_EU |  |  | H720R/LV24A-TPC | Globe valve | 600 kPa | 400 kPa |  | EU\Inbox\Combinations\Folder..6/..7\ | 29
129328 | H725N+LV230A-TPC | H725N+LV230A-TPC |  | H725N | + | LV230A-TPC | Standard actuator | 1 | Scenario 2 |  | PPK¦SelectPro¦VDI3805¦Internet_EU |  |  | H725N+LV230A-TPC | Globe valve | 500 kPa | 400 kPa |  | EU\Inbox\Combinations\Folder..6/..7\ | 33
129329 | H725N/LV230A-TPC | H725N/LV230A-TPC |  | H725N | / | LV230A-TPC | Standard actuator | 1 | Scenario 2 |  | PPK¦SelectPro¦VDI3805¦Internet_EU |  |  | H725N/LV230A-TPC | Globe valve | 500 kPa | 400 kPa |  | EU\Inbox\Combinations\Folder..6/..7\ | 33
129332 | H725N+LV24A-TPC | H725N+LV24A-TPC |  | H725N | + | LV24A-TPC | Standard actuator | 1 | Scenario 2 |  | PPK¦SelectPro¦VDI3805¦Internet_EU |  |  | H725N+LV24A-TPC | Globe valve | 500 kPa | 400 kPa |  | EU\Inbox\Combinations\Folder..6/..7\ | 29
129333 | H725N/LV24A-TPC | H725N/LV24A-TPC |  | H725N | / | LV24A-TPC | Standard actuator | 1 | Scenario 2 |  | PPK¦SelectPro¦VDI3805¦Internet_EU |  |  | H725N/LV24A-TPC | Globe valve | 500 kPa | 400 kPa |  | EU\Inbox\Combinations\Folder..6/..7\ | 29
129338 | H725R+LV230A-TPC | H725R+LV230A-TPC |  | H725R | + | LV230A-TPC | Standard actuator | 1 | Scenario 2 |  | PPK¦SelectPro¦VDI3805¦Internet_EU |  |  | H725R+LV230A-TPC | Globe valve | 500 kPa | 400 kPa |  | EU\Inbox\Combinations\Folder..6/..7\ | 33
129339 | H725R/LV230A-TPC | H725R/LV230A-TPC |  | H725R | / | LV230A-TPC | Standard actuator | 1 | Scenario 2 |  | PPK¦SelectPro¦VDI3805¦Internet_EU |  |  | H725R/LV230A-TPC | Globe valve | 500 kPa | 400 kPa |  | EU\Inbox\Combinations\Folder..6/..7\ | 33
129342 | H725R+LV24A-TPC | H725R+LV24A-TPC |  | H725R | + | LV24A-TPC | Standard actuator | 1 | Scenario 2 |  | PPK¦SelectPro¦VDI3805¦Internet_EU |  |  | H725R+LV24A-TPC | Globe valve | 500 kPa | 400 kPa |  | EU\Inbox\Combinations\Folder..6/..7\ | 29
129343 | H725R/LV24A-TPC | H725R/LV24A-TPC |  | H725R | / | LV24A-TPC | Standard actuator | 1 | Scenario 2 |  | PPK¦SelectPro¦VDI3805¦Internet_EU |  |  | H725R/LV24A-TPC | Globe valve | 500 kPa | 400 kPa |  | EU\Inbox\Combinations\Folder..6/..7\ | 29
129348 | H732N+LV230A-TPC | H732N+LV230A-TPC |  | H732N | + | LV230A-TPC | Standard actuator | 0 | Scenario 2 |  | PPK¦SelectPro¦VDI3805¦Internet_EU |  |  | H732N+LV230A-TPC | Globe valve | 350 kPa | 350 kPa |  | EU\Inbox\Combinations\Folder..6/..7\ | 33
129349 | H732N/LV230A-TPC | H732N/LV230A-TPC |  | H732N | / | LV230A-TPC | Standard actuator | 0 | Scenario 2 |  | PPK¦SelectPro¦VDI3805¦Internet_EU |  |  | H732N/LV230A-TPC | Globe valve | 350 kPa | 350 kPa |  | EU\Inbox\Combinations\Folder..6/..7\ | 33
129352 | H732N+LV24A-TPC | H732N+LV24A-TPC |  | H732N | + | LV24A-TPC | Standard actuator | 0 | Scenario 2 |  | PPK¦SelectPro¦VDI3805¦Internet_EU |  |  | H732N+LV24A-TPC | Globe valve | 350 kPa | 350 kPa |  | EU\Inbox\Combinations\Folder..6/..7\ | 29
129353 | H732N/LV24A-TPC | H732N/LV24A-TPC |  | H732N | / | LV24A-TPC | Standard actuator | 0 | Scenario 2 |  | PPK¦SelectPro¦VDI3805¦Internet_EU |  |  | H732N/LV24A-TPC | Globe valve | 350 kPa | 350 kPa |  | EU\Inbox\Combinations\Folder..6/..7\ | 29
129358 | H732R+LV230A-TPC | H732R+LV230A-TPC |  | H732R | + | LV230A-TPC | Standard actuator | 0 | Scenario 2 |  | PPK¦SelectPro¦VDI3805¦Internet_EU |  |  | H732R+LV230A-TPC | Globe valve | 350 kPa | 350 kPa |  | EU\Inbox\Combinations\Folder..6/..7\ | 33
129359 | H732R/LV230A-TPC | H732R/LV230A-TPC |  | H732R | / | LV230A-TPC | Standard actuator | 0 | Scenario 2 |  | PPK¦SelectPro¦VDI3805¦Internet_EU |  |  | H732R/LV230A-TPC | Globe valve | 350 kPa | 350 kPa |  | EU\Inbox\Combinations\Folder..6/..7\ | 33
129362 | H732R+LV24A-TPC | H732R+LV24A-TPC |  | H732R | + | LV24A-TPC | Standard actuator | 0 | Scenario 2 |  | PPK¦SelectPro¦VDI3805¦Internet_EU |  |  | H732R+LV24A-TPC | Globe valve | 350 kPa | 350 kPa |  | EU\Inbox\Combinations\Folder..6/..7\ | 29
129363 | H732R/LV24A-TPC | H732R/LV24A-TPC |  | H732R | / | LV24A-TPC | Standard actuator | 0 | Scenario 2 |  | PPK¦SelectPro¦VDI3805¦Internet_EU |  |  | H732R/LV24A-TPC | Globe valve | 350 kPa | 350 kPa |  | EU\Inbox\Combinations\Folder..6/..7\ | 29
129368 | H740N+LV230A-TPC | H740N+LV230A-TPC |  | H740N | + | LV230A-TPC | Standard actuator | 0 | Scenario 2 |  | PPK¦SelectPro¦VDI3805¦Internet_EU |  |  | H740N+LV230A-TPC | Globe valve | 150 kPa | 150 kPa |  | EU\Inbox\Combinations\Folder..6/..7\ | 33
129369 | H740N/LV230A-TPC | H740N/LV230A-TPC |  | H740N | / | LV230A-TPC | Standard actuator | 0 | Scenario 2 |  | PPK¦SelectPro¦VDI3805¦Internet_EU |  |  | H740N/LV230A-TPC | Globe valve | 150 kPa | 150 kPa |  | EU\Inbox\Combinations\Folder..6/..7\ | 33
129372 | H740N+LV24A-TPC | H740N+LV24A-TPC |  | H740N | + | LV24A-TPC | Standard actuator | 0 | Scenario 2 |  | PPK¦SelectPro¦VDI3805¦Internet_EU |  |  | H740N+LV24A-TPC | Globe valve | 150 kPa | 150 kPa |  | EU\Inbox\Combinations\Folder..6/..7\ | 29
129373 | H740N/LV24A-TPC | H740N/LV24A-TPC |  | H740N | / | LV24A-TPC | Standard actuator | 0 | Scenario 2 |  | PPK¦SelectPro¦VDI3805¦Internet_EU |  |  | H740N/LV24A-TPC | Globe valve | 150 kPa | 150 kPa |  | EU\Inbox\Combinations\Folder..6/..7\ | 29
129378 | H740R+LV230A-TPC | H740R+LV230A-TPC |  | H740R | + | LV230A-TPC | Standard actuator | 0 | Scenario 2 |  | PPK¦SelectPro¦VDI3805¦Internet_EU |  |  | H740R+LV230A-TPC | Globe valve | 150 kPa | 150 kPa |  | EU\Inbox\Combinations\Folder..6/..7\ | 33
129379 | H740R/LV230A-TPC | H740R/LV230A-TPC |  | H740R | / | LV230A-TPC | Standard actuator | 0 | Scenario 2 |  | PPK¦SelectPro¦VDI3805¦Internet_EU |  |  | H740R/LV230A-TPC | Globe valve | 150 kPa | 150 kPa |  | EU\Inbox\Combinations\Folder..6/..7\ | 33
129382 | H740R+LV24A-TPC | H740R+LV24A-TPC |  | H740R | + | LV24A-TPC | Standard actuator | 0 | Scenario 2 |  | PPK¦SelectPro¦VDI3805¦Internet_EU |  |  | H740R+LV24A-TPC | Globe valve | 150 kPa | 150 kPa |  | EU\Inbox\Combinations\Folder..6/..7\ | 29
129383 | H740R/LV24A-TPC | H740R/LV24A-TPC |  | H740R | / | LV24A-TPC | Standard actuator | 0 | Scenario 2 |  | PPK¦SelectPro¦VDI3805¦Internet_EU |  |  | H740R/LV24A-TPC | Globe valve | 150 kPa | 150 kPa |  | EU\Inbox\Combinations\Folder..6/..7\ | 29
129388 | H750N+LV230A-TPC | H750N+LV230A-TPC |  | H750N | + | LV230A-TPC | Standard actuator | 0 | Scenario 2 |  | PPK¦SelectPro¦VDI3805¦Internet_EU |  |  | H750N+LV230A-TPC | Globe valve | 70 kPa | 70 kPa |  | EU\Inbox\Combinations\Folder..6/..7\ | 33
129389 | H750N/LV230A-TPC | H750N/LV230A-TPC |  | H750N | / | LV230A-TPC | Standard actuator | 0 | Scenario 2 |  | PPK¦SelectPro¦VDI3805¦Internet_EU |  |  | H750N/LV230A-TPC | Globe valve | 70 kPa | 70 kPa |  | EU\Inbox\Combinations\Folder..6/..7\ | 33
129392 | H750N+LV24A-TPC | H750N+LV24A-TPC |  | H750N | + | LV24A-TPC | Standard actuator | 0 | Scenario 2 |  | PPK¦SelectPro¦VDI3805¦Internet_EU |  |  | H750N+LV24A-TPC | Globe valve | 70 kPa | 70 kPa |  | EU\Inbox\Combinations\Folder..6/..7\ | 29
129393 | H750N/LV24A-TPC | H750N/LV24A-TPC |  | H750N | / | LV24A-TPC | Standard actuator | 0 | Scenario 2 |  | PPK¦SelectPro¦VDI3805¦Internet_EU |  |  | H750N/LV24A-TPC | Globe valve | 70 kPa | 70 kPa |  | EU\Inbox\Combinations\Folder..6/..7\ | 29
129398 | H750R+LV230A-TPC | H750R+LV230A-TPC |  | H750R | + | LV230A-TPC | Standard actuator | 0 | Scenario 2 |  | PPK¦SelectPro¦VDI3805¦Internet_EU |  |  | H750R+LV230A-TPC | Globe valve | 70 kPa | 70 kPa |  | EU\Inbox\Combinations\Folder..6/..7\ | 33
129399 | H750R/LV230A-TPC | H750R/LV230A-TPC |  | H750R | / | LV230A-TPC | Standard actuator | 0 | Scenario 2 |  | PPK¦SelectPro¦VDI3805¦Internet_EU |  |  | H750R/LV230A-TPC | Globe valve | 70 kPa | 70 kPa |  | EU\Inbox\Combinations\Folder..6/..7\ | 33
129402 | H750R+LV24A-TPC | H750R+LV24A-TPC |  | H750R | + | LV24A-TPC | Standard actuator | 0 | Scenario 2 |  | PPK¦SelectPro¦VDI3805¦Internet_EU |  |  | H750R+LV24A-TPC | Globe valve | 70 kPa | 70 kPa |  | EU\Inbox\Combinations\Folder..6/..7\ | 29
129403 | H750R/LV24A-TPC | H750R/LV24A-TPC |  | H750R | / | LV24A-TPC | Standard actuator | 0 | Scenario 2 |  | PPK¦SelectPro¦VDI3805¦Internet_EU |  |  | H750R/LV24A-TPC | Globe valve | 70 kPa | 70 kPa |  | EU\Inbox\Combinations\Folder..6/..7\ | 29
129408 | H411B+NVK230A-3 | H411B+NVK230A-3 |  | H411B | + | NVK230A-3 | Actuator with emergency control function | 1 | Scenario 2 |  | PPK¦SelectPro¦VDI3805¦Internet_EU |  |  | H411B+NVK230A-3 | Globe valve | 1600 kPa | 400 kPa |  | EU\Inbox\Combinations\Folder..4/..5\ | 34
129409 | H411B/NVK230A-3 | H411B/NVK230A-3 |  | H411B | / | NVK230A-3 | Actuator with emergency control function | 1 | Scenario 2 |  | PPK¦SelectPro¦VDI3805¦Internet_EU |  |  | H411B/NVK230A-3 | Globe valve | 1600 kPa | 400 kPa |  | EU\Inbox\Combinations\Folder..4/..5\ | 34
129410 | H412B+NVK230A-3 | H412B+NVK230A-3 |  | H412B | + | NVK230A-3 | Actuator with emergency control function | 1 | Scenario 2 |  | PPK¦SelectPro¦VDI3805¦Internet_EU |  |  | H412B+NVK230A-3 | Globe valve | 1600 kPa | 400 kPa |  | EU\Inbox\Combinations\Folder..4/..5\ | 34
129411 | H412B/NVK230A-3 | H412B/NVK230A-3 |  | H412B | / | NVK230A-3 | Actuator with emergency control function | 1 | Scenario 2 |  | PPK¦SelectPro¦VDI3805¦Internet_EU |  |  | H412B/NVK230A-3 | Globe valve | 1600 kPa | 400 kPa |  | EU\Inbox\Combinations\Folder..4/..5\ | 34
129412 | H413B+NVK230A-3 | H413B+NVK230A-3 |  | H413B | + | NVK230A-3 | Actuator with emergency control function | 1 | Scenario 2 |  | PPK¦SelectPro¦VDI3805¦Internet_EU |  |  | H413B+NVK230A-3 | Globe valve | 1600 kPa | 400 kPa |  | EU\Inbox\Combinations\Folder..4/..5\ | 34
129413 | H413B/NVK230A-3 | H413B/NVK230A-3 |  | H413B | / | NVK230A-3 | Actuator with emergency control function | 1 | Scenario 2 |  | PPK¦SelectPro¦VDI3805¦Internet_EU |  |  | H413B/NVK230A-3 | Globe valve | 1600 kPa | 400 kPa |  | EU\Inbox\Combinations\Folder..4/..5\ | 34
129414 | H414B+NVK230A-3 | H414B+NVK230A-3 |  | H414B | + | NVK230A-3 | Actuator with emergency control function | 1 | Scenario 2 |  | PPK¦SelectPro¦VDI3805¦Internet_EU |  |  | H414B+NVK230A-3 | Globe valve | 1600 kPa | 400 kPa |  | EU\Inbox\Combinations\Folder..4/..5\ | 34
129415 | H414B/NVK230A-3 | H414B/NVK230A-3 |  | H414B | / | NVK230A-3 | Actuator with emergency control function | 1 | Scenario 2 |  | PPK¦SelectPro¦VDI3805¦Internet_EU |  |  | H414B/NVK230A-3 | Globe valve | 1600 kPa | 400 kPa |  | EU\Inbox\Combinations\Folder..4/..5\ | 34
129416 | H415B+NVK230A-3 | H415B+NVK230A-3 |  | H415B | + | NVK230A-3 | Actuator with emergency control function | 1 | Scenario 2 |  | PPK¦SelectPro¦VDI3805¦Internet_EU |  |  | H415B+NVK230A-3 | Globe valve | 1600 kPa | 400 kPa |  | EU\Inbox\Combinations\Folder..4/..5\ | 33
129417 | H415B/NVK230A-3 | H415B/NVK230A-3 |  | H415B | / | NVK230A-3 | Actuator with emergency control function | 1 | Scenario 2 |  | PPK¦SelectPro¦VDI3805¦Internet_EU |  |  | H415B/NVK230A-3 | Globe valve | 1600 kPa | 400 kPa |  | EU\Inbox\Combinations\Folder..4/..5\ | 33
129418 | H420B+NVK230A-3 | H420B+NVK230A-3 |  | H420B | + | NVK230A-3 | Actuator with emergency control function | 1 | Scenario 2 |  | PPK¦SelectPro¦VDI3805¦Internet_EU |  |  | H420B+NVK230A-3 | Globe valve | 1600 kPa | 400 kPa |  | EU\Inbox\Combinations\Folder..4/..5\ | 33
129419 | H420B/NVK230A-3 | H420B/NVK230A-3 |  | H420B | / | NVK230A-3 | Actuator with emergency control function | 1 | Scenario 2 |  | PPK¦SelectPro¦VDI3805¦Internet_EU |  |  | H420B/NVK230A-3 | Globe valve | 1600 kPa | 400 kPa |  | EU\Inbox\Combinations\Folder..4/..5\ | 33
129420 | H425B+NVK230A-3 | H425B+NVK230A-3 |  | H425B | + | NVK230A-3 | Actuator with emergency control function | 1 | Scenario 2 |  | PPK¦SelectPro¦VDI3805¦Internet_EU |  |  | H425B+NVK230A-3 | Globe valve | 1300 kPa | 400 kPa |  | EU\Inbox\Combinations\Folder..4/..5\ | 33
129421 | H425B/NVK230A-3 | H425B/NVK230A-3 |  | H425B | / | NVK230A-3 | Actuator with emergency control function | 1 | Scenario 2 |  | PPK¦SelectPro¦VDI3805¦Internet_EU |  |  | H425B/NVK230A-3 | Globe valve | 1300 kPa | 400 kPa |  | EU\Inbox\Combinations\Folder..4/..5\ | 33
129422 | H432B+NVK230A-3 | H432B+NVK230A-3 |  | H432B | + | NVK230A-3 | Actuator with emergency control function | 1 | Scenario 2 |  | PPK¦SelectPro¦VDI3805¦Internet_EU |  |  | H432B+NVK230A-3 | Globe valve | 1000 kPa | 400 kPa |  | EU\Inbox\Combinations\Folder..4/..5\ | 38
129423 | H432B/NVK230A-3 | H432B/NVK230A-3 |  | H432B | / | NVK230A-3 | Actuator with emergency control function | 1 | Scenario 2 |  | PPK¦SelectPro¦VDI3805¦Internet_EU |  |  | H432B/NVK230A-3 | Globe valve | 1000 kPa | 400 kPa |  | EU\Inbox\Combinations\Folder..4/..5\ | 38
129424 | H440B+NVK230A-3 | H440B+NVK230A-3 |  | H440B | + | NVK230A-3 | Actuator with emergency control function | 1 | Scenario 2 |  | PPK¦SelectPro¦VDI3805¦Internet_EU |  |  | H440B+NVK230A-3 | Globe valve | 500 kPa | 400 kPa |  | EU\Inbox\Combinations\Folder..4/..5\ | 35
129425 | H440B/NVK230A-3 | H440B/NVK230A-3 |  | H440B | / | NVK230A-3 | Actuator with emergency control function | 1 | Scenario 2 |  | PPK¦SelectPro¦VDI3805¦Internet_EU |  |  | H440B/NVK230A-3 | Globe valve | 500 kPa | 400 kPa |  | EU\Inbox\Combinations\Folder..4/..5\ | 35
129426 | H450B+NVK230A-3 | H450B+NVK230A-3 |  | H450B | + | NVK230A-3 | Actuator with emergency control function | 1 | Scenario 2 |  | PPK¦SelectPro¦VDI3805¦Internet_EU |  |  | H450B+NVK230A-3 | Globe valve | 300 kPa | 300 kPa |  | EU\Inbox\Combinations\Folder..4/..5\ | 32
129427 | H450B/NVK230A-3 | H450B/NVK230A-3 |  | H450B | / | NVK230A-3 | Actuator with emergency control function | 1 | Scenario 2 |  | PPK¦SelectPro¦VDI3805¦Internet_EU |  |  | H450B/NVK230A-3 | Globe valve | 300 kPa | 300 kPa |  | EU\Inbox\Combinations\Folder..4/..5\ | 32
129428 | H511B+NVK230A-3 | H511B+NVK230A-3 |  | H511B | + | NVK230A-3 | Actuator with emergency control function | 1 | Scenario 2 |  | PPK¦SelectPro¦VDI3805¦Internet_EU |  |  | H511B+NVK230A-3 | Globe valve | 1600 kPa | 400 kPa |  | EU\Inbox\Combinations\Folder..4/..5\ | 33
129429 | H511B/NVK230A-3 | H511B/NVK230A-3 |  | H511B | / | NVK230A-3 | Actuator with emergency control function | 1 | Scenario 2 |  | PPK¦SelectPro¦VDI3805¦Internet_EU |  |  | H511B/NVK230A-3 | Globe valve | 1600 kPa | 400 kPa |  | EU\Inbox\Combinations\Folder..4/..5\ | 33
129430 | H512B+NVK230A-3 | H512B+NVK230A-3 |  | H512B | + | NVK230A-3 | Actuator with emergency control function | 1 | Scenario 2 |  | PPK¦SelectPro¦VDI3805¦Internet_EU |  |  | H512B+NVK230A-3 | Globe valve | 1600 kPa | 400 kPa |  | EU\Inbox\Combinations\Folder..4/..5\ | 33
129431 | H512B/NVK230A-3 | H512B/NVK230A-3 |  | H512B | / | NVK230A-3 | Actuator with emergency control function | 1 | Scenario 2 |  | PPK¦SelectPro¦VDI3805¦Internet_EU |  |  | H512B/NVK230A-3 | Globe valve | 1600 kPa | 400 kPa |  | EU\Inbox\Combinations\Folder..4/..5\ | 33
129432 | H513B+NVK230A-3 | H513B+NVK230A-3 |  | H513B | + | NVK230A-3 | Actuator with emergency control function | 1 | Scenario 2 |  | PPK¦SelectPro¦VDI3805¦Internet_EU |  |  | H513B+NVK230A-3 | Globe valve | 1600 kPa | 400 kPa |  | EU\Inbox\Combinations\Folder..4/..5\ | 33
129433 | H513B/NVK230A-3 | H513B/NVK230A-3 |  | H513B | / | NVK230A-3 | Actuator with emergency control function | 1 | Scenario 2 |  | PPK¦SelectPro¦VDI3805¦Internet_EU |  |  | H513B/NVK230A-3 | Globe valve | 1600 kPa | 400 kPa |  | EU\Inbox\Combinations\Folder..4/..5\ | 33
129434 | H514B+NVK230A-3 | H514B+NVK230A-3 |  | H514B | + | NVK230A-3 | Actuator with emergency control function | 1 | Scenario 2 |  | PPK¦SelectPro¦VDI3805¦Internet_EU |  |  | H514B+NVK230A-3 | Globe valve | 1600 kPa | 400 kPa |  | EU\Inbox\Combinations\Folder..4/..5\ | 33
129435 | H514B/NVK230A-3 | H514B/NVK230A-3 |  | H514B | / | NVK230A-3 | Actuator with emergency control function | 1 | Scenario 2 |  | PPK¦SelectPro¦VDI3805¦Internet_EU |  |  | H514B/NVK230A-3 | Globe valve | 1600 kPa | 400 kPa |  | EU\Inbox\Combinations\Folder..4/..5\ | 33
129436 | H515B+NVK230A-3 | H515B+NVK230A-3 |  | H515B | + | NVK230A-3 | Actuator with emergency control function | 1 | Scenario 2 |  | PPK¦SelectPro¦VDI3805¦Internet_EU |  |  | H515B+NVK230A-3 | Globe valve | 1600 kPa | 400 kPa |  | EU\Inbox\Combinations\Folder..4/..5\ | 33
129437 | H515B/NVK230A-3 | H515B/NVK230A-3 |  | H515B | / | NVK230A-3 | Actuator with emergency control function | 1 | Scenario 2 |  | PPK¦SelectPro¦VDI3805¦Internet_EU |  |  | H515B/NVK230A-3 | Globe valve | 1600 kPa | 400 kPa |  | EU\Inbox\Combinations\Folder..4/..5\ | 33
129438 | H520B+NVK230A-3 | H520B+NVK230A-3 |  | H520B | + | NVK230A-3 | Actuator with emergency control function | 1 | Scenario 2 |  | PPK¦SelectPro¦VDI3805¦Internet_EU |  |  | H520B+NVK230A-3 | Globe valve | 1600 kPa | 400 kPa |  | EU\Inbox\Combinations\Folder..4/..5\ | 33
129439 | H520B/NVK230A-3 | H520B/NVK230A-3 |  | H520B | / | NVK230A-3 | Actuator with emergency control function | 1 | Scenario 2 |  | PPK¦SelectPro¦VDI3805¦Internet_EU |  |  | H520B/NVK230A-3 | Globe valve | 1600 kPa | 400 kPa |  | EU\Inbox\Combinations\Folder..4/..5\ | 33
129440 | H525B+NVK230A-3 | H525B+NVK230A-3 |  | H525B | + | NVK230A-3 | Actuator with emergency control function | 1 | Scenario 2 |  | PPK¦SelectPro¦VDI3805¦Internet_EU |  |  | H525B+NVK230A-3 | Globe valve | 1300 kPa | 400 kPa |  | EU\Inbox\Combinations\Folder..4/..5\ | 34
129441 | H525B/NVK230A-3 | H525B/NVK230A-3 |  | H525B | / | NVK230A-3 | Actuator with emergency control function | 1 | Scenario 2 |  | PPK¦SelectPro¦VDI3805¦Internet_EU |  |  | H525B/NVK230A-3 | Globe valve | 1300 kPa | 400 kPa |  | EU\Inbox\Combinations\Folder..4/..5\ | 34
129442 | H532B+NVK230A-3 | H532B+NVK230A-3 |  | H532B | + | NVK230A-3 | Actuator with emergency control function | 1 | Scenario 2 |  | PPK¦SelectPro¦VDI3805¦Internet_EU |  |  | H532B+NVK230A-3 | Globe valve | 1000 kPa | 400 kPa |  | EU\Inbox\Combinations\Folder..4/..5\ | 33
129443 | H532B/NVK230A-3 | H532B/NVK230A-3 |  | H532B | / | NVK230A-3 | Actuator with emergency control function | 1 | Scenario 2 |  | PPK¦SelectPro¦VDI3805¦Internet_EU |  |  | H532B/NVK230A-3 | Globe valve | 1000 kPa | 400 kPa |  | EU\Inbox\Combinations\Folder..4/..5\ | 33
129444 | H540B+NVK230A-3 | H540B+NVK230A-3 |  | H540B | + | NVK230A-3 | Actuator with emergency control function | 1 | Scenario 2 |  | PPK¦SelectPro¦VDI3805¦Internet_EU |  |  | H540B+NVK230A-3 | Globe valve | 500 kPa | 400 kPa |  | EU\Inbox\Combinations\Folder..4/..5\ | 34
129445 | H540B/NVK230A-3 | H540B/NVK230A-3 |  | H540B | / | NVK230A-3 | Actuator with emergency control function | 1 | Scenario 2 |  | PPK¦SelectPro¦VDI3805¦Internet_EU |  |  | H540B/NVK230A-3 | Globe valve | 500 kPa | 400 kPa |  | EU\Inbox\Combinations\Folder..4/..5\ | 35
129446 | H550B+NVK230A-3 | H550B+NVK230A-3 |  | H550B | + | NVK230A-3 | Actuator with emergency control function | 1 | Scenario 2 |  | PPK¦SelectPro¦VDI3805¦Internet_EU |  |  | H550B+NVK230A-3 | Globe valve | 300 kPa | 300 kPa |  | EU\Inbox\Combinations\Folder..4/..5\ | 32
129447 | H550B/NVK230A-3 | H550B/NVK230A-3 |  | H550B | / | NVK230A-3 | Actuator with emergency control function | 1 | Scenario 2 |  | PPK¦SelectPro¦VDI3805¦Internet_EU |  |  | H550B/NVK230A-3 | Globe valve | 300 kPa | 300 kPa |  | EU\Inbox\Combinations\Folder..4/..5\ | 32
129448 | H6015X1-S2+NVK230A-3 | H6015X1-S2+NVK230A-3 |  | H6015X1-S2 | + | NVK230A-3 | Actuator with emergency control function | 1 | Scenario 2 |  | PPK¦SelectPro¦VDI3805¦Internet_EU |  |  | H6015X1-S2+NVK230A-3 | Globe valve | 2200 kPa | 1000 kPa |  | EU\Inbox\Combinations\Folder..6/..7\ | 33
129449 | H6015X1-S2/NVK230A-3 | H6015X1-S2/NVK230A-3 |  | H6015X1-S2 | / | NVK230A-3 | Actuator with emergency control function | 1 | Scenario 2 |  | PPK¦SelectPro¦VDI3805¦Internet_EU |  |  | H6015X1-S2/NVK230A-3 | Globe valve | 2200 kPa | 1000 kPa |  | EU\Inbox\Combinations\Folder..6/..7\ | 33
129450 | H6015X1P6-S2+NVK230A-3 | H6015X1P6-S2+NVK230A-3 |  | H6015X1P6-S2 | + | NVK230A-3 | Actuator with emergency control function | 1 | Scenario 2 |  | PPK¦SelectPro¦VDI3805¦Internet_EU |  |  | H6015X1P6-S2+NVK230A-3 | Globe valve | 2200 kPa | 1000 kPa |  | EU\Inbox\Combinations\Folder..6/..7\ | 33
129451 | H6015X1P6-S2/NVK230A-3 | H6015X1P6-S2/NVK230A-3 |  | H6015X1P6-S2 | / | NVK230A-3 | Actuator with emergency control function | 1 | Scenario 2 |  | PPK¦SelectPro¦VDI3805¦Internet_EU |  |  | H6015X1P6-S2/NVK230A-3 | Globe valve | 2200 kPa | 1000 kPa |  | EU\Inbox\Combinations\Folder..6/..7\ | 33
129452 | H6015X2P5-S2+NVK230A-3 | H6015X2P5-S2+NVK230A-3 |  | H6015X2P5-S2 | + | NVK230A-3 | Actuator with emergency control function | 1 | Scenario 2 |  | PPK¦SelectPro¦VDI3805¦Internet_EU |  |  | H6015X2P5-S2+NVK230A-3 | Globe valve | 2200 kPa | 1000 kPa |  | EU\Inbox\Combinations\Folder..6/..7\ | 33
129453 | H6015X2P5-S2/NVK230A-3 | H6015X2P5-S2/NVK230A-3 |  | H6015X2P5-S2 | / | NVK230A-3 | Actuator with emergency control function | 1 | Scenario 2 |  | PPK¦SelectPro¦VDI3805¦Internet_EU |  |  | H6015X2P5-S2/NVK230A-3 | Globe valve | 2200 kPa | 1000 kPa |  | EU\Inbox\Combinations\Folder..6/..7\ | 33
129454 | H6015X4-S2+NVK230A-3 | H6015X4-S2+NVK230A-3 |  | H6015X4-S2 | + | NVK230A-3 | Actuator with emergency control function | 1 | Scenario 2 |  | PPK¦SelectPro¦VDI3805¦Internet_EU |  |  | H6015X4-S2+NVK230A-3 | Globe valve | 2200 kPa | 1000 kPa |  | EU\Inbox\Combinations\Folder..6/..7\ | 33
129455 | H6015X4-S2/NVK230A-3 | H6015X4-S2/NVK230A-3 |  | H6015X4-S2 | / | NVK230A-3 | Actuator with emergency control function | 1 | Scenario 2 |  | PPK¦SelectPro¦VDI3805¦Internet_EU |  |  | H6015X4-S2/NVK230A-3 | Globe valve | 2200 kPa | 1000 kPa |  | EU\Inbox\Combinations\Folder..6/..7\ | 33
129456 | H6015XP4-S2+NVK230A-3 | H6015XP4-S2+NVK230A-3 |  | H6015XP4-S2 | + | NVK230A-3 | Actuator with emergency control function | 1 | Scenario 2 |  | PPK¦SelectPro¦VDI3805¦Internet_EU |  |  | H6015XP4-S2+NVK230A-3 | Globe valve | 2500 kPa | 1000 kPa |  | EU\Inbox\Combinations\Folder..6/..7\ | 33
129457 | H6015XP4-S2/NVK230A-3 | H6015XP4-S2/NVK230A-3 |  | H6015XP4-S2 | / | NVK230A-3 | Actuator with emergency control function | 1 | Scenario 2 |  | PPK¦SelectPro¦VDI3805¦Internet_EU |  |  | H6015XP4-S2/NVK230A-3 | Globe valve | 2500 kPa | 1000 kPa |  | EU\Inbox\Combinations\Folder..6/..7\ | 33
129458 | H6015XP63-S2+NVK230A-3 | H6015XP63-S2+NVK230A-3 |  | H6015XP63-S2 | + | NVK230A-3 | Actuator with emergency control function | 1 | Scenario 2 |  | PPK¦SelectPro¦VDI3805¦Internet_EU |  |  | H6015XP63-S2+NVK230A-3 | Globe valve | 2500 kPa | 1000 kPa |  | EU\Inbox\Combinations\Folder..6/..7\ | 33
129459 | H6015XP63-S2/NVK230A-3 | H6015XP63-S2/NVK230A-3 |  | H6015XP63-S2 | / | NVK230A-3 | Actuator with emergency control function | 1 | Scenario 2 |  | PPK¦SelectPro¦VDI3805¦Internet_EU |  |  | H6015XP63-S2/NVK230A-3 | Globe valve | 2500 kPa | 1000 kPa |  | EU\Inbox\Combinations\Folder..6/..7\ | 33
129460 | H6020X4-S2+NVK230A-3 | H6020X4-S2+NVK230A-3 |  | H6020X4-S2 | + | NVK230A-3 | Actuator with emergency control function | 1 | Scenario 2 |  | PPK¦SelectPro¦VDI3805¦Internet_EU |  |  | H6020X4-S2+NVK230A-3 | Globe valve | 2200 kPa | 1000 kPa |  | EU\Inbox\Combinations\Folder..6/..7\ | 33
129461 | H6020X4-S2/NVK230A-3 | H6020X4-S2/NVK230A-3 |  | H6020X4-S2 | / | NVK230A-3 | Actuator with emergency control function | 1 | Scenario 2 |  | PPK¦SelectPro¦VDI3805¦Internet_EU |  |  | H6020X4-S2/NVK230A-3 | Globe valve | 2200 kPa | 1000 kPa |  | EU\Inbox\Combinations\Folder..6/..7\ | 33
129462 | H6020X6P3-S2+NVK230A-3 | H6020X6P3-S2+NVK230A-3 |  | H6020X6P3-S2 | + | NVK230A-3 | Actuator with emergency control function | 1 | Scenario 2 |  | PPK¦SelectPro¦VDI3805¦Internet_EU |  |  | H6020X6P3-S2+NVK230A-3 | Globe valve | 1500 kPa | 1000 kPa |  | EU\Inbox\Combinations\Folder..6/..7\ | 33
129463 | H6020X6P3-S2/NVK230A-3 | H6020X6P3-S2/NVK230A-3 |  | H6020X6P3-S2 | / | NVK230A-3 | Actuator with emergency control function | 1 | Scenario 2 |  | PPK¦SelectPro¦VDI3805¦Internet_EU |  |  | H6020X6P3-S2/NVK230A-3 | Globe valve | 1500 kPa | 1000 kPa |  | EU\Inbox\Combinations\Folder..6/..7\ | 33
129464 | H6025X10-S2+NVK230A-3 | H6025X10-S2+NVK230A-3 |  | H6025X10-S2 | + | NVK230A-3 | Actuator with emergency control function | 1 | Scenario 2 |  | PPK¦SelectPro¦VDI3805¦Internet_EU |  |  | H6025X10-S2+NVK230A-3 | Globe valve | 1300 kPa | 1000 kPa |  | EU\Inbox\Combinations\Folder..6/..7\ | 33
129465 | H6025X10-S2/NVK230A-3 | H6025X10-S2/NVK230A-3 |  | H6025X10-S2 | / | NVK230A-3 | Actuator with emergency control function | 1 | Scenario 2 |  | PPK¦SelectPro¦VDI3805¦Internet_EU |  |  | H6025X10-S2/NVK230A-3 | Globe valve | 1300 kPa | 1000 kPa |  | EU\Inbox\Combinations\Folder..6/..7\ | 33
129466 | H6025X6P3-S2+NVK230A-3 | H6025X6P3-S2+NVK230A-3 |  | H6025X6P3-S2 | + | NVK230A-3 | Actuator with emergency control function | 1 | Scenario 2 |  | PPK¦SelectPro¦VDI3805¦Internet_EU |  |  | H6025X6P3-S2+NVK230A-3 | Globe valve | 1300 kPa | 1000 kPa |  | EU\Inbox\Combinations\Folder..6/..7\ | 33
129467 | H6025X6P3-S2/NVK230A-3 | H6025X6P3-S2/NVK230A-3 |  | H6025X6P3-S2 | / | NVK230A-3 | Actuator with emergency control function | 1 | Scenario 2 |  | PPK¦SelectPro¦VDI3805¦Internet_EU |  |  | H6025X6P3-S2/NVK230A-3 | Globe valve | 1300 kPa | 1000 kPa |  | EU\Inbox\Combinations\Folder..6/..7\ | 33
129468 | H6032X10-S2+NVK230A-3 | H6032X10-S2+NVK230A-3 |  | H6032X10-S2 | + | NVK230A-3 | Actuator with emergency control function | 1 | Scenario 2 |  | PPK¦SelectPro¦VDI3805¦Internet_EU |  |  | H6032X10-S2+NVK230A-3 | Globe valve | 900 kPa | 900 kPa |  | EU\Inbox\Combinations\Folder..6/..7\ | 33
129469 | H6032X10-S2/NVK230A-3 | H6032X10-S2/NVK230A-3 |  | H6032X10-S2 | / | NVK230A-3 | Actuator with emergency control function | 1 | Scenario 2 |  | PPK¦SelectPro¦VDI3805¦Internet_EU |  |  | H6032X10-S2/NVK230A-3 | Globe valve | 900 kPa | 900 kPa |  | EU\Inbox\Combinations\Folder..6/..7\ | 33
129470 | H6032X16-S2+NVK230A-3 | H6032X16-S2+NVK230A-3 |  | H6032X16-S2 | + | NVK230A-3 | Actuator with emergency control function | 1 | Scenario 2 |  | PPK¦SelectPro¦VDI3805¦Internet_EU |  |  | H6032X16-S2+NVK230A-3 | Globe valve | 900 kPa | 900 kPa |  | EU\Inbox\Combinations\Folder..6/..7\ | 33
129471 | H6032X16-S2/NVK230A-3 | H6032X16-S2/NVK230A-3 |  | H6032X16-S2 | / | NVK230A-3 | Actuator with emergency control function | 1 | Scenario 2 |  | PPK¦SelectPro¦VDI3805¦Internet_EU |  |  | H6032X16-S2/NVK230A-3 | Globe valve | 900 kPa | 900 kPa |  | EU\Inbox\Combinations\Folder..6/..7\ | 33
129472 | H6040X16-S2+NVK230A-3 | H6040X16-S2+NVK230A-3 |  | H6040X16-S2 | + | NVK230A-3 | Actuator with emergency control function | 1 | Scenario 2 |  | PPK¦SelectPro¦VDI3805¦Internet_EU |  |  | H6040X16-S2+NVK230A-3 | Globe valve | 500 kPa | 500 kPa |  | EU\Inbox\Combinations\Folder..6/..7\ | 34
129473 | H6040X16-S2/NVK230A-3 | H6040X16-S2/NVK230A-3 |  | H6040X16-S2 | / | NVK230A-3 | Actuator with emergency control function | 1 | Scenario 2 |  | PPK¦SelectPro¦VDI3805¦Internet_EU |  |  | H6040X16-S2/NVK230A-3 | Globe valve | 500 kPa | 500 kPa |  | EU\Inbox\Combinations\Folder..6/..7\ | 34
129474 | H6040X25-S2+NVK230A-3 | H6040X25-S2+NVK230A-3 |  | H6040X25-S2 | + | NVK230A-3 | Actuator with emergency control function | 1 | Scenario 2 |  | PPK¦SelectPro¦VDI3805¦Internet_EU |  |  | H6040X25-S2+NVK230A-3 | Globe valve | 500 kPa | 500 kPa |  | EU\Inbox\Combinations\Folder..6/..7\ | 34
129475 | H6040X25-S2/NVK230A-3 | H6040X25-S2/NVK230A-3 |  | H6040X25-S2 | / | NVK230A-3 | Actuator with emergency control function | 1 | Scenario 2 |  | PPK¦SelectPro¦VDI3805¦Internet_EU |  |  | H6040X25-S2/NVK230A-3 | Globe valve | 500 kPa | 500 kPa |  | EU\Inbox\Combinations\Folder..6/..7\ | 34
129476 | H6050X25-S2+NVK230A-3 | H6050X25-S2+NVK230A-3 |  | H6050X25-S2 | + | NVK230A-3 | Actuator with emergency control function | 1 | Scenario 2 |  | PPK¦SelectPro¦VDI3805¦Internet_EU |  |  | H6050X25-S2+NVK230A-3 | Globe valve | 300 kPa | 300 kPa |  | EU\Inbox\Combinations\Folder..6/..7\ | 33
129477 | H6050X25-S2/NVK230A-3 | H6050X25-S2/NVK230A-3 |  | H6050X25-S2 | / | NVK230A-3 | Actuator with emergency control function | 1 | Scenario 2 |  | PPK¦SelectPro¦VDI3805¦Internet_EU |  |  | H6050X25-S2/NVK230A-3 | Globe valve | 300 kPa | 300 kPa |  | EU\Inbox\Combinations\Folder..6/..7\ | 33
129478 | H6050X40-S2+NVK230A-3 | H6050X40-S2+NVK230A-3 |  | H6050X40-S2 | + | NVK230A-3 | Actuator with emergency control function | 1 | Scenario 2 |  | PPK¦SelectPro¦VDI3805¦Internet_EU |  |  | H6050X40-S2+NVK230A-3 | Globe valve | 300 kPa | 300 kPa |  | EU\Inbox\Combinations\Folder..6/..7\ | 33
129479 | H6050X40-S2/NVK230A-3 | H6050X40-S2/NVK230A-3 |  | H6050X40-S2 | / | NVK230A-3 | Actuator with emergency control function | 1 | Scenario 2 |  | PPK¦SelectPro¦VDI3805¦Internet_EU |  |  | H6050X40-S2/NVK230A-3 | Globe valve | 300 kPa | 300 kPa |  | EU\Inbox\Combinations\Folder..6/..7\ | 33
129480 | H6065X58-SP2+NVK230A-3 | H6065X58-SP2+NVK230A-3 |  | H6065X58-SP2 | + | NVK230A-3 | Actuator with emergency control function | 1 | Scenario 2 |  | PPK¦SelectPro¦VDI3805¦Internet_EU |  |  | H6065X58-SP2+NVK230A-3 | Globe valve (partial pressure-balanced) | 2100 kPa | 1000 kPa |  | EU\Inbox\Combinations\Folder..6/..7\ | 33
129481 | H6065X58-SP2/NVK230A-3 | H6065X58-SP2/NVK230A-3 |  | H6065X58-SP2 | / | NVK230A-3 | Actuator with emergency control function | 1 | Scenario 2 |  | PPK¦SelectPro¦VDI3805¦Internet_EU |  |  | H6065X58-SP2/NVK230A-3 | Globe valve (partial pressure-balanced) | 2100 kPa | 1000 kPa |  | EU\Inbox\Combinations\Folder..6/..7\ | 33
129482 | H6080X90-SP2+NVK230A-3 | H6080X90-SP2+NVK230A-3 |  | H6080X90-SP2 | + | NVK230A-3 | Actuator with emergency control function | 1 | Scenario 2 |  | PPK¦SelectPro¦VDI3805¦Internet_EU |  |  | H6080X90-SP2+NVK230A-3 | Globe valve (partial pressure-balanced) | 1600 kPa | 1000 kPa |  | EU\Inbox\Combinations\Folder..6/..7\ | 33
129483 | H6080X90-SP2/NVK230A-3 | H6080X90-SP2/NVK230A-3 |  | H6080X90-SP2 | / | NVK230A-3 | Actuator with emergency control function | 1 | Scenario 2 |  | PPK¦SelectPro¦VDI3805¦Internet_EU |  |  | H6080X90-SP2/NVK230A-3 | Globe valve (partial pressure-balanced) | 1600 kPa | 1000 kPa |  | EU\Inbox\Combinations\Folder..6/..7\ | 33
129484 | H6100X125-SP2+NVK230A-3 | H6100X125-SP2+NVK230A-3 |  | H6100X125-SP2 | + | NVK230A-3 | Actuator with emergency control function | 1 | Scenario 2 |  | PPK¦SelectPro¦VDI3805¦Internet_EU |  |  | H6100X125-SP2+NVK230A-3 | Globe valve (partial pressure-balanced) | 1000 kPa | 1000 kPa |  | EU\Inbox\Combinations\Folder..6/..7\ | 33
129485 | H6100X125-SP2/NVK230A-3 | H6100X125-SP2/NVK230A-3 |  | H6100X125-SP2 | / | NVK230A-3 | Actuator with emergency control function | 1 | Scenario 2 |  | PPK¦SelectPro¦VDI3805¦Internet_EU |  |  | H6100X125-SP2/NVK230A-3 | Globe valve (partial pressure-balanced) | 1000 kPa | 1000 kPa |  | EU\Inbox\Combinations\Folder..6/..7\ | 33
129486 | H610S+NVK230A-3 | H610S+NVK230A-3 |  | H610S | + | NVK230A-3 | Actuator with emergency control function | 1 | Scenario 2 |  | PPK¦SelectPro¦VDI3805¦Internet_EU |  |  | H610S+NVK230A-3 | Globe valve | 1600 kPa | 1000 kPa |  | EU\Inbox\Combinations\Folder..6/..7\ | 33
129487 | H610S/NVK230A-3 | H610S/NVK230A-3 |  | H610S | / | NVK230A-3 | Actuator with emergency control function | 1 | Scenario 2 |  | PPK¦SelectPro¦VDI3805¦Internet_EU |  |  | H610S/NVK230A-3 | Globe valve | 1600 kPa | 1000 kPa |  | EU\Inbox\Combinations\Folder..6/..7\ | 33
129488 | H611N+NVK230A-3 | H611N+NVK230A-3 |  | H611N | + | NVK230A-3 | Actuator with emergency control function | 1 | Scenario 2 |  | PPK¦SelectPro¦VDI3805¦Internet_EU |  |  | H611N+NVK230A-3 | Globe valve | 1600 kPa | 400 kPa |  | EU\Inbox\Combinations\Folder..6/..7\ | 33
129489 | H611N/NVK230A-3 | H611N/NVK230A-3 |  | H611N | / | NVK230A-3 | Actuator with emergency control function | 1 | Scenario 2 |  | PPK¦SelectPro¦VDI3805¦Internet_EU |  |  | H611N/NVK230A-3 | Globe valve | 1600 kPa | 400 kPa |  | EU\Inbox\Combinations\Folder..6/..7\ | 33
129490 | H611R+NVK230A-3 | H611R+NVK230A-3 |  | H611R | + | NVK230A-3 | Actuator with emergency control function | 1 | Scenario 2 |  | PPK¦SelectPro¦VDI3805¦Internet_EU |  |  | H611R+NVK230A-3 | Globe valve | 600 kPa | 400 kPa |  | EU\Inbox\Combinations\Folder..6/..7\ | 33
129491 | H611R/NVK230A-3 | H611R/NVK230A-3 |  | H611R | / | NVK230A-3 | Actuator with emergency control function | 1 | Scenario 2 |  | PPK¦SelectPro¦VDI3805¦Internet_EU |  |  | H611R/NVK230A-3 | Globe valve | 600 kPa | 400 kPa |  | EU\Inbox\Combinations\Folder..6/..7\ | 33
129492 | H611S+NVK230A-3 | H611S+NVK230A-3 |  | H611S | + | NVK230A-3 | Actuator with emergency control function | 1 | Scenario 2 |  | PPK¦SelectPro¦VDI3805¦Internet_EU |  |  | H611S+NVK230A-3 | Globe valve | 1600 kPa | 1000 kPa |  | EU\Inbox\Combinations\Folder..6/..7\ | 33
129493 | H611S/NVK230A-3 | H611S/NVK230A-3 |  | H611S | / | NVK230A-3 | Actuator with emergency control function | 1 | Scenario 2 |  | PPK¦SelectPro¦VDI3805¦Internet_EU |  |  | H611S/NVK230A-3 | Globe valve | 1600 kPa | 1000 kPa |  | EU\Inbox\Combinations\Folder..6/..7\ | 33
129494 | H612N+NVK230A-3 | H612N+NVK230A-3 |  | H612N | + | NVK230A-3 | Actuator with emergency control function | 1 | Scenario 2 |  | PPK¦SelectPro¦VDI3805¦Internet_EU |  |  | H612N+NVK230A-3 | Globe valve | 1600 kPa | 400 kPa |  | EU\Inbox\Combinations\Folder..6/..7\ | 33
129495 | H612N/NVK230A-3 | H612N/NVK230A-3 |  | H612N | / | NVK230A-3 | Actuator with emergency control function | 1 | Scenario 2 |  | PPK¦SelectPro¦VDI3805¦Internet_EU |  |  | H612N/NVK230A-3 | Globe valve | 1600 kPa | 400 kPa |  | EU\Inbox\Combinations\Folder..6/..7\ | 33
129496 | H612R+NVK230A-3 | H612R+NVK230A-3 |  | H612R | + | NVK230A-3 | Actuator with emergency control function | 1 | Scenario 2 |  | PPK¦SelectPro¦VDI3805¦Internet_EU |  |  | H612R+NVK230A-3 | Globe valve | 600 kPa | 400 kPa |  | EU\Inbox\Combinations\Folder..6/..7\ | 33
129497 | H612R/NVK230A-3 | H612R/NVK230A-3 |  | H612R | / | NVK230A-3 | Actuator with emergency control function | 1 | Scenario 2 |  | PPK¦SelectPro¦VDI3805¦Internet_EU |  |  | H612R/NVK230A-3 | Globe valve | 600 kPa | 400 kPa |  | EU\Inbox\Combinations\Folder..6/..7\ | 33
129498 | H612S+NVK230A-3 | H612S+NVK230A-3 |  | H612S | + | NVK230A-3 | Actuator with emergency control function | 1 | Scenario 2 |  | PPK¦SelectPro¦VDI3805¦Internet_EU |  |  | H612S+NVK230A-3 | Globe valve | 1600 kPa | 1000 kPa |  | EU\Inbox\Combinations\Folder..6/..7\ | 33
129499 | H612S/NVK230A-3 | H612S/NVK230A-3 |  | H612S | / | NVK230A-3 | Actuator with emergency control function | 1 | Scenario 2 |  | PPK¦SelectPro¦VDI3805¦Internet_EU |  |  | H612S/NVK230A-3 | Globe valve | 1600 kPa | 1000 kPa |  | EU\Inbox\Combinations\Folder..6/..7\ | 33
129500 | H613N+NVK230A-3 | H613N+NVK230A-3 |  | H613N | + | NVK230A-3 | Actuator with emergency control function | 1 | Scenario 2 |  | PPK¦SelectPro¦VDI3805¦Internet_EU |  |  | H613N+NVK230A-3 | Globe valve | 1600 kPa | 400 kPa |  | EU\Inbox\Combinations\Folder..6/..7\ | 33
129501 | H613N/NVK230A-3 | H613N/NVK230A-3 |  | H613N | / | NVK230A-3 | Actuator with emergency control function | 1 | Scenario 2 |  | PPK¦SelectPro¦VDI3805¦Internet_EU |  |  | H613N/NVK230A-3 | Globe valve | 1600 kPa | 400 kPa |  | EU\Inbox\Combinations\Folder..6/..7\ | 33
129502 | H613R+NVK230A-3 | H613R+NVK230A-3 |  | H613R | + | NVK230A-3 | Actuator with emergency control function | 1 | Scenario 2 |  | PPK¦SelectPro¦VDI3805¦Internet_EU |  |  | H613R+NVK230A-3 | Globe valve | 600 kPa | 400 kPa |  | EU\Inbox\Combinations\Folder..6/..7\ | 33
129503 | H613R/NVK230A-3 | H613R/NVK230A-3 |  | H613R | / | NVK230A-3 | Actuator with emergency control function | 1 | Scenario 2 |  | PPK¦SelectPro¦VDI3805¦Internet_EU |  |  | H613R/NVK230A-3 | Globe valve | 600 kPa | 400 kPa |  | EU\Inbox\Combinations\Folder..6/..7\ | 33
129504 | H613S+NVK230A-3 | H613S+NVK230A-3 |  | H613S | + | NVK230A-3 | Actuator with emergency control function | 1 | Scenario 2 |  | PPK¦SelectPro¦VDI3805¦Internet_EU |  |  | H613S+NVK230A-3 | Globe valve | 1600 kPa | 1000 kPa |  | EU\Inbox\Combinations\Folder..6/..7\ | 33
129505 | H613S/NVK230A-3 | H613S/NVK230A-3 |  | H613S | / | NVK230A-3 | Actuator with emergency control function | 1 | Scenario 2 |  | PPK¦SelectPro¦VDI3805¦Internet_EU |  |  | H613S/NVK230A-3 | Globe valve | 1600 kPa | 1000 kPa |  | EU\Inbox\Combinations\Folder..6/..7\ | 33
129506 | H614N+NVK230A-3 | H614N+NVK230A-3 |  | H614N | + | NVK230A-3 | Actuator with emergency control function | 1 | Scenario 2 |  | PPK¦SelectPro¦VDI3805¦Internet_EU |  |  | H614N+NVK230A-3 | Globe valve | 1600 kPa | 400 kPa |  | EU\Inbox\Combinations\Folder..6/..7\ | 33
129507 | H614N/NVK230A-3 | H614N/NVK230A-3 |  | H614N | / | NVK230A-3 | Actuator with emergency control function | 1 | Scenario 2 |  | PPK¦SelectPro¦VDI3805¦Internet_EU |  |  | H614N/NVK230A-3 | Globe valve | 1600 kPa | 400 kPa |  | EU\Inbox\Combinations\Folder..6/..7\ | 33
129508 | H614R+NVK230A-3 | H614R+NVK230A-3 |  | H614R | + | NVK230A-3 | Actuator with emergency control function | 1 | Scenario 2 |  | PPK¦SelectPro¦VDI3805¦Internet_EU |  |  | H614R+NVK230A-3 | Globe valve | 600 kPa | 400 kPa |  | EU\Inbox\Combinations\Folder..6/..7\ | 33
129509 | H614R/NVK230A-3 | H614R/NVK230A-3 |  | H614R | / | NVK230A-3 | Actuator with emergency control function | 1 | Scenario 2 |  | PPK¦SelectPro¦VDI3805¦Internet_EU |  |  | H614R/NVK230A-3 | Globe valve | 600 kPa | 400 kPa |  | EU\Inbox\Combinations\Folder..6/..7\ | 33
129510 | H614S+NVK230A-3 | H614S+NVK230A-3 |  | H614S | + | NVK230A-3 | Actuator with emergency control function | 1 | Scenario 2 |  | PPK¦SelectPro¦VDI3805¦Internet_EU |  |  | H614S+NVK230A-3 | Globe valve | 1600 kPa | 1000 kPa |  | EU\Inbox\Combinations\Folder..6/..7\ | 33
129511 | H614S/NVK230A-3 | H614S/NVK230A-3 |  | H614S | / | NVK230A-3 | Actuator with emergency control function | 1 | Scenario 2 |  | PPK¦SelectPro¦VDI3805¦Internet_EU |  |  | H614S/NVK230A-3 | Globe valve | 1600 kPa | 1000 kPa |  | EU\Inbox\Combinations\Folder..6/..7\ | 33
129512 | H615N+NVK230A-3 | H615N+NVK230A-3 |  | H615N | + | NVK230A-3 | Actuator with emergency control function | 1 | Scenario 2 |  | PPK¦SelectPro¦VDI3805¦Internet_EU |  |  | H615N+NVK230A-3 | Globe valve | 1600 kPa | 400 kPa |  | EU\Inbox\Combinations\Folder..6/..7\ | 33
129513 | H615N/NVK230A-3 | H615N/NVK230A-3 |  | H615N | / | NVK230A-3 | Actuator with emergency control function | 1 | Scenario 2 |  | PPK¦SelectPro¦VDI3805¦Internet_EU |  |  | H615N/NVK230A-3 | Globe valve | 1600 kPa | 400 kPa |  | EU\Inbox\Combinations\Folder..6/..7\ | 33
129514 | H615R+NVK230A-3 | H615R+NVK230A-3 |  | H615R | + | NVK230A-3 | Actuator with emergency control function | 1 | Scenario 2 |  | PPK¦SelectPro¦VDI3805¦Internet_EU |  |  | H615R+NVK230A-3 | Globe valve | 600 kPa | 400 kPa |  | EU\Inbox\Combinations\Folder..6/..7\ | 33
129515 | H615R/NVK230A-3 | H615R/NVK230A-3 |  | H615R | / | NVK230A-3 | Actuator with emergency control function | 1 | Scenario 2 |  | PPK¦SelectPro¦VDI3805¦Internet_EU |  |  | H615R/NVK230A-3 | Globe valve | 600 kPa | 400 kPa |  | EU\Inbox\Combinations\Folder..6/..7\ | 33
129516 | H615S+NVK230A-3 | H615S+NVK230A-3 |  | H615S | + | NVK230A-3 | Actuator with emergency control function | 1 | Scenario 2 |  | PPK¦SelectPro¦VDI3805¦Internet_EU |  |  | H615S+NVK230A-3 | Globe valve | 1600 kPa | 1000 kPa |  | EU\Inbox\Combinations\Folder..6/..7\ | 33
129517 | H615S/NVK230A-3 | H615S/NVK230A-3 |  | H615S | / | NVK230A-3 | Actuator with emergency control function | 1 | Scenario 2 |  | PPK¦SelectPro¦VDI3805¦Internet_EU |  |  | H615S/NVK230A-3 | Globe valve | 1600 kPa | 1000 kPa |  | EU\Inbox\Combinations\Folder..6/..7\ | 33
129518 | H619S+NVK230A-3 | H619S+NVK230A-3 |  | H619S | + | NVK230A-3 | Actuator with emergency control function | 1 | Scenario 2 |  | PPK¦SelectPro¦VDI3805¦Internet_EU |  |  | H619S+NVK230A-3 | Globe valve | 1600 kPa | 1000 kPa |  | EU\Inbox\Combinations\Folder..6/..7\ | 33
129519 | H619S/NVK230A-3 | H619S/NVK230A-3 |  | H619S | / | NVK230A-3 | Actuator with emergency control function | 1 | Scenario 2 |  | PPK¦SelectPro¦VDI3805¦Internet_EU |  |  | H619S/NVK230A-3 | Globe valve | 1600 kPa | 1000 kPa |  | EU\Inbox\Combinations\Folder..6/..7\ | 33
129520 | H620N+NVK230A-3 | H620N+NVK230A-3 |  | H620N | + | NVK230A-3 | Actuator with emergency control function | 1 | Scenario 2 |  | PPK¦SelectPro¦VDI3805¦Internet_EU |  |  | H620N+NVK230A-3 | Globe valve | 1600 kPa | 400 kPa |  | EU\Inbox\Combinations\Folder..6/..7\ | 33
129521 | H620N/NVK230A-3 | H620N/NVK230A-3 |  | H620N | / | NVK230A-3 | Actuator with emergency control function | 1 | Scenario 2 |  | PPK¦SelectPro¦VDI3805¦Internet_EU |  |  | H620N/NVK230A-3 | Globe valve | 1600 kPa | 400 kPa |  | EU\Inbox\Combinations\Folder..6/..7\ | 33
129522 | H620R+NVK230A-3 | H620R+NVK230A-3 |  | H620R | + | NVK230A-3 | Actuator with emergency control function | 1 | Scenario 2 |  | PPK¦SelectPro¦VDI3805¦Internet_EU |  |  | H620R+NVK230A-3 | Globe valve | 600 kPa | 400 kPa |  | EU\Inbox\Combinations\Folder..6/..7\ | 33
129523 | H620R/NVK230A-3 | H620R/NVK230A-3 |  | H620R | / | NVK230A-3 | Actuator with emergency control function | 1 | Scenario 2 |  | PPK¦SelectPro¦VDI3805¦Internet_EU |  |  | H620R/NVK230A-3 | Globe valve | 600 kPa | 400 kPa |  | EU\Inbox\Combinations\Folder..6/..7\ | 33
129524 | H620S+NVK230A-3 | H620S+NVK230A-3 |  | H620S | + | NVK230A-3 | Actuator with emergency control function | 1 | Scenario 2 |  | PPK¦SelectPro¦VDI3805¦Internet_EU |  |  | H620S+NVK230A-3 | Globe valve | 1600 kPa | 1000 kPa |  | EU\Inbox\Combinations\Folder..6/..7\ | 33
129525 | H620S/NVK230A-3 | H620S/NVK230A-3 |  | H620S | / | NVK230A-3 | Actuator with emergency control function | 1 | Scenario 2 |  | PPK¦SelectPro¦VDI3805¦Internet_EU |  |  | H620S/NVK230A-3 | Globe valve | 1600 kPa | 1000 kPa |  | EU\Inbox\Combinations\Folder..6/..7\ | 33
129526 | H624S+NVK230A-3 | H624S+NVK230A-3 |  | H624S | + | NVK230A-3 | Actuator with emergency control function | 1 | Scenario 2 |  | PPK¦SelectPro¦VDI3805¦Internet_EU |  |  | H624S+NVK230A-3 | Globe valve | 1300 kPa | 1000 kPa |  | EU\Inbox\Combinations\Folder..6/..7\ | 33
129527 | H624S/NVK230A-3 | H624S/NVK230A-3 |  | H624S | / | NVK230A-3 | Actuator with emergency control function | 1 | Scenario 2 |  | PPK¦SelectPro¦VDI3805¦Internet_EU |  |  | H624S/NVK230A-3 | Globe valve | 1300 kPa | 1000 kPa |  | EU\Inbox\Combinations\Folder..6/..7\ | 33
129528 | H625N+NVK230A-3 | H625N+NVK230A-3 |  | H625N | + | NVK230A-3 | Actuator with emergency control function | 1 | Scenario 2 |  | PPK¦SelectPro¦VDI3805¦Internet_EU |  |  | H625N+NVK230A-3 | Globe valve | 1300 kPa | 400 kPa |  | EU\Inbox\Combinations\Folder..6/..7\ | 32
129529 | H625N/NVK230A-3 | H625N/NVK230A-3 |  | H625N | / | NVK230A-3 | Actuator with emergency control function | 1 | Scenario 2 |  | PPK¦SelectPro¦VDI3805¦Internet_EU |  |  | H625N/NVK230A-3 | Globe valve | 1300 kPa | 400 kPa |  | EU\Inbox\Combinations\Folder..6/..7\ | 32
129530 | H625R+NVK230A-3 | H625R+NVK230A-3 |  | H625R | + | NVK230A-3 | Actuator with emergency control function | 1 | Scenario 2 |  | PPK¦SelectPro¦VDI3805¦Internet_EU |  |  | H625R+NVK230A-3 | Globe valve | 600 kPa | 400 kPa |  | EU\Inbox\Combinations\Folder..6/..7\ | 33
129531 | H625R/NVK230A-3 | H625R/NVK230A-3 |  | H625R | / | NVK230A-3 | Actuator with emergency control function | 1 | Scenario 2 |  | PPK¦SelectPro¦VDI3805¦Internet_EU |  |  | H625R/NVK230A-3 | Globe valve | 600 kPa | 400 kPa |  | EU\Inbox\Combinations\Folder..6/..7\ | 33
129532 | H625S+NVK230A-3 | H625S+NVK230A-3 |  | H625S | + | NVK230A-3 | Actuator with emergency control function | 1 | Scenario 2 |  | PPK¦SelectPro¦VDI3805¦Internet_EU |  |  | H625S+NVK230A-3 | Globe valve | 1300 kPa | 1000 kPa |  | EU\Inbox\Combinations\Folder..6/..7\ | 33
129533 | H625S/NVK230A-3 | H625S/NVK230A-3 |  | H625S | / | NVK230A-3 | Actuator with emergency control function | 1 | Scenario 2 |  | PPK¦SelectPro¦VDI3805¦Internet_EU |  |  | H625S/NVK230A-3 | Globe valve | 1300 kPa | 1000 kPa |  | EU\Inbox\Combinations\Folder..6/..7\ | 33
129534 | H632N+NVK230A-3 | H632N+NVK230A-3 |  | H632N | + | NVK230A-3 | Actuator with emergency control function | 1 | Scenario 2 |  | PPK¦SelectPro¦VDI3805¦Internet_EU |  |  | H632N+NVK230A-3 | Globe valve | 1000 kPa | 400 kPa |  | EU\Inbox\Combinations\Folder..6/..7\ | 32
129535 | H632N/NVK230A-3 | H632N/NVK230A-3 |  | H632N | / | NVK230A-3 | Actuator with emergency control function | 1 | Scenario 2 |  | PPK¦SelectPro¦VDI3805¦Internet_EU |  |  | H632N/NVK230A-3 | Globe valve | 1000 kPa | 400 kPa |  | EU\Inbox\Combinations\Folder..6/..7\ | 32
129536 | H632R+NVK230A-3 | H632R+NVK230A-3 |  | H632R | + | NVK230A-3 | Actuator with emergency control function | 1 | Scenario 2 |  | PPK¦SelectPro¦VDI3805¦Internet_EU |  |  | H632R+NVK230A-3 | Globe valve | 600 kPa | 400 kPa |  | EU\Inbox\Combinations\Folder..6/..7\ | 33
129537 | H632R/NVK230A-3 | H632R/NVK230A-3 |  | H632R | / | NVK230A-3 | Actuator with emergency control function | 1 | Scenario 2 |  | PPK¦SelectPro¦VDI3805¦Internet_EU |  |  | H632R/NVK230A-3 | Globe valve | 600 kPa | 400 kPa |  | EU\Inbox\Combinations\Folder..6/..7\ | 33
129538 | H632S+NVK230A-3 | H632S+NVK230A-3 |  | H632S | + | NVK230A-3 | Actuator with emergency control function | 1 | Scenario 2 |  | PPK¦SelectPro¦VDI3805¦Internet_EU |  |  | H632S+NVK230A-3 | Globe valve | 950 kPa | 950 kPa |  | EU\Inbox\Combinations\Folder..6/..7\ | 33
129539 | H632S/NVK230A-3 | H632S/NVK230A-3 |  | H632S | / | NVK230A-3 | Actuator with emergency control function | 1 | Scenario 2 |  | PPK¦SelectPro¦VDI3805¦Internet_EU |  |  | H632S/NVK230A-3 | Globe valve | 950 kPa | 950 kPa |  | EU\Inbox\Combinations\Folder..6/..7\ | 33
129540 | H640N+NVK230A-3 | H640N+NVK230A-3 |  | H640N | + | NVK230A-3 | Actuator with emergency control function | 1 | Scenario 2 |  | PPK¦SelectPro¦VDI3805¦Internet_EU |  |  | H640N+NVK230A-3 | Globe valve | 500 kPa | 400 kPa |  | EU\Inbox\Combinations\Folder..6/..7\ | 32
129541 | H640N/NVK230A-3 | H640N/NVK230A-3 |  | H640N | / | NVK230A-3 | Actuator with emergency control function | 1 | Scenario 2 |  | PPK¦SelectPro¦VDI3805¦Internet_EU |  |  | H640N/NVK230A-3 | Globe valve | 500 kPa | 400 kPa |  | EU\Inbox\Combinations\Folder..6/..7\ | 32
129542 | H640R+NVK230A-3 | H640R+NVK230A-3 |  | H640R | + | NVK230A-3 | Actuator with emergency control function | 1 | Scenario 2 |  | PPK¦SelectPro¦VDI3805¦Internet_EU |  |  | H640R+NVK230A-3 | Globe valve | 500 kPa | 400 kPa |  | EU\Inbox\Combinations\Folder..6/..7\ | 33
129543 | H640R/NVK230A-3 | H640R/NVK230A-3 |  | H640R | / | NVK230A-3 | Actuator with emergency control function | 1 | Scenario 2 |  | PPK¦SelectPro¦VDI3805¦Internet_EU |  |  | H640R/NVK230A-3 | Globe valve | 500 kPa | 400 kPa |  | EU\Inbox\Combinations\Folder..6/..7\ | 33
129544 | H640S+NVK230A-3 | H640S+NVK230A-3 |  | H640S | + | NVK230A-3 | Actuator with emergency control function | 1 | Scenario 2 |  | PPK¦SelectPro¦VDI3805¦Internet_EU |  |  | H640S+NVK230A-3 | Globe valve | 500 kPa | 500 kPa |  | EU\Inbox\Combinations\Folder..6/..7\ | 33
129545 | H640S/NVK230A-3 | H640S/NVK230A-3 |  | H640S | / | NVK230A-3 | Actuator with emergency control function | 1 | Scenario 2 |  | PPK¦SelectPro¦VDI3805¦Internet_EU |  |  | H640S/NVK230A-3 | Globe valve | 500 kPa | 500 kPa |  | EU\Inbox\Combinations\Folder..6/..7\ | 33
129546 | H640SP+NVK230A-3 | H640SP+NVK230A-3 |  | H640SP | + | NVK230A-3 | Actuator with emergency control function | 1 | Scenario 2 |  | PPK¦SelectPro¦VDI3805¦Internet_EU |  |  | H640SP+NVK230A-3 | Globe valve (partial pressure-balanced) | 1600 kPa | 1000 kPa |  | EU\Inbox\Combinations\Folder..6/..7\ | 33
129547 | H640SP/NVK230A-3 | H640SP/NVK230A-3 |  | H640SP | / | NVK230A-3 | Actuator with emergency control function | 1 | Scenario 2 |  | PPK¦SelectPro¦VDI3805¦Internet_EU |  |  | H640SP/NVK230A-3 | Globe valve (partial pressure-balanced) | 1600 kPa | 1000 kPa |  | EU\Inbox\Combinations\Folder..6/..7\ | 33
129548 | H650N+NVK230A-3 | H650N+NVK230A-3 |  | H650N | + | NVK230A-3 | Actuator with emergency control function | 1 | Scenario 2 |  | PPK¦SelectPro¦VDI3805¦Internet_EU |  |  | H650N+NVK230A-3 | Globe valve | 300 kPa | 300 kPa |  | EU\Inbox\Combinations\Folder..6/..7\ | 32
129549 | H650N/NVK230A-3 | H650N/NVK230A-3 |  | H650N | / | NVK230A-3 | Actuator with emergency control function | 1 | Scenario 2 |  | PPK¦SelectPro¦VDI3805¦Internet_EU |  |  | H650N/NVK230A-3 | Globe valve | 300 kPa | 300 kPa |  | EU\Inbox\Combinations\Folder..6/..7\ | 32
129550 | H650R+NVK230A-3 | H650R+NVK230A-3 |  | H650R | + | NVK230A-3 | Actuator with emergency control function | 1 | Scenario 2 |  | PPK¦SelectPro¦VDI3805¦Internet_EU |  |  | H650R+NVK230A-3 | Globe valve | 300 kPa | 300 kPa |  | EU\Inbox\Combinations\Folder..6/..7\ | 33
129551 | H650R/NVK230A-3 | H650R/NVK230A-3 |  | H650R | / | NVK230A-3 | Actuator with emergency control function | 1 | Scenario 2 |  | PPK¦SelectPro¦VDI3805¦Internet_EU |  |  | H650R/NVK230A-3 | Globe valve | 300 kPa | 300 kPa |  | EU\Inbox\Combinations\Folder..6/..7\ | 33
129552 | H650S+NVK230A-3 | H650S+NVK230A-3 |  | H650S | + | NVK230A-3 | Actuator with emergency control function | 1 | Scenario 2 |  | PPK¦SelectPro¦VDI3805¦Internet_EU |  |  | H650S+NVK230A-3 | Globe valve | 300 kPa | 300 kPa |  | EU\Inbox\Combinations\Folder..6/..7\ | 33
129553 | H650S/NVK230A-3 | H650S/NVK230A-3 |  | H650S | / | NVK230A-3 | Actuator with emergency control function | 1 | Scenario 2 |  | PPK¦SelectPro¦VDI3805¦Internet_EU |  |  | H650S/NVK230A-3 | Globe valve | 300 kPa | 300 kPa |  | EU\Inbox\Combinations\Folder..6/..7\ | 33
129554 | H650SP+NVK230A-3 | H650SP+NVK230A-3 |  | H650SP | + | NVK230A-3 | Actuator with emergency control function | 1 | Scenario 2 |  | PPK¦SelectPro¦VDI3805¦Internet_EU |  |  | H650SP+NVK230A-3 | Globe valve (partial pressure-balanced) | 1600 kPa | 1000 kPa |  | EU\Inbox\Combinations\Folder..6/..7\ | 35
129555 | H650SP/NVK230A-3 | H650SP/NVK230A-3 |  | H650SP | / | NVK230A-3 | Actuator with emergency control function | 1 | Scenario 2 |  | PPK¦SelectPro¦VDI3805¦Internet_EU |  |  | H650SP/NVK230A-3 | Globe valve (partial pressure-balanced) | 1600 kPa | 1000 kPa |  | EU\Inbox\Combinations\Folder..6/..7\ | 35
129556 | H664N+NVK230A-3 | H664N+NVK230A-3 |  | H664N | + | NVK230A-3 | Actuator with emergency control function | 1 | Scenario 2 |  | PPK¦SelectPro¦VDI3805¦Internet_EU |  |  | H664N+NVK230A-3 | Globe valve | 140 kPa | 140 kPa |  | EU\Inbox\Combinations\Folder..6/..7\ | 37
129557 | H664N/NVK230A-3 | H664N/NVK230A-3 |  | H664N | / | NVK230A-3 | Actuator with emergency control function | 1 | Scenario 2 |  | PPK¦SelectPro¦VDI3805¦Internet_EU |  |  | H664N/NVK230A-3 | Globe valve | 140 kPa | 140 kPa |  | EU\Inbox\Combinations\Folder..6/..7\ | 37
129558 | H664R+NVK230A-3 | H664R+NVK230A-3 |  | H664R | + | NVK230A-3 | Actuator with emergency control function | 1 | Scenario 2 |  | PPK¦SelectPro¦VDI3805¦Internet_EU |  |  | H664R+NVK230A-3 | Globe valve | 140 kPa | 140 kPa |  | EU\Inbox\Combinations\Folder..6/..7\ | 34
129559 | H664R/NVK230A-3 | H664R/NVK230A-3 |  | H664R | / | NVK230A-3 | Actuator with emergency control function | 1 | Scenario 2 |  | PPK¦SelectPro¦VDI3805¦Internet_EU |  |  | H664R/NVK230A-3 | Globe valve | 140 kPa | 140 kPa |  | EU\Inbox\Combinations\Folder..6/..7\ | 34
129560 | H664S+NVK230A-3 | H664S+NVK230A-3 |  | H664S | + | NVK230A-3 | Actuator with emergency control function | 1 | Scenario 2 |  | PPK¦SelectPro¦VDI3805¦Internet_EU |  |  | H664S+NVK230A-3 | Globe valve | 130 kPa | 130 kPa |  | EU\Inbox\Combinations\Folder..6/..7\ | 34
129561 | H664S/NVK230A-3 | H664S/NVK230A-3 |  | H664S | / | NVK230A-3 | Actuator with emergency control function | 1 | Scenario 2 |  | PPK¦SelectPro¦VDI3805¦Internet_EU |  |  | H664S/NVK230A-3 | Globe valve | 130 kPa | 130 kPa |  | EU\Inbox\Combinations\Folder..6/..7\ | 34
129562 | H664SP+NVK230A-3 | H664SP+NVK230A-3 |  | H664SP | + | NVK230A-3 | Actuator with emergency control function | 1 | Scenario 2 |  | PPK¦SelectPro¦VDI3805¦Internet_EU |  |  | H664SP+NVK230A-3 | Globe valve (partial pressure-balanced) | 1600 kPa | 1000 kPa |  | EU\Inbox\Combinations\Folder..6/..7\ | 34
129563 | H664SP/NVK230A-3 | H664SP/NVK230A-3 |  | H664SP | / | NVK230A-3 | Actuator with emergency control function | 1 | Scenario 2 |  | PPK¦SelectPro¦VDI3805¦Internet_EU |  |  | H664SP/NVK230A-3 | Globe valve (partial pressure-balanced) | 1600 kPa | 1000 kPa |  | EU\Inbox\Combinations\Folder..6/..7\ | 34
129564 | H679N+NVK230A-3 | H679N+NVK230A-3 |  | H679N | + | NVK230A-3 | Actuator with emergency control function | 1 | Scenario 2 |  | PPK¦SelectPro¦VDI3805¦Internet_EU |  |  | H679N+NVK230A-3 | Globe valve | 80 kPa | 80 kPa |  | EU\Inbox\Combinations\Folder..6/..7\ | 34
129565 | H679N/NVK230A-3 | H679N/NVK230A-3 |  | H679N | / | NVK230A-3 | Actuator with emergency control function | 1 | Scenario 2 |  | PPK¦SelectPro¦VDI3805¦Internet_EU |  |  | H679N/NVK230A-3 | Globe valve | 80 kPa | 80 kPa |  | EU\Inbox\Combinations\Folder..6/..7\ | 34
129566 | H679R+NVK230A-3 | H679R+NVK230A-3 |  | H679R | + | NVK230A-3 | Actuator with emergency control function | 1 | Scenario 2 |  | PPK¦SelectPro¦VDI3805¦Internet_EU |  |  | H679R+NVK230A-3 | Globe valve | 80 kPa | 80 kPa |  | EU\Inbox\Combinations\Folder..6/..7\ | 34
129567 | H679R/NVK230A-3 | H679R/NVK230A-3 |  | H679R | / | NVK230A-3 | Actuator with emergency control function | 1 | Scenario 2 |  | PPK¦SelectPro¦VDI3805¦Internet_EU |  |  | H679R/NVK230A-3 | Globe valve | 80 kPa | 80 kPa |  | EU\Inbox\Combinations\Folder..6/..7\ | 34
129568 | H679SP+NVK230A-3 | H679SP+NVK230A-3 |  | H679SP | + | NVK230A-3 | Actuator with emergency control function | 1 | Scenario 2 |  | PPK¦SelectPro¦VDI3805¦Internet_EU |  |  | H679SP+NVK230A-3 | Globe valve (partial pressure-balanced) | 1600 kPa | 1000 kPa |  | EU\Inbox\Combinations\Folder..6/..7\ | 34
129569 | H679SP/NVK230A-3 | H679SP/NVK230A-3 |  | H679SP | / | NVK230A-3 | Actuator with emergency control function | 1 | Scenario 2 |  | PPK¦SelectPro¦VDI3805¦Internet_EU |  |  | H679SP/NVK230A-3 | Globe valve (partial pressure-balanced) | 1600 kPa | 1000 kPa |  | EU\Inbox\Combinations\Folder..6/..7\ | 34
129570 | H7015X4-S2+NVK230A-3 | H7015X4-S2+NVK230A-3 |  | H7015X4-S2 | + | NVK230A-3 | Actuator with emergency control function | 1 | Scenario 2 |  | PPK¦SelectPro¦VDI3805¦Internet_EU |  |  | H7015X4-S2+NVK230A-3 | Globe valve | 2200 kPa | 1000 kPa |  | EU\Inbox\Combinations\Folder..6/..7\ | 34
129571 | H7015X4-S2/NVK230A-3 | H7015X4-S2/NVK230A-3 |  | H7015X4-S2 | / | NVK230A-3 | Actuator with emergency control function | 1 | Scenario 2 |  | PPK¦SelectPro¦VDI3805¦Internet_EU |  |  | H7015X4-S2/NVK230A-3 | Globe valve | 2200 kPa | 1000 kPa |  | EU\Inbox\Combinations\Folder..6/..7\ | 34
129572 | H7015Y4-S2+NVK230A-3 | H7015Y4-S2+NVK230A-3 |  | H7015Y4-S2 | + | NVK230A-3 | Actuator with emergency control function | 1 | Scenario 2 |  | PPK¦SelectPro¦VDI3805¦Internet_EU |  |  | H7015Y4-S2+NVK230A-3 | Globe valve | 2200 kPa | 1000 kPa |  | EU\Inbox\Combinations\Folder..6/..7\ | 34
129573 | H7015Y4-S2/NVK230A-3 | H7015Y4-S2/NVK230A-3 |  | H7015Y4-S2 | / | NVK230A-3 | Actuator with emergency control function | 1 | Scenario 2 |  | PPK¦SelectPro¦VDI3805¦Internet_EU |  |  | H7015Y4-S2/NVK230A-3 | Globe valve | 2200 kPa | 1000 kPa |  | EU\Inbox\Combinations\Folder..6/..7\ | 34
129574 | H7020X6P3-S2+NVK230A-3 | H7020X6P3-S2+NVK230A-3 |  | H7020X6P3-S2 | + | NVK230A-3 | Actuator with emergency control function | 1 | Scenario 2 |  | PPK¦SelectPro¦VDI3805¦Internet_EU |  |  | H7020X6P3-S2+NVK230A-3 | Globe valve | 1500 kPa | 1000 kPa |  | EU\Inbox\Combinations\Folder..6/..7\ | 34
129575 | H7020X6P3-S2/NVK230A-3 | H7020X6P3-S2/NVK230A-3 |  | H7020X6P3-S2 | / | NVK230A-3 | Actuator with emergency control function | 1 | Scenario 2 |  | PPK¦SelectPro¦VDI3805¦Internet_EU |  |  | H7020X6P3-S2/NVK230A-3 | Globe valve | 1500 kPa | 1000 kPa |  | EU\Inbox\Combinations\Folder..6/..7\ | 34
129576 | H7020Y6P3-S2+NVK230A-3 | H7020Y6P3-S2+NVK230A-3 |  | H7020Y6P3-S2 | + | NVK230A-3 | Actuator with emergency control function | 1 | Scenario 2 |  | PPK¦SelectPro¦VDI3805¦Internet_EU |  |  | H7020Y6P3-S2+NVK230A-3 | Globe valve | 1500 kPa | 1000 kPa |  | EU\Inbox\Combinations\Folder..6/..7\ | 34
129577 | H7020Y6P3-S2/NVK230A-3 | H7020Y6P3-S2/NVK230A-3 |  | H7020Y6P3-S2 | / | NVK230A-3 | Actuator with emergency control function | 1 | Scenario 2 |  | PPK¦SelectPro¦VDI3805¦Internet_EU |  |  | H7020Y6P3-S2/NVK230A-3 | Globe valve | 1500 kPa | 1000 kPa |  | EU\Inbox\Combinations\Folder..6/..7\ | 34
129578 | H7025X10-S2+NVK230A-3 | H7025X10-S2+NVK230A-3 |  | H7025X10-S2 | + | NVK230A-3 | Actuator with emergency control function | 1 | Scenario 2 |  | PPK¦SelectPro¦VDI3805¦Internet_EU |  |  | H7025X10-S2+NVK230A-3 | Globe valve | 1300 kPa | 1000 kPa |  | EU\Inbox\Combinations\Folder..6/..7\ | 34
129579 | H7025X10-S2/NVK230A-3 | H7025X10-S2/NVK230A-3 |  | H7025X10-S2 | / | NVK230A-3 | Actuator with emergency control function | 1 | Scenario 2 |  | PPK¦SelectPro¦VDI3805¦Internet_EU |  |  | H7025X10-S2/NVK230A-3 | Globe valve | 1300 kPa | 1000 kPa |  | EU\Inbox\Combinations\Folder..6/..7\ | 34
129580 | H7025Y10-S2+NVK230A-3 | H7025Y10-S2+NVK230A-3 |  | H7025Y10-S2 | + | NVK230A-3 | Actuator with emergency control function | 1 | Scenario 2 |  | PPK¦SelectPro¦VDI3805¦Internet_EU |  |  | H7025Y10-S2+NVK230A-3 | Globe valve | 1300 kPa | 1000 kPa |  | EU\Inbox\Combinations\Folder..6/..7\ | 34
129581 | H7025Y10-S2/NVK230A-3 | H7025Y10-S2/NVK230A-3 |  | H7025Y10-S2 | / | NVK230A-3 | Actuator with emergency control function | 1 | Scenario 2 |  | PPK¦SelectPro¦VDI3805¦Internet_EU |  |  | H7025Y10-S2/NVK230A-3 | Globe valve | 1300 kPa | 1000 kPa |  | EU\Inbox\Combinations\Folder..6/..7\ | 34
129582 | H7032X16-S2+NVK230A-3 | H7032X16-S2+NVK230A-3 |  | H7032X16-S2 | + | NVK230A-3 | Actuator with emergency control function | 1 | Scenario 2 |  | PPK¦SelectPro¦VDI3805¦Internet_EU |  |  | H7032X16-S2+NVK230A-3 | Globe valve | 900 kPa | 900 kPa |  | EU\Inbox\Combinations\Folder..6/..7\ | 34
129583 | H7032X16-S2/NVK230A-3 | H7032X16-S2/NVK230A-3 |  | H7032X16-S2 | / | NVK230A-3 | Actuator with emergency control function | 1 | Scenario 2 |  | PPK¦SelectPro¦VDI3805¦Internet_EU |  |  | H7032X16-S2/NVK230A-3 | Globe valve | 900 kPa | 900 kPa |  | EU\Inbox\Combinations\Folder..6/..7\ | 34
129584 | H7032Y16-S2+NVK230A-3 | H7032Y16-S2+NVK230A-3 |  | H7032Y16-S2 | + | NVK230A-3 | Actuator with emergency control function | 1 | Scenario 2 |  | PPK¦SelectPro¦VDI3805¦Internet_EU |  |  | H7032Y16-S2+NVK230A-3 | Globe valve | 900 kPa | 900 kPa |  | EU\Inbox\Combinations\Folder..6/..7\ | 34
129585 | H7032Y16-S2/NVK230A-3 | H7032Y16-S2/NVK230A-3 |  | H7032Y16-S2 | / | NVK230A-3 | Actuator with emergency control function | 1 | Scenario 2 |  | PPK¦SelectPro¦VDI3805¦Internet_EU |  |  | H7032Y16-S2/NVK230A-3 | Globe valve | 900 kPa | 900 kPa |  | EU\Inbox\Combinations\Folder..6/..7\ | 34
129586 | H7040X25-S2+NVK230A-3 | H7040X25-S2+NVK230A-3 |  | H7040X25-S2 | + | NVK230A-3 | Actuator with emergency control function | 1 | Scenario 2 |  | PPK¦SelectPro¦VDI3805¦Internet_EU |  |  | H7040X25-S2+NVK230A-3 | Globe valve | 500 kPa | 500 kPa |  | EU\Inbox\Combinations\Folder..6/..7\ | 34
129587 | H7040X25-S2/NVK230A-3 | H7040X25-S2/NVK230A-3 |  | H7040X25-S2 | / | NVK230A-3 | Actuator with emergency control function | 1 | Scenario 2 |  | PPK¦SelectPro¦VDI3805¦Internet_EU |  |  | H7040X25-S2/NVK230A-3 | Globe valve | 500 kPa | 500 kPa |  | EU\Inbox\Combinations\Folder..6/..7\ | 34
129588 | H7040Y25-S2+NVK230A-3 | H7040Y25-S2+NVK230A-3 |  | H7040Y25-S2 | + | NVK230A-3 | Actuator with emergency control function | 1 | Scenario 2 |  | PPK¦SelectPro¦VDI3805¦Internet_EU |  |  | H7040Y25-S2+NVK230A-3 | Globe valve | 500 kPa | 500 kPa |  | EU\Inbox\Combinations\Folder..6/..7\ | 34
129589 | H7040Y25-S2/NVK230A-3 | H7040Y25-S2/NVK230A-3 |  | H7040Y25-S2 | / | NVK230A-3 | Actuator with emergency control function | 1 | Scenario 2 |  | PPK¦SelectPro¦VDI3805¦Internet_EU |  |  | H7040Y25-S2/NVK230A-3 | Globe valve | 500 kPa | 500 kPa |  | EU\Inbox\Combinations\Folder..6/..7\ | 34
129590 | H7050X40-S2+NVK230A-3 | H7050X40-S2+NVK230A-3 |  | H7050X40-S2 | + | NVK230A-3 | Actuator with emergency control function | 1 | Scenario 2 |  | PPK¦SelectPro¦VDI3805¦Internet_EU |  |  | H7050X40-S2+NVK230A-3 | Globe valve | 300 kPa | 300 kPa |  | EU\Inbox\Combinations\Folder..6/..7\ | 34
129591 | H7050X40-S2/NVK230A-3 | H7050X40-S2/NVK230A-3 |  | H7050X40-S2 | / | NVK230A-3 | Actuator with emergency control function | 1 | Scenario 2 |  | PPK¦SelectPro¦VDI3805¦Internet_EU |  |  | H7050X40-S2/NVK230A-3 | Globe valve | 300 kPa | 300 kPa |  | EU\Inbox\Combinations\Folder..6/..7\ | 34
129674 | H7050Y40-S2+NVK230A-3 | H7050Y40-S2+NVK230A-3 |  | H7050Y40-S2 | + | NVK230A-3 | Actuator with emergency control function | 1 | Scenario 2 |  | PPK¦SelectPro¦VDI3805¦Internet_EU |  |  | H7050Y40-S2+NVK230A-3 | Globe valve | 300 kPa | 300 kPa |  | EU\Inbox\Combinations\Folder..6/..7\ | 33
129675 | H7050Y40-S2/NVK230A-3 | H7050Y40-S2/NVK230A-3 |  | H7050Y40-S2 | / | NVK230A-3 | Actuator with emergency control function | 1 | Scenario 2 |  | PPK¦SelectPro¦VDI3805¦Internet_EU |  |  | H7050Y40-S2/NVK230A-3 | Globe valve | 300 kPa | 300 kPa |  | EU\Inbox\Combinations\Folder..6/..7\ | 33
129676 | H711N+NVK230A-3 | H711N+NVK230A-3 |  | H711N | + | NVK230A-3 | Actuator with emergency control function | 1 | Scenario 2 |  | PPK¦SelectPro¦VDI3805¦Internet_EU |  |  | H711N+NVK230A-3 | Globe valve | 1600 kPa | 400 kPa |  | EU\Inbox\Combinations\Folder..6/..7\ | 33
129677 | H711N/NVK230A-3 | H711N/NVK230A-3 |  | H711N | / | NVK230A-3 | Actuator with emergency control function | 1 | Scenario 2 |  | PPK¦SelectPro¦VDI3805¦Internet_EU |  |  | H711N/NVK230A-3 | Globe valve | 1600 kPa | 400 kPa |  | EU\Inbox\Combinations\Folder..6/..7\ | 33
129678 | H711R+NVK230A-3 | H711R+NVK230A-3 |  | H711R | + | NVK230A-3 | Actuator with emergency control function | 1 | Scenario 2 |  | PPK¦SelectPro¦VDI3805¦Internet_EU |  |  | H711R+NVK230A-3 | Globe valve | 600 kPa | 400 kPa |  | EU\Inbox\Combinations\Folder..6/..7\ | 33
129679 | H711R/NVK230A-3 | H711R/NVK230A-3 |  | H711R | / | NVK230A-3 | Actuator with emergency control function | 1 | Scenario 2 |  | PPK¦SelectPro¦VDI3805¦Internet_EU |  |  | H711R/NVK230A-3 | Globe valve | 600 kPa | 400 kPa |  | EU\Inbox\Combinations\Folder..6/..7\ | 33
129680 | H712N+NVK230A-3 | H712N+NVK230A-3 |  | H712N | + | NVK230A-3 | Actuator with emergency control function | 1 | Scenario 2 |  | PPK¦SelectPro¦VDI3805¦Internet_EU |  |  | H712N+NVK230A-3 | Globe valve | 1600 kPa | 400 kPa |  | EU\Inbox\Combinations\Folder..6/..7\ | 33
129681 | H712N/NVK230A-3 | H712N/NVK230A-3 |  | H712N | / | NVK230A-3 | Actuator with emergency control function | 1 | Scenario 2 |  | PPK¦SelectPro¦VDI3805¦Internet_EU |  |  | H712N/NVK230A-3 | Globe valve | 1600 kPa | 400 kPa |  | EU\Inbox\Combinations\Folder..6/..7\ | 33
129682 | H712R+NVK230A-3 | H712R+NVK230A-3 |  | H712R | + | NVK230A-3 | Actuator with emergency control function | 1 | Scenario 2 |  | PPK¦SelectPro¦VDI3805¦Internet_EU |  |  | H712R+NVK230A-3 | Globe valve | 600 kPa | 400 kPa |  | EU\Inbox\Combinations\Folder..6/..7\ | 33
129683 | H712R/NVK230A-3 | H712R/NVK230A-3 |  | H712R | / | NVK230A-3 | Actuator with emergency control function | 1 | Scenario 2 |  | PPK¦SelectPro¦VDI3805¦Internet_EU |  |  | H712R/NVK230A-3 | Globe valve | 600 kPa | 400 kPa |  | EU\Inbox\Combinations\Folder..6/..7\ | 33
129684 | H713N+NVK230A-3 | H713N+NVK230A-3 |  | H713N | + | NVK230A-3 | Actuator with emergency control function | 1 | Scenario 2 |  | PPK¦SelectPro¦VDI3805¦Internet_EU |  |  | H713N+NVK230A-3 | Globe valve | 1600 kPa | 400 kPa |  | EU\Inbox\Combinations\Folder..6/..7\ | 33
129685 | H713N/NVK230A-3 | H713N/NVK230A-3 |  | H713N | / | NVK230A-3 | Actuator with emergency control function | 1 | Scenario 2 |  | PPK¦SelectPro¦VDI3805¦Internet_EU |  |  | H713N/NVK230A-3 | Globe valve | 1600 kPa | 400 kPa |  | EU\Inbox\Combinations\Folder..6/..7\ | 33
129686 | H713R+NVK230A-3 | H713R+NVK230A-3 |  | H713R | + | NVK230A-3 | Actuator with emergency control function | 1 | Scenario 2 |  | PPK¦SelectPro¦VDI3805¦Internet_EU |  |  | H713R+NVK230A-3 | Globe valve | 600 kPa | 400 kPa |  | EU\Inbox\Combinations\Folder..6/..7\ | 33
129687 | H713R/NVK230A-3 | H713R/NVK230A-3 |  | H713R | / | NVK230A-3 | Actuator with emergency control function | 1 | Scenario 2 |  | PPK¦SelectPro¦VDI3805¦Internet_EU |  |  | H713R/NVK230A-3 | Globe valve | 600 kPa | 400 kPa |  | EU\Inbox\Combinations\Folder..6/..7\ | 33
129688 | H714N+NVK230A-3 | H714N+NVK230A-3 |  | H714N | + | NVK230A-3 | Actuator with emergency control function | 1 | Scenario 2 |  | PPK¦SelectPro¦VDI3805¦Internet_EU |  |  | H714N+NVK230A-3 | Globe valve | 1600 kPa | 400 kPa |  | EU\Inbox\Combinations\Folder..6/..7\ | 33
129689 | H714N/NVK230A-3 | H714N/NVK230A-3 |  | H714N | / | NVK230A-3 | Actuator with emergency control function | 1 | Scenario 2 |  | PPK¦SelectPro¦VDI3805¦Internet_EU |  |  | H714N/NVK230A-3 | Globe valve | 1600 kPa | 400 kPa |  | EU\Inbox\Combinations\Folder..6/..7\ | 33
129690 | H714R+NVK230A-3 | H714R+NVK230A-3 |  | H714R | + | NVK230A-3 | Actuator with emergency control function | 1 | Scenario 2 |  | PPK¦SelectPro¦VDI3805¦Internet_EU |  |  | H714R+NVK230A-3 | Globe valve | 600 kPa | 400 kPa |  | EU\Inbox\Combinations\Folder..6/..7\ | 33
129691 | H714R/NVK230A-3 | H714R/NVK230A-3 |  | H714R | / | NVK230A-3 | Actuator with emergency control function | 1 | Scenario 2 |  | PPK¦SelectPro¦VDI3805¦Internet_EU |  |  | H714R/NVK230A-3 | Globe valve | 600 kPa | 400 kPa |  | EU\Inbox\Combinations\Folder..6/..7\ | 33
129692 | H715N+NVK230A-3 | H715N+NVK230A-3 |  | H715N | + | NVK230A-3 | Actuator with emergency control function | 1 | Scenario 2 |  | PPK¦SelectPro¦VDI3805¦Internet_EU |  |  | H715N+NVK230A-3 | Globe valve | 1600 kPa | 400 kPa |  | EU\Inbox\Combinations\Folder..6/..7\ | 33
129693 | H715N/NVK230A-3 | H715N/NVK230A-3 |  | H715N | / | NVK230A-3 | Actuator with emergency control function | 1 | Scenario 2 |  | PPK¦SelectPro¦VDI3805¦Internet_EU |  |  | H715N/NVK230A-3 | Globe valve | 1600 kPa | 400 kPa |  | EU\Inbox\Combinations\Folder..6/..7\ | 33
129694 | H715R+NVK230A-3 | H715R+NVK230A-3 |  | H715R | + | NVK230A-3 | Actuator with emergency control function | 1 | Scenario 2 |  | PPK¦SelectPro¦VDI3805¦Internet_EU |  |  | H715R+NVK230A-3 | Globe valve | 600 kPa | 400 kPa |  | EU\Inbox\Combinations\Folder..6/..7\ | 33
129695 | H715R/NVK230A-3 | H715R/NVK230A-3 |  | H715R | / | NVK230A-3 | Actuator with emergency control function | 1 | Scenario 2 |  | PPK¦SelectPro¦VDI3805¦Internet_EU |  |  | H715R/NVK230A-3 | Globe valve | 600 kPa | 400 kPa |  | EU\Inbox\Combinations\Folder..6/..7\ | 33
129696 | H720N+NVK230A-3 | H720N+NVK230A-3 |  | H720N | + | NVK230A-3 | Actuator with emergency control function | 1 | Scenario 2 |  | PPK¦SelectPro¦VDI3805¦Internet_EU |  |  | H720N+NVK230A-3 | Globe valve | 1600 kPa | 400 kPa |  | EU\Inbox\Combinations\Folder..6/..7\ | 33
129697 | H720N/NVK230A-3 | H720N/NVK230A-3 |  | H720N | / | NVK230A-3 | Actuator with emergency control function | 1 | Scenario 2 |  | PPK¦SelectPro¦VDI3805¦Internet_EU |  |  | H720N/NVK230A-3 | Globe valve | 1600 kPa | 400 kPa |  | EU\Inbox\Combinations\Folder..6/..7\ | 33
129698 | H720R+NVK230A-3 | H720R+NVK230A-3 |  | H720R | + | NVK230A-3 | Actuator with emergency control function | 1 | Scenario 2 |  | PPK¦SelectPro¦VDI3805¦Internet_EU |  |  | H720R+NVK230A-3 | Globe valve | 600 kPa | 400 kPa |  | EU\Inbox\Combinations\Folder..6/..7\ | 33
129699 | H720R/NVK230A-3 | H720R/NVK230A-3 |  | H720R | / | NVK230A-3 | Actuator with emergency control function | 1 | Scenario 2 |  | PPK¦SelectPro¦VDI3805¦Internet_EU |  |  | H720R/NVK230A-3 | Globe valve | 600 kPa | 400 kPa |  | EU\Inbox\Combinations\Folder..6/..7\ | 33
129700 | H725N+NVK230A-3 | H725N+NVK230A-3 |  | H725N | + | NVK230A-3 | Actuator with emergency control function | 1 | Scenario 2 |  | PPK¦SelectPro¦VDI3805¦Internet_EU |  |  | H725N+NVK230A-3 | Globe valve | 1300 kPa | 400 kPa |  | EU\Inbox\Combinations\Folder..6/..7\ | 38
129701 | H725N/NVK230A-3 | H725N/NVK230A-3 |  | H725N | / | NVK230A-3 | Actuator with emergency control function | 1 | Scenario 2 |  | PPK¦SelectPro¦VDI3805¦Internet_EU |  |  | H725N/NVK230A-3 | Globe valve | 1300 kPa | 400 kPa |  | EU\Inbox\Combinations\Folder..6/..7\ | 38
129702 | H725R+NVK230A-3 | H725R+NVK230A-3 |  | H725R | + | NVK230A-3 | Actuator with emergency control function | 1 | Scenario 2 |  | PPK¦SelectPro¦VDI3805¦Internet_EU |  |  | H725R+NVK230A-3 | Globe valve | 600 kPa | 400 kPa |  | EU\Inbox\Combinations\Folder..6/..7\ | 33
129703 | H725R/NVK230A-3 | H725R/NVK230A-3 |  | H725R | / | NVK230A-3 | Actuator with emergency control function | 1 | Scenario 2 |  | PPK¦SelectPro¦VDI3805¦Internet_EU |  |  | H725R/NVK230A-3 | Globe valve | 600 kPa | 400 kPa |  | EU\Inbox\Combinations\Folder..6/..7\ | 33
129704 | H732N+NVK230A-3 | H732N+NVK230A-3 |  | H732N | + | NVK230A-3 | Actuator with emergency control function | 1 | Scenario 2 |  | PPK¦SelectPro¦VDI3805¦Internet_EU |  |  | H732N+NVK230A-3 | Globe valve | 1000 kPa | 400 kPa |  | EU\Inbox\Combinations\Folder..6/..7\ | 32
129705 | H732N/NVK230A-3 | H732N/NVK230A-3 |  | H732N | / | NVK230A-3 | Actuator with emergency control function | 1 | Scenario 2 |  | PPK¦SelectPro¦VDI3805¦Internet_EU |  |  | H732N/NVK230A-3 | Globe valve | 1000 kPa | 400 kPa |  | EU\Inbox\Combinations\Folder..6/..7\ | 32
129706 | H732R+NVK230A-3 | H732R+NVK230A-3 |  | H732R | + | NVK230A-3 | Actuator with emergency control function | 1 | Scenario 2 |  | PPK¦SelectPro¦VDI3805¦Internet_EU |  |  | H732R+NVK230A-3 | Globe valve | 600 kPa | 400 kPa |  | EU\Inbox\Combinations\Folder..6/..7\ | 33
129707 | H732R/NVK230A-3 | H732R/NVK230A-3 |  | H732R | / | NVK230A-3 | Actuator with emergency control function | 1 | Scenario 2 |  | PPK¦SelectPro¦VDI3805¦Internet_EU |  |  | H732R/NVK230A-3 | Globe valve | 600 kPa | 400 kPa |  | EU\Inbox\Combinations\Folder..6/..7\ | 33
129708 | H740N+NVK230A-3 | H740N+NVK230A-3 |  | H740N | + | NVK230A-3 | Actuator with emergency control function | 1 | Scenario 2 |  | PPK¦SelectPro¦VDI3805¦Internet_EU |  |  | H740N+NVK230A-3 | Globe valve | 500 kPa | 400 kPa |  | EU\Inbox\Combinations\Folder..6/..7\ | 32
129709 | H740N/NVK230A-3 | H740N/NVK230A-3 |  | H740N | / | NVK230A-3 | Actuator with emergency control function | 1 | Scenario 2 |  | PPK¦SelectPro¦VDI3805¦Internet_EU |  |  | H740N/NVK230A-3 | Globe valve | 500 kPa | 400 kPa |  | EU\Inbox\Combinations\Folder..6/..7\ | 32
129710 | H740R+NVK230A-3 | H740R+NVK230A-3 |  | H740R | + | NVK230A-3 | Actuator with emergency control function | 1 | Scenario 2 |  | PPK¦SelectPro¦VDI3805¦Internet_EU |  |  | H740R+NVK230A-3 | Globe valve | 500 kPa | 400 kPa |  | EU\Inbox\Combinations\Folder..6/..7\ | 33
129711 | H740R/NVK230A-3 | H740R/NVK230A-3 |  | H740R | / | NVK230A-3 | Actuator with emergency control function | 1 | Scenario 2 |  | PPK¦SelectPro¦VDI3805¦Internet_EU |  |  | H740R/NVK230A-3 | Globe valve | 500 kPa | 400 kPa |  | EU\Inbox\Combinations\Folder..6/..7\ | 33
129712 | H750N+NVK230A-3 | H750N+NVK230A-3 |  | H750N | + | NVK230A-3 | Actuator with emergency control function | 1 | Scenario 2 |  | PPK¦SelectPro¦VDI3805¦Internet_EU |  |  | H750N+NVK230A-3 | Globe valve | 300 kPa | 300 kPa |  | EU\Inbox\Combinations\Folder..6/..7\ | 33
129713 | H750N/NVK230A-3 | H750N/NVK230A-3 |  | H750N | / | NVK230A-3 | Actuator with emergency control function | 1 | Scenario 2 |  | PPK¦SelectPro¦VDI3805¦Internet_EU |  |  | H750N/NVK230A-3 | Globe valve | 300 kPa | 300 kPa |  | EU\Inbox\Combinations\Folder..6/..7\ | 33
129714 | H750R+NVK230A-3 | H750R+NVK230A-3 |  | H750R | + | NVK230A-3 | Actuator with emergency control function | 1 | Scenario 2 |  | PPK¦SelectPro¦VDI3805¦Internet_EU |  |  | H750R+NVK230A-3 | Globe valve | 300 kPa | 300 kPa |  | EU\Inbox\Combinations\Folder..6/..7\ | 33
129715 | H750R/NVK230A-3 | H750R/NVK230A-3 |  | H750R | / | NVK230A-3 | Actuator with emergency control function | 1 | Scenario 2 |  | PPK¦SelectPro¦VDI3805¦Internet_EU |  |  | H750R/NVK230A-3 | Globe valve | 300 kPa | 300 kPa |  | EU\Inbox\Combinations\Folder..6/..7\ | 33
129716 | H764N+NVK230A-3 | H764N+NVK230A-3 |  | H764N | + | NVK230A-3 | Actuator with emergency control function | 1 | Scenario 2 |  | PPK¦SelectPro¦VDI3805¦Internet_EU |  |  | H764N+NVK230A-3 | Globe valve | 140 kPa | 140 kPa |  | EU\Inbox\Combinations\Folder..6/..7\ | 33
129717 | H764N/NVK230A-3 | H764N/NVK230A-3 |  | H764N | / | NVK230A-3 | Actuator with emergency control function | 1 | Scenario 2 |  | PPK¦SelectPro¦VDI3805¦Internet_EU |  |  | H764N/NVK230A-3 | Globe valve | 140 kPa | 140 kPa |  | EU\Inbox\Combinations\Folder..6/..7\ | 33
129718 | H764R+NVK230A-3 | H764R+NVK230A-3 |  | H764R | + | NVK230A-3 | Actuator with emergency control function | 1 | Scenario 2 |  | PPK¦SelectPro¦VDI3805¦Internet_EU |  |  | H764R+NVK230A-3 | Globe valve | 140 kPa | 140 kPa |  | EU\Inbox\Combinations\Folder..6/..7\ | 33
129719 | H764R/NVK230A-3 | H764R/NVK230A-3 |  | H764R | / | NVK230A-3 | Actuator with emergency control function | 1 | Scenario 2 |  | PPK¦SelectPro¦VDI3805¦Internet_EU |  |  | H764R/NVK230A-3 | Globe valve | 140 kPa | 140 kPa |  | EU\Inbox\Combinations\Folder..6/..7\ | 33
129720 | H779N+NVK230A-3 | H779N+NVK230A-3 |  | H779N | + | NVK230A-3 | Actuator with emergency control function | 1 | Scenario 2 |  | PPK¦SelectPro¦VDI3805¦Internet_EU |  |  | H779N+NVK230A-3 | Globe valve | 80 kPa | 80 kPa |  | EU\Inbox\Combinations\Folder..6/..7\ | 35
129721 | H779N/NVK230A-3 | H779N/NVK230A-3 |  | H779N | / | NVK230A-3 | Actuator with emergency control function | 1 | Scenario 2 |  | PPK¦SelectPro¦VDI3805¦Internet_EU |  |  | H779N/NVK230A-3 | Globe valve | 80 kPa | 80 kPa |  | EU\Inbox\Combinations\Folder..6/..7\ | 36
129722 | H779R+NVK230A-3 | H779R+NVK230A-3 |  | H779R | + | NVK230A-3 | Actuator with emergency control function | 1 | Scenario 2 |  | PPK¦SelectPro¦VDI3805¦Internet_EU |  |  | H779R+NVK230A-3 | Globe valve | 80 kPa | 80 kPa |  | EU\Inbox\Combinations\Folder..6/..7\ | 33
129723 | H779R/NVK230A-3 | H779R/NVK230A-3 |  | H779R | / | NVK230A-3 | Actuator with emergency control function | 1 | Scenario 2 |  | PPK¦SelectPro¦VDI3805¦Internet_EU |  |  | H779R/NVK230A-3 | Globe valve | 80 kPa | 80 kPa |  | EU\Inbox\Combinations\Folder..6/..7\ | 33
130122 | H6040X25-S2+SV230A-TPC | H6040X25-S2+SV230A-TPC |  | H6040X25-S2 | + | SV230A-TPC | Standard actuator | 1 | Scenario 2 |  | PPK¦SelectPro¦VDI3805¦Internet_EU |  |  | H6040X25-S2+SV230A-TPC | Globe valve | 850 kPa | 850 kPa |  | EU\Inbox\Combinations\Folder..6/..7\ | 32
130123 | H6040X25-S2/SV230A-TPC | H6040X25-S2/SV230A-TPC |  | H6040X25-S2 | / | SV230A-TPC | Standard actuator | 1 | Scenario 2 |  | PPK¦SelectPro¦VDI3805¦Internet_EU |  |  | H6040X25-S2/SV230A-TPC | Globe valve | 850 kPa | 850 kPa |  | EU\Inbox\Combinations\Folder..6/..7\ | 32
130124 | H6040X25-S2+SV24A-TPC | H6040X25-S2+SV24A-TPC |  | H6040X25-S2 | + | SV24A-TPC | Standard actuator | 1 | Scenario 2 |  | PPK¦SelectPro¦VDI3805¦Internet_EU |  |  | H6040X25-S2+SV24A-TPC | Globe valve | 850 kPa | 850 kPa |  | EU\Inbox\Combinations\Folder..6/..7\ | 33
130125 | H6040X25-S2/SV24A-TPC | H6040X25-S2/SV24A-TPC |  | H6040X25-S2 | / | SV24A-TPC | Standard actuator | 1 | Scenario 2 |  | PPK¦SelectPro¦VDI3805¦Internet_EU |  |  | H6040X25-S2/SV24A-TPC | Globe valve | 850 kPa | 850 kPa |  | EU\Inbox\Combinations\Folder..6/..7\ | 33
130126 | H6050X25-S2+SV230A-TPC | H6050X25-S2+SV230A-TPC |  | H6050X25-S2 | + | SV230A-TPC | Standard actuator | 1 | Scenario 2 |  | PPK¦SelectPro¦VDI3805¦Internet_EU |  |  | H6050X25-S2+SV230A-TPC | Globe valve | 500 kPa | 500 kPa |  | EU\Inbox\Combinations\Folder..6/..7\ | 31
130127 | H6050X25-S2/SV230A-TPC | H6050X25-S2/SV230A-TPC |  | H6050X25-S2 | / | SV230A-TPC | Standard actuator | 1 | Scenario 2 |  | PPK¦SelectPro¦VDI3805¦Internet_EU |  |  | H6050X25-S2/SV230A-TPC | Globe valve | 500 kPa | 500 kPa |  | EU\Inbox\Combinations\Folder..6/..7\ | 31
130128 | H6050X25-S2+SV24A-TPC | H6050X25-S2+SV24A-TPC |  | H6050X25-S2 | + | SV24A-TPC | Standard actuator | 1 | Scenario 2 |  | PPK¦SelectPro¦VDI3805¦Internet_EU |  |  | H6050X25-S2+SV24A-TPC | Globe valve | 500 kPa | 500 kPa |  | EU\Inbox\Combinations\Folder..6/..7\ | 33
130129 | H6050X25-S2/SV24A-TPC | H6050X25-S2/SV24A-TPC |  | H6050X25-S2 | / | SV24A-TPC | Standard actuator | 1 | Scenario 2 |  | PPK¦SelectPro¦VDI3805¦Internet_EU |  |  | H6050X25-S2/SV24A-TPC | Globe valve | 500 kPa | 500 kPa |  | EU\Inbox\Combinations\Folder..6/..7\ | 33
130130 | H6050X40-S2+SV230A-TPC | H6050X40-S2+SV230A-TPC |  | H6050X40-S2 | + | SV230A-TPC | Standard actuator | 1 | Scenario 2 |  | PPK¦SelectPro¦VDI3805¦Internet_EU |  |  | H6050X40-S2+SV230A-TPC | Globe valve | 500 kPa | 500 kPa |  | EU\Inbox\Combinations\Folder..6/..7\ | 31
130131 | H6050X40-S2/SV230A-TPC | H6050X40-S2/SV230A-TPC |  | H6050X40-S2 | / | SV230A-TPC | Standard actuator | 1 | Scenario 2 |  | PPK¦SelectPro¦VDI3805¦Internet_EU |  |  | H6050X40-S2/SV230A-TPC | Globe valve | 500 kPa | 500 kPa |  | EU\Inbox\Combinations\Folder..6/..7\ | 31
130132 | H6050X40-S2+SV24A-TPC | H6050X40-S2+SV24A-TPC |  | H6050X40-S2 | + | SV24A-TPC | Standard actuator | 1 | Scenario 2 |  | PPK¦SelectPro¦VDI3805¦Internet_EU |  |  | H6050X40-S2+SV24A-TPC | Globe valve | 500 kPa | 500 kPa |  | EU\Inbox\Combinations\Folder..6/..7\ | 33
130133 | H6050X40-S2/SV24A-TPC | H6050X40-S2/SV24A-TPC |  | H6050X40-S2 | / | SV24A-TPC | Standard actuator | 1 | Scenario 2 |  | PPK¦SelectPro¦VDI3805¦Internet_EU |  |  | H6050X40-S2/SV24A-TPC | Globe valve | 500 kPa | 500 kPa |  | EU\Inbox\Combinations\Folder..6/..7\ | 33
130134 | H6065X58-SP2+SV230A-TPC | H6065X58-SP2+SV230A-TPC |  | H6065X58-SP2 | + | SV230A-TPC | Standard actuator | 0 | Scenario 2 |  | PPK¦SelectPro¦VDI3805¦Internet_EU |  |  | H6065X58-SP2+SV230A-TPC | Globe valve (partial pressure-balanced) | 2500 kPa | 1000 kPa |  | EU\Inbox\Combinations\Folder..6/..7\ | 31
130135 | H6065X58-SP2/SV230A-TPC | H6065X58-SP2/SV230A-TPC |  | H6065X58-SP2 | / | SV230A-TPC | Standard actuator | 0 | Scenario 2 |  | PPK¦SelectPro¦VDI3805¦Internet_EU |  |  | H6065X58-SP2/SV230A-TPC | Globe valve (partial pressure-balanced) | 2500 kPa | 1000 kPa |  | EU\Inbox\Combinations\Folder..6/..7\ | 31
130136 | H6065X58-SP2+SV24A-TPC | H6065X58-SP2+SV24A-TPC |  | H6065X58-SP2 | + | SV24A-TPC | Standard actuator | 0 | Scenario 2 |  | PPK¦SelectPro¦VDI3805¦Internet_EU |  |  | H6065X58-SP2+SV24A-TPC | Globe valve (partial pressure-balanced) | 2500 kPa | 1000 kPa |  | EU\Inbox\Combinations\Folder..6/..7\ | 33
130137 | H6065X58-SP2/SV24A-TPC | H6065X58-SP2/SV24A-TPC |  | H6065X58-SP2 | / | SV24A-TPC | Standard actuator | 0 | Scenario 2 |  | PPK¦SelectPro¦VDI3805¦Internet_EU |  |  | H6065X58-SP2/SV24A-TPC | Globe valve (partial pressure-balanced) | 2500 kPa | 1000 kPa |  | EU\Inbox\Combinations\Folder..6/..7\ | 33
130138 | H6080X90-SP2+SV230A-TPC | H6080X90-SP2+SV230A-TPC |  | H6080X90-SP2 | + | SV230A-TPC | Standard actuator | 0 | Scenario 2 |  | PPK¦SelectPro¦VDI3805¦Internet_EU |  |  | H6080X90-SP2+SV230A-TPC | Globe valve (partial pressure-balanced) | 2400 kPa | 1000 kPa |  | EU\Inbox\Combinations\Folder..6/..7\ | 31
130139 | H6080X90-SP2/SV230A-TPC | H6080X90-SP2/SV230A-TPC |  | H6080X90-SP2 | / | SV230A-TPC | Standard actuator | 0 | Scenario 2 |  | PPK¦SelectPro¦VDI3805¦Internet_EU |  |  | H6080X90-SP2/SV230A-TPC | Globe valve (partial pressure-balanced) | 2400 kPa | 1000 kPa |  | EU\Inbox\Combinations\Folder..6/..7\ | 31
130140 | H6080X90-SP2+SV24A-TPC | H6080X90-SP2+SV24A-TPC |  | H6080X90-SP2 | + | SV24A-TPC | Standard actuator | 0 | Scenario 2 |  | PPK¦SelectPro¦VDI3805¦Internet_EU |  |  | H6080X90-SP2+SV24A-TPC | Globe valve (partial pressure-balanced) | 2400 kPa | 1000 kPa |  | EU\Inbox\Combinations\Folder..6/..7\ | 33
130141 | H6080X90-SP2/SV24A-TPC | H6080X90-SP2/SV24A-TPC |  | H6080X90-SP2 | / | SV24A-TPC | Standard actuator | 0 | Scenario 2 |  | PPK¦SelectPro¦VDI3805¦Internet_EU |  |  | H6080X90-SP2/SV24A-TPC | Globe valve (partial pressure-balanced) | 2400 kPa | 1000 kPa |  | EU\Inbox\Combinations\Folder..6/..7\ | 33
130142 | H6100X125-SP2+SV230A-TPC | H6100X125-SP2+SV230A-TPC |  | H6100X125-SP2 | + | SV230A-TPC | Standard actuator | 0 | Scenario 2 |  | PPK¦SelectPro¦VDI3805¦Internet_EU |  |  | H6100X125-SP2+SV230A-TPC | Globe valve (partial pressure-balanced) | 1700 kPa | 1000 kPa |  | EU\Inbox\Combinations\Folder..6/..7\ | 31
130143 | H6100X125-SP2/SV230A-TPC | H6100X125-SP2/SV230A-TPC |  | H6100X125-SP2 | / | SV230A-TPC | Standard actuator | 0 | Scenario 2 |  | PPK¦SelectPro¦VDI3805¦Internet_EU |  |  | H6100X125-SP2/SV230A-TPC | Globe valve (partial pressure-balanced) | 1700 kPa | 1000 kPa |  | EU\Inbox\Combinations\Folder..6/..7\ | 31
130144 | H6100X125-SP2+SV24A-TPC | H6100X125-SP2+SV24A-TPC |  | H6100X125-SP2 | + | SV24A-TPC | Standard actuator | 0 | Scenario 2 |  | PPK¦SelectPro¦VDI3805¦Internet_EU |  |  | H6100X125-SP2+SV24A-TPC | Globe valve (partial pressure-balanced) | 1700 kPa | 1000 kPa |  | EU\Inbox\Combinations\Folder..6/..7\ | 33
130145 | H6100X125-SP2/SV24A-TPC | H6100X125-SP2/SV24A-TPC |  | H6100X125-SP2 | / | SV24A-TPC | Standard actuator | 0 | Scenario 2 |  | PPK¦SelectPro¦VDI3805¦Internet_EU |  |  | H6100X125-SP2/SV24A-TPC | Globe valve (partial pressure-balanced) | 1700 kPa | 1000 kPa |  | EU\Inbox\Combinations\Folder..6/..7\ | 33
130146 | H610S+SV230A-TPC | H610S+SV230A-TPC |  | H610S | + | SV230A-TPC | Standard actuator | 0 | Scenario 2 |  | PPK¦SelectPro¦VDI3805¦Internet_EU |  |  | H610S+SV230A-TPC | Globe valve | 1600 kPa | 1000 kPa |  | EU\Inbox\Combinations\Folder..6/..7\ | 30
130147 | H610S/SV230A-TPC | H610S/SV230A-TPC |  | H610S | / | SV230A-TPC | Standard actuator | 0 | Scenario 2 |  | PPK¦SelectPro¦VDI3805¦Internet_EU |  |  | H610S/SV230A-TPC | Globe valve | 1600 kPa | 1000 kPa |  | EU\Inbox\Combinations\Folder..6/..7\ | 30
130148 | H610S+SV24A-TPC | H610S+SV24A-TPC |  | H610S | + | SV24A-TPC | Standard actuator | 0 | Scenario 2 |  | PPK¦SelectPro¦VDI3805¦Internet_EU |  |  | H610S+SV24A-TPC | Globe valve | 1600 kPa | 1000 kPa |  | EU\Inbox\Combinations\Folder..6/..7\ | 32
130149 | H610S/SV24A-TPC | H610S/SV24A-TPC |  | H610S | / | SV24A-TPC | Standard actuator | 0 | Scenario 2 |  | PPK¦SelectPro¦VDI3805¦Internet_EU |  |  | H610S/SV24A-TPC | Globe valve | 1600 kPa | 1000 kPa |  | EU\Inbox\Combinations\Folder..6/..7\ | 32
130150 | H611N+SV230A-TPC | H611N+SV230A-TPC |  | H611N | + | SV230A-TPC | Standard actuator | 0 | Scenario 2 |  | PPK¦SelectPro¦VDI3805¦Internet_EU |  |  | H611N+SV230A-TPC | Globe valve | 1600 kPa | 400 kPa |  | EU\Inbox\Combinations\Folder..6/..7\ | 30
130151 | H611N/SV230A-TPC | H611N/SV230A-TPC |  | H611N | / | SV230A-TPC | Standard actuator | 0 | Scenario 2 |  | PPK¦SelectPro¦VDI3805¦Internet_EU |  |  | H611N/SV230A-TPC | Globe valve | 1600 kPa | 400 kPa |  | EU\Inbox\Combinations\Folder..6/..7\ | 30
130152 | H611N+SV24A-TPC | H611N+SV24A-TPC |  | H611N | + | SV24A-TPC | Standard actuator | 0 | Scenario 2 |  | PPK¦SelectPro¦VDI3805¦Internet_EU |  |  | H611N+SV24A-TPC | Globe valve | 1600 kPa | 400 kPa |  | EU\Inbox\Combinations\Folder..6/..7\ | 32
130153 | H611N/SV24A-TPC | H611N/SV24A-TPC |  | H611N | / | SV24A-TPC | Standard actuator | 0 | Scenario 2 |  | PPK¦SelectPro¦VDI3805¦Internet_EU |  |  | H611N/SV24A-TPC | Globe valve | 1600 kPa | 400 kPa |  | EU\Inbox\Combinations\Folder..6/..7\ | 32
130154 | H611R+SV230A-TPC | H611R+SV230A-TPC |  | H611R | + | SV230A-TPC | Standard actuator | 0 | Scenario 2 |  | PPK¦SelectPro¦VDI3805¦Internet_EU |  |  | H611R+SV230A-TPC | Globe valve | 600 kPa | 400 kPa |  | EU\Inbox\Combinations\Folder..6/..7\ | 30
130155 | H611R/SV230A-TPC | H611R/SV230A-TPC |  | H611R | / | SV230A-TPC | Standard actuator | 0 | Scenario 2 |  | PPK¦SelectPro¦VDI3805¦Internet_EU |  |  | H611R/SV230A-TPC | Globe valve | 600 kPa | 400 kPa |  | EU\Inbox\Combinations\Folder..6/..7\ | 30
130156 | H611R+SV24A-TPC | H611R+SV24A-TPC |  | H611R | + | SV24A-TPC | Standard actuator | 0 | Scenario 2 |  | PPK¦SelectPro¦VDI3805¦Internet_EU |  |  | H611R+SV24A-TPC | Globe valve | 600 kPa | 400 kPa |  | EU\Inbox\Combinations\Folder..6/..7\ | 33
130157 | H611R/SV24A-TPC | H611R/SV24A-TPC |  | H611R | / | SV24A-TPC | Standard actuator | 0 | Scenario 2 |  | PPK¦SelectPro¦VDI3805¦Internet_EU |  |  | H611R/SV24A-TPC | Globe valve | 600 kPa | 400 kPa |  | EU\Inbox\Combinations\Folder..6/..7\ | 33
130158 | H611S+SV230A-TPC | H611S+SV230A-TPC |  | H611S | + | SV230A-TPC | Standard actuator | 0 | Scenario 2 |  | PPK¦SelectPro¦VDI3805¦Internet_EU |  |  | H611S+SV230A-TPC | Globe valve | 1600 kPa | 1000 kPa |  | EU\Inbox\Combinations\Folder..6/..7\ | 30
130159 | H611S/SV230A-TPC | H611S/SV230A-TPC |  | H611S | / | SV230A-TPC | Standard actuator | 0 | Scenario 2 |  | PPK¦SelectPro¦VDI3805¦Internet_EU |  |  | H611S/SV230A-TPC | Globe valve | 1600 kPa | 1000 kPa |  | EU\Inbox\Combinations\Folder..6/..7\ | 30
130160 | H611S+SV24A-TPC | H611S+SV24A-TPC |  | H611S | + | SV24A-TPC | Standard actuator | 0 | Scenario 2 |  | PPK¦SelectPro¦VDI3805¦Internet_EU |  |  | H611S+SV24A-TPC | Globe valve | 1600 kPa | 1000 kPa |  | EU\Inbox\Combinations\Folder..6/..7\ | 32
130161 | H611S/SV24A-TPC | H611S/SV24A-TPC |  | H611S | / | SV24A-TPC | Standard actuator | 0 | Scenario 2 |  | PPK¦SelectPro¦VDI3805¦Internet_EU |  |  | H611S/SV24A-TPC | Globe valve | 1600 kPa | 1000 kPa |  | EU\Inbox\Combinations\Folder..6/..7\ | 32
130162 | H612N+SV230A-TPC | H612N+SV230A-TPC |  | H612N | + | SV230A-TPC | Standard actuator | 0 | Scenario 2 |  | PPK¦SelectPro¦VDI3805¦Internet_EU |  |  | H612N+SV230A-TPC | Globe valve | 1600 kPa | 400 kPa |  | EU\Inbox\Combinations\Folder..6/..7\ | 30
130163 | H612N/SV230A-TPC | H612N/SV230A-TPC |  | H612N | / | SV230A-TPC | Standard actuator | 0 | Scenario 2 |  | PPK¦SelectPro¦VDI3805¦Internet_EU |  |  | H612N/SV230A-TPC | Globe valve | 1600 kPa | 400 kPa |  | EU\Inbox\Combinations\Folder..6/..7\ | 30
130164 | H612N+SV24A-TPC | H612N+SV24A-TPC |  | H612N | + | SV24A-TPC | Standard actuator | 0 | Scenario 2 |  | PPK¦SelectPro¦VDI3805¦Internet_EU |  |  | H612N+SV24A-TPC | Globe valve | 1600 kPa | 400 kPa |  | EU\Inbox\Combinations\Folder..6/..7\ | 32
130165 | H612N/SV24A-TPC | H612N/SV24A-TPC |  | H612N | / | SV24A-TPC | Standard actuator | 0 | Scenario 2 |  | PPK¦SelectPro¦VDI3805¦Internet_EU |  |  | H612N/SV24A-TPC | Globe valve | 1600 kPa | 400 kPa |  | EU\Inbox\Combinations\Folder..6/..7\ | 32
130166 | H612R+SV230A-TPC | H612R+SV230A-TPC |  | H612R | + | SV230A-TPC | Standard actuator | 0 | Scenario 2 |  | PPK¦SelectPro¦VDI3805¦Internet_EU |  |  | H612R+SV230A-TPC | Globe valve | 600 kPa | 400 kPa |  | EU\Inbox\Combinations\Folder..6/..7\ | 30
130167 | H612R/SV230A-TPC | H612R/SV230A-TPC |  | H612R | / | SV230A-TPC | Standard actuator | 0 | Scenario 2 |  | PPK¦SelectPro¦VDI3805¦Internet_EU |  |  | H612R/SV230A-TPC | Globe valve | 600 kPa | 400 kPa |  | EU\Inbox\Combinations\Folder..6/..7\ | 30
130168 | H612R+SV24A-TPC | H612R+SV24A-TPC |  | H612R | + | SV24A-TPC | Standard actuator | 0 | Scenario 2 |  | PPK¦SelectPro¦VDI3805¦Internet_EU |  |  | H612R+SV24A-TPC | Globe valve | 600 kPa | 400 kPa |  | EU\Inbox\Combinations\Folder..6/..7\ | 32
130169 | H612R/SV24A-TPC | H612R/SV24A-TPC |  | H612R | / | SV24A-TPC | Standard actuator | 0 | Scenario 2 |  | PPK¦SelectPro¦VDI3805¦Internet_EU |  |  | H612R/SV24A-TPC | Globe valve | 600 kPa | 400 kPa |  | EU\Inbox\Combinations\Folder..6/..7\ | 32
130170 | H612S+SV230A-TPC | H612S+SV230A-TPC |  | H612S | + | SV230A-TPC | Standard actuator | 0 | Scenario 2 |  | PPK¦SelectPro¦VDI3805¦Internet_EU |  |  | H612S+SV230A-TPC | Globe valve | 1600 kPa | 1000 kPa |  | EU\Inbox\Combinations\Folder..6/..7\ | 30
130171 | H612S/SV230A-TPC | H612S/SV230A-TPC |  | H612S | / | SV230A-TPC | Standard actuator | 0 | Scenario 2 |  | PPK¦SelectPro¦VDI3805¦Internet_EU |  |  | H612S/SV230A-TPC | Globe valve | 1600 kPa | 1000 kPa |  | EU\Inbox\Combinations\Folder..6/..7\ | 30
130172 | H612S+SV24A-TPC | H612S+SV24A-TPC |  | H612S | + | SV24A-TPC | Standard actuator | 0 | Scenario 2 |  | PPK¦SelectPro¦VDI3805¦Internet_EU |  |  | H612S+SV24A-TPC | Globe valve | 1600 kPa | 1000 kPa |  | EU\Inbox\Combinations\Folder..6/..7\ | 32
130173 | H612S/SV24A-TPC | H612S/SV24A-TPC |  | H612S | / | SV24A-TPC | Standard actuator | 0 | Scenario 2 |  | PPK¦SelectPro¦VDI3805¦Internet_EU |  |  | H612S/SV24A-TPC | Globe valve | 1600 kPa | 1000 kPa |  | EU\Inbox\Combinations\Folder..6/..7\ | 32
130204 | H613N+SV230A-TPC | H613N+SV230A-TPC |  | H613N | + | SV230A-TPC | Standard actuator | 0 | Scenario 2 |  | PPK¦SelectPro¦VDI3805¦Internet_EU |  |  | H613N+SV230A-TPC | Globe valve | 1600 kPa | 400 kPa |  | EU\Inbox\Combinations\Folder..6/..7\ | 30
130205 | H613N/SV230A-TPC | H613N/SV230A-TPC |  | H613N | / | SV230A-TPC | Standard actuator | 0 | Scenario 2 |  | PPK¦SelectPro¦VDI3805¦Internet_EU |  |  | H613N/SV230A-TPC | Globe valve | 1600 kPa | 400 kPa |  | EU\Inbox\Combinations\Folder..6/..7\ | 30
130206 | H613N+SV24A-TPC | H613N+SV24A-TPC |  | H613N | + | SV24A-TPC | Standard actuator | 0 | Scenario 2 |  | PPK¦SelectPro¦VDI3805¦Internet_EU |  |  | H613N+SV24A-TPC | Globe valve | 1600 kPa | 400 kPa |  | EU\Inbox\Combinations\Folder..6/..7\ | 30
130207 | H613N/SV24A-TPC | H613N/SV24A-TPC |  | H613N | / | SV24A-TPC | Standard actuator | 0 | Scenario 2 |  | PPK¦SelectPro¦VDI3805¦Internet_EU |  |  | H613N/SV24A-TPC | Globe valve | 1600 kPa | 400 kPa |  | EU\Inbox\Combinations\Folder..6/..7\ | 30
130208 | H613R+SV230A-TPC | H613R+SV230A-TPC |  | H613R | + | SV230A-TPC | Standard actuator | 0 | Scenario 2 |  | PPK¦SelectPro¦VDI3805¦Internet_EU |  |  | H613R+SV230A-TPC | Globe valve | 600 kPa | 400 kPa |  | EU\Inbox\Combinations\Folder..6/..7\ | 30
130209 | H613R/SV230A-TPC | H613R/SV230A-TPC |  | H613R | / | SV230A-TPC | Standard actuator | 0 | Scenario 2 |  | PPK¦SelectPro¦VDI3805¦Internet_EU |  |  | H613R/SV230A-TPC | Globe valve | 600 kPa | 400 kPa |  | EU\Inbox\Combinations\Folder..6/..7\ | 30
130210 | H613R+SV24A-TPC | H613R+SV24A-TPC |  | H613R | + | SV24A-TPC | Standard actuator | 0 | Scenario 2 |  | PPK¦SelectPro¦VDI3805¦Internet_EU |  |  | H613R+SV24A-TPC | Globe valve | 600 kPa | 400 kPa |  | EU\Inbox\Combinations\Folder..6/..7\ | 30
130211 | H613R/SV24A-TPC | H613R/SV24A-TPC |  | H613R | / | SV24A-TPC | Standard actuator | 0 | Scenario 2 |  | PPK¦SelectPro¦VDI3805¦Internet_EU |  |  | H613R/SV24A-TPC | Globe valve | 600 kPa | 400 kPa |  | EU\Inbox\Combinations\Folder..6/..7\ | 30
130212 | H613S+SV230A-TPC | H613S+SV230A-TPC |  | H613S | + | SV230A-TPC | Standard actuator | 0 | Scenario 2 |  | PPK¦SelectPro¦VDI3805¦Internet_EU |  |  | H613S+SV230A-TPC | Globe valve | 1600 kPa | 1000 kPa |  | EU\Inbox\Combinations\Folder..6/..7\ | 30
130213 | H613S/SV230A-TPC | H613S/SV230A-TPC |  | H613S | / | SV230A-TPC | Standard actuator | 0 | Scenario 2 |  | PPK¦SelectPro¦VDI3805¦Internet_EU |  |  | H613S/SV230A-TPC | Globe valve | 1600 kPa | 1000 kPa |  | EU\Inbox\Combinations\Folder..6/..7\ | 30
130214 | H613S+SV24A-TPC | H613S+SV24A-TPC |  | H613S | + | SV24A-TPC | Standard actuator | 0 | Scenario 2 |  | PPK¦SelectPro¦VDI3805¦Internet_EU |  |  | H613S+SV24A-TPC | Globe valve | 1600 kPa | 1000 kPa |  | EU\Inbox\Combinations\Folder..6/..7\ | 30
130215 | H613S/SV24A-TPC | H613S/SV24A-TPC |  | H613S | / | SV24A-TPC | Standard actuator | 0 | Scenario 2 |  | PPK¦SelectPro¦VDI3805¦Internet_EU |  |  | H613S/SV24A-TPC | Globe valve | 1600 kPa | 1000 kPa |  | EU\Inbox\Combinations\Folder..6/..7\ | 30
130216 | H614N+SV230A-TPC | H614N+SV230A-TPC |  | H614N | + | SV230A-TPC | Standard actuator | 0 | Scenario 2 |  | PPK¦SelectPro¦VDI3805¦Internet_EU |  |  | H614N+SV230A-TPC | Globe valve | 1600 kPa | 400 kPa |  | EU\Inbox\Combinations\Folder..6/..7\ | 30
130217 | H614N/SV230A-TPC | H614N/SV230A-TPC |  | H614N | / | SV230A-TPC | Standard actuator | 0 | Scenario 2 |  | PPK¦SelectPro¦VDI3805¦Internet_EU |  |  | H614N/SV230A-TPC | Globe valve | 1600 kPa | 400 kPa |  | EU\Inbox\Combinations\Folder..6/..7\ | 30
130218 | H614N+SV24A-TPC | H614N+SV24A-TPC |  | H614N | + | SV24A-TPC | Standard actuator | 0 | Scenario 2 |  | PPK¦SelectPro¦VDI3805¦Internet_EU |  |  | H614N+SV24A-TPC | Globe valve | 1600 kPa | 400 kPa |  | EU\Inbox\Combinations\Folder..6/..7\ | 30
130219 | H614N/SV24A-TPC | H614N/SV24A-TPC |  | H614N | / | SV24A-TPC | Standard actuator | 0 | Scenario 2 |  | PPK¦SelectPro¦VDI3805¦Internet_EU |  |  | H614N/SV24A-TPC | Globe valve | 1600 kPa | 400 kPa |  | EU\Inbox\Combinations\Folder..6/..7\ | 30
130220 | H614R+SV230A-TPC | H614R+SV230A-TPC |  | H614R | + | SV230A-TPC | Standard actuator | 0 | Scenario 2 |  | PPK¦SelectPro¦VDI3805¦Internet_EU |  |  | H614R+SV230A-TPC | Globe valve | 600 kPa | 400 kPa |  | EU\Inbox\Combinations\Folder..6/..7\ | 30
130221 | H614R/SV230A-TPC | H614R/SV230A-TPC |  | H614R | / | SV230A-TPC | Standard actuator | 0 | Scenario 2 |  | PPK¦SelectPro¦VDI3805¦Internet_EU |  |  | H614R/SV230A-TPC | Globe valve | 600 kPa | 400 kPa |  | EU\Inbox\Combinations\Folder..6/..7\ | 30
130222 | H614R+SV24A-TPC | H614R+SV24A-TPC |  | H614R | + | SV24A-TPC | Standard actuator | 0 | Scenario 2 |  | PPK¦SelectPro¦VDI3805¦Internet_EU |  |  | H614R+SV24A-TPC | Globe valve | 600 kPa | 400 kPa |  | EU\Inbox\Combinations\Folder..6/..7\ | 30
130223 | H614R/SV24A-TPC | H614R/SV24A-TPC |  | H614R | / | SV24A-TPC | Standard actuator | 0 | Scenario 2 |  | PPK¦SelectPro¦VDI3805¦Internet_EU |  |  | H614R/SV24A-TPC | Globe valve | 600 kPa | 400 kPa |  | EU\Inbox\Combinations\Folder..6/..7\ | 30
130224 | H614S+SV230A-TPC | H614S+SV230A-TPC |  | H614S | + | SV230A-TPC | Standard actuator | 0 | Scenario 2 |  | PPK¦SelectPro¦VDI3805¦Internet_EU |  |  | H614S+SV230A-TPC | Globe valve | 1600 kPa | 1000 kPa |  | EU\Inbox\Combinations\Folder..6/..7\ | 30
130225 | H614S/SV230A-TPC | H614S/SV230A-TPC |  | H614S | / | SV230A-TPC | Standard actuator | 0 | Scenario 2 |  | PPK¦SelectPro¦VDI3805¦Internet_EU |  |  | H614S/SV230A-TPC | Globe valve | 1600 kPa | 1000 kPa |  | EU\Inbox\Combinations\Folder..6/..7\ | 30
130226 | H614S+SV24A-TPC | H614S+SV24A-TPC |  | H614S | + | SV24A-TPC | Standard actuator | 0 | Scenario 2 |  | PPK¦SelectPro¦VDI3805¦Internet_EU |  |  | H614S+SV24A-TPC | Globe valve | 1600 kPa | 1000 kPa |  | EU\Inbox\Combinations\Folder..6/..7\ | 30
130227 | H614S/SV24A-TPC | H614S/SV24A-TPC |  | H614S | / | SV24A-TPC | Standard actuator | 0 | Scenario 2 |  | PPK¦SelectPro¦VDI3805¦Internet_EU |  |  | H614S/SV24A-TPC | Globe valve | 1600 kPa | 1000 kPa |  | EU\Inbox\Combinations\Folder..6/..7\ | 30
130228 | H615N+SV230A-TPC | H615N+SV230A-TPC |  | H615N | + | SV230A-TPC | Standard actuator | 0 | Scenario 2 |  | PPK¦SelectPro¦VDI3805¦Internet_EU |  |  | H615N+SV230A-TPC | Globe valve | 1600 kPa | 400 kPa |  | EU\Inbox\Combinations\Folder..6/..7\ | 31
130229 | H615N/SV230A-TPC | H615N/SV230A-TPC |  | H615N | / | SV230A-TPC | Standard actuator | 0 | Scenario 2 |  | PPK¦SelectPro¦VDI3805¦Internet_EU |  |  | H615N/SV230A-TPC | Globe valve | 1600 kPa | 400 kPa |  | EU\Inbox\Combinations\Folder..6/..7\ | 31
130230 | H615N+SV24A-TPC | H615N+SV24A-TPC |  | H615N | + | SV24A-TPC | Standard actuator | 0 | Scenario 2 |  | PPK¦SelectPro¦VDI3805¦Internet_EU |  |  | H615N+SV24A-TPC | Globe valve | 1600 kPa | 400 kPa |  | EU\Inbox\Combinations\Folder..6/..7\ | 30
130231 | H615N/SV24A-TPC | H615N/SV24A-TPC |  | H615N | / | SV24A-TPC | Standard actuator | 0 | Scenario 2 |  | PPK¦SelectPro¦VDI3805¦Internet_EU |  |  | H615N/SV24A-TPC | Globe valve | 1600 kPa | 400 kPa |  | EU\Inbox\Combinations\Folder..6/..7\ | 30
130232 | H615R+SV230A-TPC | H615R+SV230A-TPC |  | H615R | + | SV230A-TPC | Standard actuator | 0 | Scenario 2 |  | PPK¦SelectPro¦VDI3805¦Internet_EU |  |  | H615R+SV230A-TPC | Globe valve | 600 kPa | 400 kPa |  | EU\Inbox\Combinations\Folder..6/..7\ | 30
130233 | H615R/SV230A-TPC | H615R/SV230A-TPC |  | H615R | / | SV230A-TPC | Standard actuator | 0 | Scenario 2 |  | PPK¦SelectPro¦VDI3805¦Internet_EU |  |  | H615R/SV230A-TPC | Globe valve | 600 kPa | 400 kPa |  | EU\Inbox\Combinations\Folder..6/..7\ | 30
130234 | H615R+SV24A-TPC | H615R+SV24A-TPC |  | H615R | + | SV24A-TPC | Standard actuator | 0 | Scenario 2 |  | PPK¦SelectPro¦VDI3805¦Internet_EU |  |  | H615R+SV24A-TPC | Globe valve | 600 kPa | 400 kPa |  | EU\Inbox\Combinations\Folder..6/..7\ | 30
130235 | H615R/SV24A-TPC | H615R/SV24A-TPC |  | H615R | / | SV24A-TPC | Standard actuator | 0 | Scenario 2 |  | PPK¦SelectPro¦VDI3805¦Internet_EU |  |  | H615R/SV24A-TPC | Globe valve | 600 kPa | 400 kPa |  | EU\Inbox\Combinations\Folder..6/..7\ | 30
130236 | H615S+SV230A-TPC | H615S+SV230A-TPC |  | H615S | + | SV230A-TPC | Standard actuator | 0 | Scenario 2 |  | PPK¦SelectPro¦VDI3805¦Internet_EU |  |  | H615S+SV230A-TPC | Globe valve | 1600 kPa | 1000 kPa |  | EU\Inbox\Combinations\Folder..6/..7\ | 29
130237 | H615S/SV230A-TPC | H615S/SV230A-TPC |  | H615S | / | SV230A-TPC | Standard actuator | 0 | Scenario 2 |  | PPK¦SelectPro¦VDI3805¦Internet_EU |  |  | H615S/SV230A-TPC | Globe valve | 1600 kPa | 1000 kPa |  | EU\Inbox\Combinations\Folder..6/..7\ | 29
130238 | H615S+SV24A-TPC | H615S+SV24A-TPC |  | H615S | + | SV24A-TPC | Standard actuator | 0 | Scenario 2 |  | PPK¦SelectPro¦VDI3805¦Internet_EU |  |  | H615S+SV24A-TPC | Globe valve | 1600 kPa | 1000 kPa |  | EU\Inbox\Combinations\Folder..6/..7\ | 30
130239 | H615S/SV24A-TPC | H615S/SV24A-TPC |  | H615S | / | SV24A-TPC | Standard actuator | 0 | Scenario 2 |  | PPK¦SelectPro¦VDI3805¦Internet_EU |  |  | H615S/SV24A-TPC | Globe valve | 1600 kPa | 1000 kPa |  | EU\Inbox\Combinations\Folder..6/..7\ | 30
130240 | H619S+SV230A-TPC | H619S+SV230A-TPC |  | H619S | + | SV230A-TPC | Standard actuator | 0 | Scenario 2 |  | PPK¦SelectPro¦VDI3805¦Internet_EU |  |  | H619S+SV230A-TPC | Globe valve | 1600 kPa | 1000 kPa |  | EU\Inbox\Combinations\Folder..6/..7\ | 29
130241 | H619S/SV230A-TPC | H619S/SV230A-TPC |  | H619S | / | SV230A-TPC | Standard actuator | 0 | Scenario 2 |  | PPK¦SelectPro¦VDI3805¦Internet_EU |  |  | H619S/SV230A-TPC | Globe valve | 1600 kPa | 1000 kPa |  | EU\Inbox\Combinations\Folder..6/..7\ | 29
130242 | H619S+SV24A-TPC | H619S+SV24A-TPC |  | H619S | + | SV24A-TPC | Standard actuator | 0 | Scenario 2 |  | PPK¦SelectPro¦VDI3805¦Internet_EU |  |  | H619S+SV24A-TPC | Globe valve | 1600 kPa | 1000 kPa |  | EU\Inbox\Combinations\Folder..6/..7\ | 31
130243 | H619S/SV24A-TPC | H619S/SV24A-TPC |  | H619S | / | SV24A-TPC | Standard actuator | 0 | Scenario 2 |  | PPK¦SelectPro¦VDI3805¦Internet_EU |  |  | H619S/SV24A-TPC | Globe valve | 1600 kPa | 1000 kPa |  | EU\Inbox\Combinations\Folder..6/..7\ | 31
130244 | H620N+SV230A-TPC | H620N+SV230A-TPC |  | H620N | + | SV230A-TPC | Standard actuator | 0 | Scenario 2 |  | PPK¦SelectPro¦VDI3805¦Internet_EU |  |  | H620N+SV230A-TPC | Globe valve | 1600 kPa | 400 kPa |  | EU\Inbox\Combinations\Folder..6/..7\ | 29
130245 | H620N/SV230A-TPC | H620N/SV230A-TPC |  | H620N | / | SV230A-TPC | Standard actuator | 0 | Scenario 2 |  | PPK¦SelectPro¦VDI3805¦Internet_EU |  |  | H620N/SV230A-TPC | Globe valve | 1600 kPa | 400 kPa |  | EU\Inbox\Combinations\Folder..6/..7\ | 29
130246 | H620N+SV24A-TPC | H620N+SV24A-TPC |  | H620N | + | SV24A-TPC | Standard actuator | 0 | Scenario 2 |  | PPK¦SelectPro¦VDI3805¦Internet_EU |  |  | H620N+SV24A-TPC | Globe valve | 1600 kPa | 400 kPa |  | EU\Inbox\Combinations\Folder..6/..7\ | 31
130247 | H620N/SV24A-TPC | H620N/SV24A-TPC |  | H620N | / | SV24A-TPC | Standard actuator | 0 | Scenario 2 |  | PPK¦SelectPro¦VDI3805¦Internet_EU |  |  | H620N/SV24A-TPC | Globe valve | 1600 kPa | 400 kPa |  | EU\Inbox\Combinations\Folder..6/..7\ | 31
130248 | H620R+SV230A-TPC | H620R+SV230A-TPC |  | H620R | + | SV230A-TPC | Standard actuator | 0 | Scenario 2 |  | PPK¦SelectPro¦VDI3805¦Internet_EU |  |  | H620R+SV230A-TPC | Globe valve | 600 kPa | 400 kPa |  | EU\Inbox\Combinations\Folder..6/..7\ | 29
130249 | H620R/SV230A-TPC | H620R/SV230A-TPC |  | H620R | / | SV230A-TPC | Standard actuator | 0 | Scenario 2 |  | PPK¦SelectPro¦VDI3805¦Internet_EU |  |  | H620R/SV230A-TPC | Globe valve | 600 kPa | 400 kPa |  | EU\Inbox\Combinations\Folder..6/..7\ | 29
130250 | H620R+SV24A-TPC | H620R+SV24A-TPC |  | H620R | + | SV24A-TPC | Standard actuator | 0 | Scenario 2 |  | PPK¦SelectPro¦VDI3805¦Internet_EU |  |  | H620R+SV24A-TPC | Globe valve | 600 kPa | 400 kPa |  | EU\Inbox\Combinations\Folder..6/..7\ | 31
130251 | H620R/SV24A-TPC | H620R/SV24A-TPC |  | H620R | / | SV24A-TPC | Standard actuator | 0 | Scenario 2 |  | PPK¦SelectPro¦VDI3805¦Internet_EU |  |  | H620R/SV24A-TPC | Globe valve | 600 kPa | 400 kPa |  | EU\Inbox\Combinations\Folder..6/..7\ | 31
130252 | H620S+SV230A-TPC | H620S+SV230A-TPC |  | H620S | + | SV230A-TPC | Standard actuator | 0 | Scenario 2 |  | PPK¦SelectPro¦VDI3805¦Internet_EU |  |  | H620S+SV230A-TPC | Globe valve | 1600 kPa | 1000 kPa |  | EU\Inbox\Combinations\Folder..6/..7\ | 29
130253 | H620S/SV230A-TPC | H620S/SV230A-TPC |  | H620S | / | SV230A-TPC | Standard actuator | 0 | Scenario 2 |  | PPK¦SelectPro¦VDI3805¦Internet_EU |  |  | H620S/SV230A-TPC | Globe valve | 1600 kPa | 1000 kPa |  | EU\Inbox\Combinations\Folder..6/..7\ | 29
130254 | H620S+SV24A-TPC | H620S+SV24A-TPC |  | H620S | + | SV24A-TPC | Standard actuator | 0 | Scenario 2 |  | PPK¦SelectPro¦VDI3805¦Internet_EU |  |  | H620S+SV24A-TPC | Globe valve | 1600 kPa | 1000 kPa |  | EU\Inbox\Combinations\Folder..6/..7\ | 31
130255 | H620S/SV24A-TPC | H620S/SV24A-TPC |  | H620S | / | SV24A-TPC | Standard actuator | 0 | Scenario 2 |  | PPK¦SelectPro¦VDI3805¦Internet_EU |  |  | H620S/SV24A-TPC | Globe valve | 1600 kPa | 1000 kPa |  | EU\Inbox\Combinations\Folder..6/..7\ | 31
130256 | H624S+SV230A-TPC | H624S+SV230A-TPC |  | H624S | + | SV230A-TPC | Standard actuator | 0 | Scenario 2 |  | PPK¦SelectPro¦VDI3805¦Internet_EU |  |  | H624S+SV230A-TPC | Globe valve | 1600 kPa | 1000 kPa |  | EU\Inbox\Combinations\Folder..6/..7\ | 30
130257 | H624S/SV230A-TPC | H624S/SV230A-TPC |  | H624S | / | SV230A-TPC | Standard actuator | 0 | Scenario 2 |  | PPK¦SelectPro¦VDI3805¦Internet_EU |  |  | H624S/SV230A-TPC | Globe valve | 1600 kPa | 1000 kPa |  | EU\Inbox\Combinations\Folder..6/..7\ | 30
130258 | H624S+SV24A-TPC | H624S+SV24A-TPC |  | H624S | + | SV24A-TPC | Standard actuator | 0 | Scenario 2 |  | PPK¦SelectPro¦VDI3805¦Internet_EU |  |  | H624S+SV24A-TPC | Globe valve | 1600 kPa | 1000 kPa |  | EU\Inbox\Combinations\Folder..6/..7\ | 32
130259 | H624S/SV24A-TPC | H624S/SV24A-TPC |  | H624S | / | SV24A-TPC | Standard actuator | 0 | Scenario 2 |  | PPK¦SelectPro¦VDI3805¦Internet_EU |  |  | H624S/SV24A-TPC | Globe valve | 1600 kPa | 1000 kPa |  | EU\Inbox\Combinations\Folder..6/..7\ | 32
130260 | H625N+SV230A-TPC | H625N+SV230A-TPC |  | H625N | + | SV230A-TPC | Standard actuator | 0 | Scenario 2 |  | PPK¦SelectPro¦VDI3805¦Internet_EU |  |  | H625N+SV230A-TPC | Globe valve | 1600 kPa | 400 kPa |  | EU\Inbox\Combinations\Folder..6/..7\ | 30
130261 | H625N/SV230A-TPC | H625N/SV230A-TPC |  | H625N | / | SV230A-TPC | Standard actuator | 0 | Scenario 2 |  | PPK¦SelectPro¦VDI3805¦Internet_EU |  |  | H625N/SV230A-TPC | Globe valve | 1600 kPa | 400 kPa |  | EU\Inbox\Combinations\Folder..6/..7\ | 30
130262 | H625N+SV24A-TPC | H625N+SV24A-TPC |  | H625N | + | SV24A-TPC | Standard actuator | 0 | Scenario 2 |  | PPK¦SelectPro¦VDI3805¦Internet_EU |  |  | H625N+SV24A-TPC | Globe valve | 1600 kPa | 400 kPa |  | EU\Inbox\Combinations\Folder..6/..7\ | 32
130263 | H625N/SV24A-TPC | H625N/SV24A-TPC |  | H625N | / | SV24A-TPC | Standard actuator | 0 | Scenario 2 |  | PPK¦SelectPro¦VDI3805¦Internet_EU |  |  | H625N/SV24A-TPC | Globe valve | 1600 kPa | 400 kPa |  | EU\Inbox\Combinations\Folder..6/..7\ | 31
130264 | H625R+SV230A-TPC | H625R+SV230A-TPC |  | H625R | + | SV230A-TPC | Standard actuator | 0 | Scenario 2 |  | PPK¦SelectPro¦VDI3805¦Internet_EU |  |  | H625R+SV230A-TPC | Globe valve | 600 kPa | 400 kPa |  | EU\Inbox\Combinations\Folder..6/..7\ | 29
130265 | H625R/SV230A-TPC | H625R/SV230A-TPC |  | H625R | / | SV230A-TPC | Standard actuator | 0 | Scenario 2 |  | PPK¦SelectPro¦VDI3805¦Internet_EU |  |  | H625R/SV230A-TPC | Globe valve | 600 kPa | 400 kPa |  | EU\Inbox\Combinations\Folder..6/..7\ | 29
130266 | H625R+SV24A-TPC | H625R+SV24A-TPC |  | H625R | + | SV24A-TPC | Standard actuator | 0 | Scenario 2 |  | PPK¦SelectPro¦VDI3805¦Internet_EU |  |  | H625R+SV24A-TPC | Globe valve | 600 kPa | 400 kPa |  | EU\Inbox\Combinations\Folder..6/..7\ | 31
130267 | H625R/SV24A-TPC | H625R/SV24A-TPC |  | H625R | / | SV24A-TPC | Standard actuator | 0 | Scenario 2 |  | PPK¦SelectPro¦VDI3805¦Internet_EU |  |  | H625R/SV24A-TPC | Globe valve | 600 kPa | 400 kPa |  | EU\Inbox\Combinations\Folder..6/..7\ | 31
130268 | H625S+SV230A-TPC | H625S+SV230A-TPC |  | H625S | + | SV230A-TPC | Standard actuator | 0 | Scenario 2 |  | PPK¦SelectPro¦VDI3805¦Internet_EU |  |  | H625S+SV230A-TPC | Globe valve | 1600 kPa | 1000 kPa |  | EU\Inbox\Combinations\Folder..6/..7\ | 30
130269 | H625S/SV230A-TPC | H625S/SV230A-TPC |  | H625S | / | SV230A-TPC | Standard actuator | 0 | Scenario 2 |  | PPK¦SelectPro¦VDI3805¦Internet_EU |  |  | H625S/SV230A-TPC | Globe valve | 1600 kPa | 1000 kPa |  | EU\Inbox\Combinations\Folder..6/..7\ | 30
130270 | H625S+SV24A-TPC | H625S+SV24A-TPC |  | H625S | + | SV24A-TPC | Standard actuator | 0 | Scenario 2 |  | PPK¦SelectPro¦VDI3805¦Internet_EU |  |  | H625S+SV24A-TPC | Globe valve | 1600 kPa | 1000 kPa |  | EU\Inbox\Combinations\Folder..6/..7\ | 32
130271 | H625S/SV24A-TPC | H625S/SV24A-TPC |  | H625S | / | SV24A-TPC | Standard actuator | 0 | Scenario 2 |  | PPK¦SelectPro¦VDI3805¦Internet_EU |  |  | H625S/SV24A-TPC | Globe valve | 1600 kPa | 1000 kPa |  | EU\Inbox\Combinations\Folder..6/..7\ | 32
130272 | H632N+SV230A-TPC | H632N+SV230A-TPC |  | H632N | + | SV230A-TPC | Standard actuator | 0 | Scenario 2 |  | PPK¦SelectPro¦VDI3805¦Internet_EU |  |  | H632N+SV230A-TPC | Globe valve | 1600 kPa | 400 kPa |  | EU\Inbox\Combinations\Folder..6/..7\ | 30
130273 | H632N/SV230A-TPC | H632N/SV230A-TPC |  | H632N | / | SV230A-TPC | Standard actuator | 0 | Scenario 2 |  | PPK¦SelectPro¦VDI3805¦Internet_EU |  |  | H632N/SV230A-TPC | Globe valve | 1600 kPa | 400 kPa |  | EU\Inbox\Combinations\Folder..6/..7\ | 30
130274 | H632N+SV24A-TPC | H632N+SV24A-TPC |  | H632N | + | SV24A-TPC | Standard actuator | 0 | Scenario 2 |  | PPK¦SelectPro¦VDI3805¦Internet_EU |  |  | H632N+SV24A-TPC | Globe valve | 1600 kPa | 400 kPa |  | EU\Inbox\Combinations\Folder..6/..7\ | 31
130275 | H632N/SV24A-TPC | H632N/SV24A-TPC |  | H632N | / | SV24A-TPC | Standard actuator | 0 | Scenario 2 |  | PPK¦SelectPro¦VDI3805¦Internet_EU |  |  | H632N/SV24A-TPC | Globe valve | 1600 kPa | 400 kPa |  | EU\Inbox\Combinations\Folder..6/..7\ | 30
130276 | H632R+SV230A-TPC | H632R+SV230A-TPC |  | H632R | + | SV230A-TPC | Standard actuator | 0 | Scenario 2 |  | PPK¦SelectPro¦VDI3805¦Internet_EU |  |  | H632R+SV230A-TPC | Globe valve | 600 kPa | 400 kPa |  | EU\Inbox\Combinations\Folder..6/..7\ | 29
130277 | H632R/SV230A-TPC | H632R/SV230A-TPC |  | H632R | / | SV230A-TPC | Standard actuator | 0 | Scenario 2 |  | PPK¦SelectPro¦VDI3805¦Internet_EU |  |  | H632R/SV230A-TPC | Globe valve | 600 kPa | 400 kPa |  | EU\Inbox\Combinations\Folder..6/..7\ | 29
130278 | H632R+SV24A-TPC | H632R+SV24A-TPC |  | H632R | + | SV24A-TPC | Standard actuator | 0 | Scenario 2 |  | PPK¦SelectPro¦VDI3805¦Internet_EU |  |  | H632R+SV24A-TPC | Globe valve | 600 kPa | 400 kPa |  | EU\Inbox\Combinations\Folder..6/..7\ | 31
130279 | H632R/SV24A-TPC | H632R/SV24A-TPC |  | H632R | / | SV24A-TPC | Standard actuator | 0 | Scenario 2 |  | PPK¦SelectPro¦VDI3805¦Internet_EU |  |  | H632R/SV24A-TPC | Globe valve | 600 kPa | 400 kPa |  | EU\Inbox\Combinations\Folder..6/..7\ | 31
130280 | H632S+SV230A-TPC | H632S+SV230A-TPC |  | H632S | + | SV230A-TPC | Standard actuator | 1 | Scenario 2 |  | PPK¦SelectPro¦VDI3805¦Internet_EU |  |  | H632S+SV230A-TPC | Globe valve | 1550 kPa | 1000 kPa |  | EU\Inbox\Combinations\Folder..6/..7\ | 30
130281 | H632S/SV230A-TPC | H632S/SV230A-TPC |  | H632S | / | SV230A-TPC | Standard actuator | 1 | Scenario 2 |  | PPK¦SelectPro¦VDI3805¦Internet_EU |  |  | H632S/SV230A-TPC | Globe valve | 1550 kPa | 1000 kPa |  | EU\Inbox\Combinations\Folder..6/..7\ | 30
130282 | H632S+SV24A-TPC | H632S+SV24A-TPC |  | H632S | + | SV24A-TPC | Standard actuator | 1 | Scenario 2 |  | PPK¦SelectPro¦VDI3805¦Internet_EU |  |  | H632S+SV24A-TPC | Globe valve | 1550 kPa | 1000 kPa |  | EU\Inbox\Combinations\Folder..6/..7\ | 32
130283 | H632S/SV24A-TPC | H632S/SV24A-TPC |  | H632S | / | SV24A-TPC | Standard actuator | 1 | Scenario 2 |  | PPK¦SelectPro¦VDI3805¦Internet_EU |  |  | H632S/SV24A-TPC | Globe valve | 1550 kPa | 1000 kPa |  | EU\Inbox\Combinations\Folder..6/..7\ | 32
130284 | H640N+SV230A-TPC | H640N+SV230A-TPC |  | H640N | + | SV230A-TPC | Standard actuator | 0 | Scenario 2 |  | PPK¦SelectPro¦VDI3805¦Internet_EU |  |  | H640N+SV230A-TPC | Globe valve | 900 kPa | 400 kPa |  | EU\Inbox\Combinations\Folder..6/..7\ | 34
130285 | H640N/SV230A-TPC | H640N/SV230A-TPC |  | H640N | / | SV230A-TPC | Standard actuator | 0 | Scenario 2 |  | PPK¦SelectPro¦VDI3805¦Internet_EU |  |  | H640N/SV230A-TPC | Globe valve | 900 kPa | 400 kPa |  | EU\Inbox\Combinations\Folder..6/..7\ | 34
130286 | H640N+SV24A-TPC | H640N+SV24A-TPC |  | H640N | + | SV24A-TPC | Standard actuator | 0 | Scenario 2 |  | PPK¦SelectPro¦VDI3805¦Internet_EU |  |  | H640N+SV24A-TPC | Globe valve | 900 kPa | 400 kPa |  | EU\Inbox\Combinations\Folder..6/..7\ | 31
130287 | H640N/SV24A-TPC | H640N/SV24A-TPC |  | H640N | / | SV24A-TPC | Standard actuator | 0 | Scenario 2 |  | PPK¦SelectPro¦VDI3805¦Internet_EU |  |  | H640N/SV24A-TPC | Globe valve | 900 kPa | 400 kPa |  | EU\Inbox\Combinations\Folder..6/..7\ | 30
130288 | H640R+SV230A-TPC | H640R+SV230A-TPC |  | H640R | + | SV230A-TPC | Standard actuator | 0 | Scenario 2 |  | PPK¦SelectPro¦VDI3805¦Internet_EU |  |  | H640R+SV230A-TPC | Globe valve | 600 kPa | 400 kPa |  | EU\Inbox\Combinations\Folder..6/..7\ | 33
130289 | H640R/SV230A-TPC | H640R/SV230A-TPC |  | H640R | / | SV230A-TPC | Standard actuator | 0 | Scenario 2 |  | PPK¦SelectPro¦VDI3805¦Internet_EU |  |  | H640R/SV230A-TPC | Globe valve | 600 kPa | 400 kPa |  | EU\Inbox\Combinations\Folder..6/..7\ | 33
130290 | H640R+SV24A-TPC | H640R+SV24A-TPC |  | H640R | + | SV24A-TPC | Standard actuator | 0 | Scenario 2 |  | PPK¦SelectPro¦VDI3805¦Internet_EU |  |  | H640R+SV24A-TPC | Globe valve | 600 kPa | 400 kPa |  | EU\Inbox\Combinations\Folder..6/..7\ | 32
130291 | H640R/SV24A-TPC | H640R/SV24A-TPC |  | H640R | / | SV24A-TPC | Standard actuator | 0 | Scenario 2 |  | PPK¦SelectPro¦VDI3805¦Internet_EU |  |  | H640R/SV24A-TPC | Globe valve | 600 kPa | 400 kPa |  | EU\Inbox\Combinations\Folder..6/..7\ | 32
130292 | H640S+SV230A-TPC | H640S+SV230A-TPC |  | H640S | + | SV230A-TPC | Standard actuator | 1 | Scenario 2 |  | PPK¦SelectPro¦VDI3805¦Internet_EU |  |  | H640S+SV230A-TPC | Globe valve | 850 kPa | 850 kPa |  | EU\Inbox\Combinations\Folder..6/..7\ | 35
130293 | H640S/SV230A-TPC | H640S/SV230A-TPC |  | H640S | / | SV230A-TPC | Standard actuator | 1 | Scenario 2 |  | PPK¦SelectPro¦VDI3805¦Internet_EU |  |  | H640S/SV230A-TPC | Globe valve | 850 kPa | 850 kPa |  | EU\Inbox\Combinations\Folder..6/..7\ | 35
130294 | H640S+SV24A-TPC | H640S+SV24A-TPC |  | H640S | + | SV24A-TPC | Standard actuator | 1 | Scenario 2 |  | PPK¦SelectPro¦VDI3805¦Internet_EU |  |  | H640S+SV24A-TPC | Globe valve | 850 kPa | 850 kPa |  | EU\Inbox\Combinations\Folder..6/..7\ | 32
130295 | H640S/SV24A-TPC | H640S/SV24A-TPC |  | H640S | / | SV24A-TPC | Standard actuator | 1 | Scenario 2 |  | PPK¦SelectPro¦VDI3805¦Internet_EU |  |  | H640S/SV24A-TPC | Globe valve | 850 kPa | 850 kPa |  | EU\Inbox\Combinations\Folder..6/..7\ | 32
130296 | H640SP+SV230A-TPC | H640SP+SV230A-TPC |  | H640SP | + | SV230A-TPC | Standard actuator | 0 | Scenario 2 |  | PPK¦SelectPro¦VDI3805¦Internet_EU |  |  | H640SP+SV230A-TPC | Globe valve (partial pressure-balanced) | 1600 kPa | 1000 kPa |  | EU\Inbox\Combinations\Folder..6/..7\ | 33
130297 | H640SP/SV230A-TPC | H640SP/SV230A-TPC |  | H640SP | / | SV230A-TPC | Standard actuator | 0 | Scenario 2 |  | PPK¦SelectPro¦VDI3805¦Internet_EU |  |  | H640SP/SV230A-TPC | Globe valve (partial pressure-balanced) | 1600 kPa | 1000 kPa |  | EU\Inbox\Combinations\Folder..6/..7\ | 33
130298 | H640SP+SV24A-TPC | H640SP+SV24A-TPC |  | H640SP | + | SV24A-TPC | Standard actuator | 0 | Scenario 2 |  | PPK¦SelectPro¦VDI3805¦Internet_EU |  |  | H640SP+SV24A-TPC | Globe valve (partial pressure-balanced) | 1600 kPa | 1000 kPa |  | EU\Inbox\Combinations\Folder..6/..7\ | 31
130299 | H640SP/SV24A-TPC | H640SP/SV24A-TPC |  | H640SP | / | SV24A-TPC | Standard actuator | 0 | Scenario 2 |  | PPK¦SelectPro¦VDI3805¦Internet_EU |  |  | H640SP/SV24A-TPC | Globe valve (partial pressure-balanced) | 1600 kPa | 1000 kPa |  | EU\Inbox\Combinations\Folder..6/..7\ | 31
130324 | H650N+SV230A-TPC | H650N+SV230A-TPC |  | H650N | + | SV230A-TPC | Standard actuator | 1 | Scenario 2 |  | PPK¦SelectPro¦VDI3805¦Internet_EU |  |  | H650N+SV230A-TPC | Globe valve | 550 kPa | 400 kPa |  | EU\Inbox\Combinations\Folder..6/..7\ | 34
130325 | H650N/SV230A-TPC | H650N/SV230A-TPC |  | H650N | / | SV230A-TPC | Standard actuator | 1 | Scenario 2 |  | PPK¦SelectPro¦VDI3805¦Internet_EU |  |  | H650N/SV230A-TPC | Globe valve | 550 kPa | 400 kPa |  | EU\Inbox\Combinations\Folder..6/..7\ | 34
130326 | H650N+SV24A-TPC | H650N+SV24A-TPC |  | H650N | + | SV24A-TPC | Standard actuator | 1 | Scenario 2 |  | PPK¦SelectPro¦VDI3805¦Internet_EU |  |  | H650N+SV24A-TPC | Globe valve | 550 kPa | 400 kPa |  | EU\Inbox\Combinations\Folder..6/..7\ | 31
130327 | H650N/SV24A-TPC | H650N/SV24A-TPC |  | H650N | / | SV24A-TPC | Standard actuator | 1 | Scenario 2 |  | PPK¦SelectPro¦VDI3805¦Internet_EU |  |  | H650N/SV24A-TPC | Globe valve | 550 kPa | 400 kPa |  | EU\Inbox\Combinations\Folder..6/..7\ | 30
130328 | H650R+SV230A-TPC | H650R+SV230A-TPC |  | H650R | + | SV230A-TPC | Standard actuator | 1 | Scenario 2 |  | PPK¦SelectPro¦VDI3805¦Internet_EU |  |  | H650R+SV230A-TPC | Globe valve | 550 kPa | 400 kPa |  | EU\Inbox\Combinations\Folder..6/..7\ | 34
130329 | H650R/SV230A-TPC | H650R/SV230A-TPC |  | H650R | / | SV230A-TPC | Standard actuator | 1 | Scenario 2 |  | PPK¦SelectPro¦VDI3805¦Internet_EU |  |  | H650R/SV230A-TPC | Globe valve | 550 kPa | 400 kPa |  | EU\Inbox\Combinations\Folder..6/..7\ | 34
130330 | H650R+SV24A-TPC | H650R+SV24A-TPC |  | H650R | + | SV24A-TPC | Standard actuator | 1 | Scenario 2 |  | PPK¦SelectPro¦VDI3805¦Internet_EU |  |  | H650R+SV24A-TPC | Globe valve | 550 kPa | 400 kPa |  | EU\Inbox\Combinations\Folder..6/..7\ | 32
130331 | H650R/SV24A-TPC | H650R/SV24A-TPC |  | H650R | / | SV24A-TPC | Standard actuator | 1 | Scenario 2 |  | PPK¦SelectPro¦VDI3805¦Internet_EU |  |  | H650R/SV24A-TPC | Globe valve | 550 kPa | 400 kPa |  | EU\Inbox\Combinations\Folder..6/..7\ | 32
130332 | H650S+SV230A-TPC | H650S+SV230A-TPC |  | H650S | + | SV230A-TPC | Standard actuator | 1 | Scenario 2 |  | PPK¦SelectPro¦VDI3805¦Internet_EU |  |  | H650S+SV230A-TPC | Globe valve | 500 kPa | 500 kPa |  | EU\Inbox\Combinations\Folder..6/..7\ | 34
130333 | H650S/SV230A-TPC | H650S/SV230A-TPC |  | H650S | / | SV230A-TPC | Standard actuator | 1 | Scenario 2 |  | PPK¦SelectPro¦VDI3805¦Internet_EU |  |  | H650S/SV230A-TPC | Globe valve | 500 kPa | 500 kPa |  | EU\Inbox\Combinations\Folder..6/..7\ | 33
130334 | H650S+SV24A-TPC | H650S+SV24A-TPC |  | H650S | + | SV24A-TPC | Standard actuator | 1 | Scenario 2 |  | PPK¦SelectPro¦VDI3805¦Internet_EU |  |  | H650S+SV24A-TPC | Globe valve | 500 kPa | 500 kPa |  | EU\Inbox\Combinations\Folder..6/..7\ | 32
130335 | H650S/SV24A-TPC | H650S/SV24A-TPC |  | H650S | / | SV24A-TPC | Standard actuator | 1 | Scenario 2 |  | PPK¦SelectPro¦VDI3805¦Internet_EU |  |  | H650S/SV24A-TPC | Globe valve | 500 kPa | 500 kPa |  | EU\Inbox\Combinations\Folder..6/..7\ | 31
130336 | H650SP+SV230A-TPC | H650SP+SV230A-TPC |  | H650SP | + | SV230A-TPC | Standard actuator | 0 | Scenario 2 |  | PPK¦SelectPro¦VDI3805¦Internet_EU |  |  | H650SP+SV230A-TPC | Globe valve (partial pressure-balanced) | 1600 kPa | 1000 kPa |  | EU\Inbox\Combinations\Folder..6/..7\ | 30
130337 | H650SP/SV230A-TPC | H650SP/SV230A-TPC |  | H650SP | / | SV230A-TPC | Standard actuator | 0 | Scenario 2 |  | PPK¦SelectPro¦VDI3805¦Internet_EU |  |  | H650SP/SV230A-TPC | Globe valve (partial pressure-balanced) | 1600 kPa | 1000 kPa |  | EU\Inbox\Combinations\Folder..6/..7\ | 31
130338 | H650SP+SV24A-TPC | H650SP+SV24A-TPC |  | H650SP | + | SV24A-TPC | Standard actuator | 0 | Scenario 2 |  | PPK¦SelectPro¦VDI3805¦Internet_EU |  |  | H650SP+SV24A-TPC | Globe valve (partial pressure-balanced) | 1600 kPa | 1000 kPa |  | EU\Inbox\Combinations\Folder..6/..7\ | 31
130339 | H650SP/SV24A-TPC | H650SP/SV24A-TPC |  | H650SP | / | SV24A-TPC | Standard actuator | 0 | Scenario 2 |  | PPK¦SelectPro¦VDI3805¦Internet_EU |  |  | H650SP/SV24A-TPC | Globe valve (partial pressure-balanced) | 1600 kPa | 1000 kPa |  | EU\Inbox\Combinations\Folder..6/..7\ | 31
130340 | H664N+SV230A-TPC | H664N+SV230A-TPC |  | H664N | + | SV230A-TPC | Standard actuator | 1 | Scenario 2 |  | PPK¦SelectPro¦VDI3805¦Internet_EU |  |  | H664N+SV230A-TPC | Globe valve | 280 kPa | 280 kPa |  | EU\Inbox\Combinations\Folder..6/..7\ | 35
130341 | H664N/SV230A-TPC | H664N/SV230A-TPC |  | H664N | / | SV230A-TPC | Standard actuator | 1 | Scenario 2 |  | PPK¦SelectPro¦VDI3805¦Internet_EU |  |  | H664N/SV230A-TPC | Globe valve | 280 kPa | 280 kPa |  | EU\Inbox\Combinations\Folder..6/..7\ | 34
130342 | H664N+SV24A-TPC | H664N+SV24A-TPC |  | H664N | + | SV24A-TPC | Standard actuator | 1 | Scenario 2 |  | PPK¦SelectPro¦VDI3805¦Internet_EU |  |  | H664N+SV24A-TPC | Globe valve | 280 kPa | 280 kPa |  | EU\Inbox\Combinations\Folder..6/..7\ | 34
130343 | H664N/SV24A-TPC | H664N/SV24A-TPC |  | H664N | / | SV24A-TPC | Standard actuator | 1 | Scenario 2 |  | PPK¦SelectPro¦VDI3805¦Internet_EU |  |  | H664N/SV24A-TPC | Globe valve | 280 kPa | 280 kPa |  | EU\Inbox\Combinations\Folder..6/..7\ | 34
130344 | H664R+SV230A-TPC | H664R+SV230A-TPC |  | H664R | + | SV230A-TPC | Standard actuator | 1 | Scenario 2 |  | PPK¦SelectPro¦VDI3805¦Internet_EU |  |  | H664R+SV230A-TPC | Globe valve | 280 kPa | 280 kPa |  | EU\Inbox\Combinations\Folder..6/..7\ | 32
130345 | H664R/SV230A-TPC | H664R/SV230A-TPC |  | H664R | / | SV230A-TPC | Standard actuator | 1 | Scenario 2 |  | PPK¦SelectPro¦VDI3805¦Internet_EU |  |  | H664R/SV230A-TPC | Globe valve | 280 kPa | 280 kPa |  | EU\Inbox\Combinations\Folder..6/..7\ | 32
130346 | H664R+SV24A-TPC | H664R+SV24A-TPC |  | H664R | + | SV24A-TPC | Standard actuator | 1 | Scenario 2 |  | PPK¦SelectPro¦VDI3805¦Internet_EU |  |  | H664R+SV24A-TPC | Globe valve | 280 kPa | 280 kPa |  | EU\Inbox\Combinations\Folder..6/..7\ | 32
130347 | H664R/SV24A-TPC | H664R/SV24A-TPC |  | H664R | / | SV24A-TPC | Standard actuator | 1 | Scenario 2 |  | PPK¦SelectPro¦VDI3805¦Internet_EU |  |  | H664R/SV24A-TPC | Globe valve | 280 kPa | 280 kPa |  | EU\Inbox\Combinations\Folder..6/..7\ | 32
130348 | H664S+SV230A-TPC | H664S+SV230A-TPC |  | H664S | + | SV230A-TPC | Standard actuator | 1 | Scenario 2 |  | PPK¦SelectPro¦VDI3805¦Internet_EU |  |  | H664S+SV230A-TPC | Globe valve | 250 kPa | 250 kPa |  | EU\Inbox\Combinations\Folder..6/..7\ | 32
130349 | H664S/SV230A-TPC | H664S/SV230A-TPC |  | H664S | / | SV230A-TPC | Standard actuator | 1 | Scenario 2 |  | PPK¦SelectPro¦VDI3805¦Internet_EU |  |  | H664S/SV230A-TPC | Globe valve | 250 kPa | 250 kPa |  | EU\Inbox\Combinations\Folder..6/..7\ | 32
130350 | H664S+SV24A-TPC | H664S+SV24A-TPC |  | H664S | + | SV24A-TPC | Standard actuator | 1 | Scenario 2 |  | PPK¦SelectPro¦VDI3805¦Internet_EU |  |  | H664S+SV24A-TPC | Globe valve | 250 kPa | 250 kPa |  | EU\Inbox\Combinations\Folder..6/..7\ | 32
130351 | H664S/SV24A-TPC | H664S/SV24A-TPC |  | H664S | / | SV24A-TPC | Standard actuator | 1 | Scenario 2 |  | PPK¦SelectPro¦VDI3805¦Internet_EU |  |  | H664S/SV24A-TPC | Globe valve | 250 kPa | 250 kPa |  | EU\Inbox\Combinations\Folder..6/..7\ | 32
130352 | H664SP+SV230A-TPC | H664SP+SV230A-TPC |  | H664SP | + | SV230A-TPC | Standard actuator | 0 | Scenario 2 |  | PPK¦SelectPro¦VDI3805¦Internet_EU |  |  | H664SP+SV230A-TPC | Globe valve (partial pressure-balanced) | 1600 kPa | 1000 kPa |  | EU\Inbox\Combinations\Folder..6/..7\ | 31
130353 | H664SP/SV230A-TPC | H664SP/SV230A-TPC |  | H664SP | / | SV230A-TPC | Standard actuator | 0 | Scenario 2 |  | PPK¦SelectPro¦VDI3805¦Internet_EU |  |  | H664SP/SV230A-TPC | Globe valve (partial pressure-balanced) | 1600 kPa | 1000 kPa |  | EU\Inbox\Combinations\Folder..6/..7\ | 31
130354 | H664SP+SV24A-TPC | H664SP+SV24A-TPC |  | H664SP | + | SV24A-TPC | Standard actuator | 0 | Scenario 2 |  | PPK¦SelectPro¦VDI3805¦Internet_EU |  |  | H664SP+SV24A-TPC | Globe valve (partial pressure-balanced) | 1600 kPa | 1000 kPa |  | EU\Inbox\Combinations\Folder..6/..7\ | 31
130355 | H664SP/SV24A-TPC | H664SP/SV24A-TPC |  | H664SP | / | SV24A-TPC | Standard actuator | 0 | Scenario 2 |  | PPK¦SelectPro¦VDI3805¦Internet_EU |  |  | H664SP/SV24A-TPC | Globe valve (partial pressure-balanced) | 1600 kPa | 1000 kPa |  | EU\Inbox\Combinations\Folder..6/..7\ | 31
130356 | H679N+SV230A-TPC | H679N+SV230A-TPC |  | H679N | + | SV230A-TPC | Standard actuator | 1 | Scenario 2 |  | PPK¦SelectPro¦VDI3805¦Internet_EU |  |  | H679N+SV230A-TPC | Globe valve | 160 kPa | 160 kPa |  | EU\Inbox\Combinations\Folder..6/..7\ | 35
130357 | H679N/SV230A-TPC | H679N/SV230A-TPC |  | H679N | / | SV230A-TPC | Standard actuator | 1 | Scenario 2 |  | PPK¦SelectPro¦VDI3805¦Internet_EU |  |  | H679N/SV230A-TPC | Globe valve | 160 kPa | 160 kPa |  | EU\Inbox\Combinations\Folder..6/..7\ | 35
130358 | H679N+SV24A-TPC | H679N+SV24A-TPC |  | H679N | + | SV24A-TPC | Standard actuator | 1 | Scenario 2 |  | PPK¦SelectPro¦VDI3805¦Internet_EU |  |  | H679N+SV24A-TPC | Globe valve | 160 kPa | 160 kPa |  | EU\Inbox\Combinations\Folder..6/..7\ | 33
130359 | H679N/SV24A-TPC | H679N/SV24A-TPC |  | H679N | / | SV24A-TPC | Standard actuator | 1 | Scenario 2 |  | PPK¦SelectPro¦VDI3805¦Internet_EU |  |  | H679N/SV24A-TPC | Globe valve | 160 kPa | 160 kPa |  | EU\Inbox\Combinations\Folder..6/..7\ | 33
130360 | H679R+SV230A-TPC | H679R+SV230A-TPC |  | H679R | + | SV230A-TPC | Standard actuator | 1 | Scenario 2 |  | PPK¦SelectPro¦VDI3805¦Internet_EU |  |  | H679R+SV230A-TPC | Globe valve | 160 kPa | 160 kPa |  | EU\Inbox\Combinations\Folder..6/..7\ | 32
130361 | H679R/SV230A-TPC | H679R/SV230A-TPC |  | H679R | / | SV230A-TPC | Standard actuator | 1 | Scenario 2 |  | PPK¦SelectPro¦VDI3805¦Internet_EU |  |  | H679R/SV230A-TPC | Globe valve | 160 kPa | 160 kPa |  | EU\Inbox\Combinations\Folder..6/..7\ | 32
130362 | H679R+SV24A-TPC | H679R+SV24A-TPC |  | H679R | + | SV24A-TPC | Standard actuator | 1 | Scenario 2 |  | PPK¦SelectPro¦VDI3805¦Internet_EU |  |  | H679R+SV24A-TPC | Globe valve | 160 kPa | 160 kPa |  | EU\Inbox\Combinations\Folder..6/..7\ | 32
130363 | H679R/SV24A-TPC | H679R/SV24A-TPC |  | H679R | / | SV24A-TPC | Standard actuator | 1 | Scenario 2 |  | PPK¦SelectPro¦VDI3805¦Internet_EU |  |  | H679R/SV24A-TPC | Globe valve | 160 kPa | 160 kPa |  | EU\Inbox\Combinations\Folder..6/..7\ | 32
130364 | H679SP+SV230A-TPC | H679SP+SV230A-TPC |  | H679SP | + | SV230A-TPC | Standard actuator | 0 | Scenario 2 |  | PPK¦SelectPro¦VDI3805¦Internet_EU |  |  | H679SP+SV230A-TPC | Globe valve (partial pressure-balanced) | 1600 kPa | 1000 kPa |  | EU\Inbox\Combinations\Folder..6/..7\ | 31
130365 | H679SP/SV230A-TPC | H679SP/SV230A-TPC |  | H679SP | / | SV230A-TPC | Standard actuator | 0 | Scenario 2 |  | PPK¦SelectPro¦VDI3805¦Internet_EU |  |  | H679SP/SV230A-TPC | Globe valve (partial pressure-balanced) | 1600 kPa | 1000 kPa |  | EU\Inbox\Combinations\Folder..6/..7\ | 31
130366 | H679SP+SV24A-TPC | H679SP+SV24A-TPC |  | H679SP | + | SV24A-TPC | Standard actuator | 0 | Scenario 2 |  | PPK¦SelectPro¦VDI3805¦Internet_EU |  |  | H679SP+SV24A-TPC | Globe valve (partial pressure-balanced) | 1600 kPa | 1000 kPa |  | EU\Inbox\Combinations\Folder..6/..7\ | 31
130367 | H679SP/SV24A-TPC | H679SP/SV24A-TPC |  | H679SP | / | SV24A-TPC | Standard actuator | 0 | Scenario 2 |  | PPK¦SelectPro¦VDI3805¦Internet_EU |  |  | H679SP/SV24A-TPC | Globe valve (partial pressure-balanced) | 1600 kPa | 1000 kPa |  | EU\Inbox\Combinations\Folder..6/..7\ | 31
130368 | H7015X4-S2+SV230A-TPC | H7015X4-S2+SV230A-TPC |  | H7015X4-S2 | + | SV230A-TPC | Standard actuator | 0 | Scenario 2 |  | PPK¦SelectPro¦VDI3805¦Internet_EU |  |  | H7015X4-S2+SV230A-TPC | Globe valve | 2500 kPa | 1000 kPa |  | EU\Inbox\Combinations\Folder..6/..7\ | 31
130369 | H7015X4-S2/SV230A-TPC | H7015X4-S2/SV230A-TPC |  | H7015X4-S2 | / | SV230A-TPC | Standard actuator | 0 | Scenario 2 |  | PPK¦SelectPro¦VDI3805¦Internet_EU |  |  | H7015X4-S2/SV230A-TPC | Globe valve | 2500 kPa | 1000 kPa |  | EU\Inbox\Combinations\Folder..6/..7\ | 32
130370 | H7015X4-S2+SV24A-TPC | H7015X4-S2+SV24A-TPC |  | H7015X4-S2 | + | SV24A-TPC | Standard actuator | 0 | Scenario 2 |  | PPK¦SelectPro¦VDI3805¦Internet_EU |  |  | H7015X4-S2+SV24A-TPC | Globe valve | 2500 kPa | 1000 kPa |  | EU\Inbox\Combinations\Folder..6/..7\ | 31
130371 | H7015X4-S2/SV24A-TPC | H7015X4-S2/SV24A-TPC |  | H7015X4-S2 | / | SV24A-TPC | Standard actuator | 0 | Scenario 2 |  | PPK¦SelectPro¦VDI3805¦Internet_EU |  |  | H7015X4-S2/SV24A-TPC | Globe valve | 2500 kPa | 1000 kPa |  | EU\Inbox\Combinations\Folder..6/..7\ | 32
130372 | H7015Y4-S2+SV230A-TPC | H7015Y4-S2+SV230A-TPC |  | H7015Y4-S2 | + | SV230A-TPC | Standard actuator | 0 | Scenario 2 |  | PPK¦SelectPro¦VDI3805¦Internet_EU |  |  | H7015Y4-S2+SV230A-TPC | Globe valve | 3500 kPa | 1000 kPa |  | EU\Inbox\Combinations\Folder..6/..7\ | 32
130373 | H7015Y4-S2/SV230A-TPC | H7015Y4-S2/SV230A-TPC |  | H7015Y4-S2 | / | SV230A-TPC | Standard actuator | 0 | Scenario 2 |  | PPK¦SelectPro¦VDI3805¦Internet_EU |  |  | H7015Y4-S2/SV230A-TPC | Globe valve | 3500 kPa | 1000 kPa |  | EU\Inbox\Combinations\Folder..6/..7\ | 32
130374 | H7015Y4-S2+SV24A-TPC | H7015Y4-S2+SV24A-TPC |  | H7015Y4-S2 | + | SV24A-TPC | Standard actuator | 0 | Scenario 2 |  | PPK¦SelectPro¦VDI3805¦Internet_EU |  |  | H7015Y4-S2+SV24A-TPC | Globe valve | 3500 kPa | 1000 kPa |  | EU\Inbox\Combinations\Folder..6/..7\ | 32
130375 | H7015Y4-S2/SV24A-TPC | H7015Y4-S2/SV24A-TPC |  | H7015Y4-S2 | / | SV24A-TPC | Standard actuator | 0 | Scenario 2 |  | PPK¦SelectPro¦VDI3805¦Internet_EU |  |  | H7015Y4-S2/SV24A-TPC | Globe valve | 3500 kPa | 1000 kPa |  | EU\Inbox\Combinations\Folder..6/..7\ | 32
130376 | H7020X6P3-S2+SV230A-TPC | H7020X6P3-S2+SV230A-TPC |  | H7020X6P3-S2 | + | SV230A-TPC | Standard actuator | 0 | Scenario 2 |  | PPK¦SelectPro¦VDI3805¦Internet_EU |  |  | H7020X6P3-S2+SV230A-TPC | Globe valve | 2500 kPa | 1000 kPa |  | EU\Inbox\Combinations\Folder..6/..7\ | 32
130377 | H7020X6P3-S2/SV230A-TPC | H7020X6P3-S2/SV230A-TPC |  | H7020X6P3-S2 | / | SV230A-TPC | Standard actuator | 0 | Scenario 2 |  | PPK¦SelectPro¦VDI3805¦Internet_EU |  |  | H7020X6P3-S2/SV230A-TPC | Globe valve | 2500 kPa | 1000 kPa |  | EU\Inbox\Combinations\Folder..6/..7\ | 32
130378 | H7020X6P3-S2+SV24A-TPC | H7020X6P3-S2+SV24A-TPC |  | H7020X6P3-S2 | + | SV24A-TPC | Standard actuator | 0 | Scenario 2 |  | PPK¦SelectPro¦VDI3805¦Internet_EU |  |  | H7020X6P3-S2+SV24A-TPC | Globe valve | 2500 kPa | 1000 kPa |  | EU\Inbox\Combinations\Folder..6/..7\ | 32
130379 | H7020X6P3-S2/SV24A-TPC | H7020X6P3-S2/SV24A-TPC |  | H7020X6P3-S2 | / | SV24A-TPC | Standard actuator | 0 | Scenario 2 |  | PPK¦SelectPro¦VDI3805¦Internet_EU |  |  | H7020X6P3-S2/SV24A-TPC | Globe valve | 2500 kPa | 1000 kPa |  | EU\Inbox\Combinations\Folder..6/..7\ | 32
130380 | H7020Y6P3-S2+SV230A-TPC | H7020Y6P3-S2+SV230A-TPC |  | H7020Y6P3-S2 | + | SV230A-TPC | Standard actuator | 0 | Scenario 2 |  | PPK¦SelectPro¦VDI3805¦Internet_EU |  |  | H7020Y6P3-S2+SV230A-TPC | Globe valve | 2500 kPa | 1000 kPa |  | EU\Inbox\Combinations\Folder..6/..7\ | 31
130381 | H7020Y6P3-S2/SV230A-TPC | H7020Y6P3-S2/SV230A-TPC |  | H7020Y6P3-S2 | / | SV230A-TPC | Standard actuator | 0 | Scenario 2 |  | PPK¦SelectPro¦VDI3805¦Internet_EU |  |  | H7020Y6P3-S2/SV230A-TPC | Globe valve | 2500 kPa | 1000 kPa |  | EU\Inbox\Combinations\Folder..6/..7\ | 32
130382 | H7020Y6P3-S2+SV24A-TPC | H7020Y6P3-S2+SV24A-TPC |  | H7020Y6P3-S2 | + | SV24A-TPC | Standard actuator | 0 | Scenario 2 |  | PPK¦SelectPro¦VDI3805¦Internet_EU |  |  | H7020Y6P3-S2+SV24A-TPC | Globe valve | 2500 kPa | 1000 kPa |  | EU\Inbox\Combinations\Folder..6/..7\ | 32
130383 | H7020Y6P3-S2/SV24A-TPC | H7020Y6P3-S2/SV24A-TPC |  | H7020Y6P3-S2 | / | SV24A-TPC | Standard actuator | 0 | Scenario 2 |  | PPK¦SelectPro¦VDI3805¦Internet_EU |  |  | H7020Y6P3-S2/SV24A-TPC | Globe valve | 2500 kPa | 1000 kPa |  | EU\Inbox\Combinations\Folder..6/..7\ | 31
130384 | H7025X10-S2+SV230A-TPC | H7025X10-S2+SV230A-TPC |  | H7025X10-S2 | + | SV230A-TPC | Standard actuator | 0 | Scenario 2 |  | PPK¦SelectPro¦VDI3805¦Internet_EU |  |  | H7025X10-S2+SV230A-TPC | Globe valve | 2100 kPa | 1000 kPa |  | EU\Inbox\Combinations\Folder..6/..7\ | 34
130385 | H7025X10-S2/SV230A-TPC | H7025X10-S2/SV230A-TPC |  | H7025X10-S2 | / | SV230A-TPC | Standard actuator | 0 | Scenario 2 |  | PPK¦SelectPro¦VDI3805¦Internet_EU |  |  | H7025X10-S2/SV230A-TPC | Globe valve | 2100 kPa | 1000 kPa |  | EU\Inbox\Combinations\Folder..6/..7\ | 34
130386 | H7025X10-S2+SV24A-TPC | H7025X10-S2+SV24A-TPC |  | H7025X10-S2 | + | SV24A-TPC | Standard actuator | 0 | Scenario 2 |  | PPK¦SelectPro¦VDI3805¦Internet_EU |  |  | H7025X10-S2+SV24A-TPC | Globe valve | 2100 kPa | 1000 kPa |  | EU\Inbox\Combinations\Folder..6/..7\ | 34
130387 | H7025X10-S2/SV24A-TPC | H7025X10-S2/SV24A-TPC |  | H7025X10-S2 | / | SV24A-TPC | Standard actuator | 0 | Scenario 2 |  | PPK¦SelectPro¦VDI3805¦Internet_EU |  |  | H7025X10-S2/SV24A-TPC | Globe valve | 2100 kPa | 1000 kPa |  | EU\Inbox\Combinations\Folder..6/..7\ | 34
130388 | H7025Y10-S2+SV230A-TPC | H7025Y10-S2+SV230A-TPC |  | H7025Y10-S2 | + | SV230A-TPC | Standard actuator | 0 | Scenario 2 |  | PPK¦SelectPro¦VDI3805¦Internet_EU |  |  | H7025Y10-S2+SV230A-TPC | Globe valve | 2100 kPa | 1000 kPa |  | EU\Inbox\Combinations\Folder..6/..7\ | 34
130389 | H7025Y10-S2/SV230A-TPC | H7025Y10-S2/SV230A-TPC |  | H7025Y10-S2 | / | SV230A-TPC | Standard actuator | 0 | Scenario 2 |  | PPK¦SelectPro¦VDI3805¦Internet_EU |  |  | H7025Y10-S2/SV230A-TPC | Globe valve | 2100 kPa | 1000 kPa |  | EU\Inbox\Combinations\Folder..6/..7\ | 34
130390 | H7025Y10-S2+SV24A-TPC | H7025Y10-S2+SV24A-TPC |  | H7025Y10-S2 | + | SV24A-TPC | Standard actuator | 0 | Scenario 2 |  | PPK¦SelectPro¦VDI3805¦Internet_EU |  |  | H7025Y10-S2+SV24A-TPC | Globe valve | 2100 kPa | 1000 kPa |  | EU\Inbox\Combinations\Folder..6/..7\ | 34
130391 | H7025Y10-S2/SV24A-TPC | H7025Y10-S2/SV24A-TPC |  | H7025Y10-S2 | / | SV24A-TPC | Standard actuator | 0 | Scenario 2 |  | PPK¦SelectPro¦VDI3805¦Internet_EU |  |  | H7025Y10-S2/SV24A-TPC | Globe valve | 2100 kPa | 1000 kPa |  | EU\Inbox\Combinations\Folder..6/..7\ | 34
130392 | H7032X16-S2+SV230A-TPC | H7032X16-S2+SV230A-TPC |  | H7032X16-S2 | + | SV230A-TPC | Standard actuator | 1 | Scenario 2 |  | PPK¦SelectPro¦VDI3805¦Internet_EU |  |  | H7032X16-S2+SV230A-TPC | Globe valve | 1500 kPa | 1000 kPa |  | EU\Inbox\Combinations\Folder..6/..7\ | 33
130393 | H7032X16-S2/SV230A-TPC | H7032X16-S2/SV230A-TPC |  | H7032X16-S2 | / | SV230A-TPC | Standard actuator | 1 | Scenario 2 |  | PPK¦SelectPro¦VDI3805¦Internet_EU |  |  | H7032X16-S2/SV230A-TPC | Globe valve | 1500 kPa | 1000 kPa |  | EU\Inbox\Combinations\Folder..6/..7\ | 34
130394 | H7032X16-S2+SV24A-TPC | H7032X16-S2+SV24A-TPC |  | H7032X16-S2 | + | SV24A-TPC | Standard actuator | 1 | Scenario 2 |  | PPK¦SelectPro¦VDI3805¦Internet_EU |  |  | H7032X16-S2+SV24A-TPC | Globe valve | 1500 kPa | 1000 kPa |  | EU\Inbox\Combinations\Folder..6/..7\ | 34
130395 | H7032X16-S2/SV24A-TPC | H7032X16-S2/SV24A-TPC |  | H7032X16-S2 | / | SV24A-TPC | Standard actuator | 1 | Scenario 2 |  | PPK¦SelectPro¦VDI3805¦Internet_EU |  |  | H7032X16-S2/SV24A-TPC | Globe valve | 1500 kPa | 1000 kPa |  | EU\Inbox\Combinations\Folder..6/..7\ | 34
130396 | H7032Y16-S2+SV230A-TPC | H7032Y16-S2+SV230A-TPC |  | H7032Y16-S2 | + | SV230A-TPC | Standard actuator | 1 | Scenario 2 |  | PPK¦SelectPro¦VDI3805¦Internet_EU |  |  | H7032Y16-S2+SV230A-TPC | Globe valve | 1500 kPa | 1000 kPa |  | EU\Inbox\Combinations\Folder..6/..7\ | 34
130397 | H7032Y16-S2/SV230A-TPC | H7032Y16-S2/SV230A-TPC |  | H7032Y16-S2 | / | SV230A-TPC | Standard actuator | 1 | Scenario 2 |  | PPK¦SelectPro¦VDI3805¦Internet_EU |  |  | H7032Y16-S2/SV230A-TPC | Globe valve | 1500 kPa | 1000 kPa |  | EU\Inbox\Combinations\Folder..6/..7\ | 34
130398 | H7032Y16-S2+SV24A-TPC | H7032Y16-S2+SV24A-TPC |  | H7032Y16-S2 | + | SV24A-TPC | Standard actuator | 1 | Scenario 2 |  | PPK¦SelectPro¦VDI3805¦Internet_EU |  |  | H7032Y16-S2+SV24A-TPC | Globe valve | 1500 kPa | 1000 kPa |  | EU\Inbox\Combinations\Folder..6/..7\ | 34
130399 | H7032Y16-S2/SV24A-TPC | H7032Y16-S2/SV24A-TPC |  | H7032Y16-S2 | / | SV24A-TPC | Standard actuator | 1 | Scenario 2 |  | PPK¦SelectPro¦VDI3805¦Internet_EU |  |  | H7032Y16-S2/SV24A-TPC | Globe valve | 1500 kPa | 1000 kPa |  | EU\Inbox\Combinations\Folder..6/..7\ | 34
130400 | H7040X25-S2+SV230A-TPC | H7040X25-S2+SV230A-TPC |  | H7040X25-S2 | + | SV230A-TPC | Standard actuator | 1 | Scenario 2 |  | PPK¦SelectPro¦VDI3805¦Internet_EU |  |  | H7040X25-S2+SV230A-TPC | Globe valve | 850 kPa | 850 kPa |  | EU\Inbox\Combinations\Folder..6/..7\ | 34
130401 | H7040X25-S2/SV230A-TPC | H7040X25-S2/SV230A-TPC |  | H7040X25-S2 | / | SV230A-TPC | Standard actuator | 1 | Scenario 2 |  | PPK¦SelectPro¦VDI3805¦Internet_EU |  |  | H7040X25-S2/SV230A-TPC | Globe valve | 850 kPa | 850 kPa |  | EU\Inbox\Combinations\Folder..6/..7\ | 34
130402 | H7040X25-S2+SV24A-TPC | H7040X25-S2+SV24A-TPC |  | H7040X25-S2 | + | SV24A-TPC | Standard actuator | 1 | Scenario 2 |  | PPK¦SelectPro¦VDI3805¦Internet_EU |  |  | H7040X25-S2+SV24A-TPC | Globe valve | 850 kPa | 850 kPa |  | EU\Inbox\Combinations\Folder..6/..7\ | 32
130403 | H7040X25-S2/SV24A-TPC | H7040X25-S2/SV24A-TPC |  | H7040X25-S2 | / | SV24A-TPC | Standard actuator | 1 | Scenario 2 |  | PPK¦SelectPro¦VDI3805¦Internet_EU |  |  | H7040X25-S2/SV24A-TPC | Globe valve | 850 kPa | 850 kPa |  | EU\Inbox\Combinations\Folder..6/..7\ | 34
130404 | H7040Y25-S2+SV230A-TPC | H7040Y25-S2+SV230A-TPC |  | H7040Y25-S2 | + | SV230A-TPC | Standard actuator | 1 | Scenario 2 |  | PPK¦SelectPro¦VDI3805¦Internet_EU |  |  | H7040Y25-S2+SV230A-TPC | Globe valve | 850 kPa | 850 kPa |  | EU\Inbox\Combinations\Folder..6/..7\ | 33
130405 | H7040Y25-S2/SV230A-TPC | H7040Y25-S2/SV230A-TPC |  | H7040Y25-S2 | / | SV230A-TPC | Standard actuator | 1 | Scenario 2 |  | PPK¦SelectPro¦VDI3805¦Internet_EU |  |  | H7040Y25-S2/SV230A-TPC | Globe valve | 850 kPa | 850 kPa |  | EU\Inbox\Combinations\Folder..6/..7\ | 34
130406 | H7040Y25-S2+SV24A-TPC | H7040Y25-S2+SV24A-TPC |  | H7040Y25-S2 | + | SV24A-TPC | Standard actuator | 1 | Scenario 2 |  | PPK¦SelectPro¦VDI3805¦Internet_EU |  |  | H7040Y25-S2+SV24A-TPC | Globe valve | 850 kPa | 850 kPa |  | EU\Inbox\Combinations\Folder..6/..7\ | 32
130407 | H7040Y25-S2/SV24A-TPC | H7040Y25-S2/SV24A-TPC |  | H7040Y25-S2 | / | SV24A-TPC | Standard actuator | 1 | Scenario 2 |  | PPK¦SelectPro¦VDI3805¦Internet_EU |  |  | H7040Y25-S2/SV24A-TPC | Globe valve | 850 kPa | 850 kPa |  | EU\Inbox\Combinations\Folder..6/..7\ | 34
130408 | H7050X40-S2+SV230A-TPC | H7050X40-S2+SV230A-TPC |  | H7050X40-S2 | + | SV230A-TPC | Standard actuator | 1 | Scenario 2 |  | PPK¦SelectPro¦VDI3805¦Internet_EU |  |  | H7050X40-S2+SV230A-TPC | Globe valve | 500 kPa | 500 kPa |  | EU\Inbox\Combinations\Folder..6/..7\ | 33
130409 | H7050X40-S2/SV230A-TPC | H7050X40-S2/SV230A-TPC |  | H7050X40-S2 | / | SV230A-TPC | Standard actuator | 1 | Scenario 2 |  | PPK¦SelectPro¦VDI3805¦Internet_EU |  |  | H7050X40-S2/SV230A-TPC | Globe valve | 500 kPa | 500 kPa |  | EU\Inbox\Combinations\Folder..6/..7\ | 34
130410 | H7050X40-S2+SV24A-TPC | H7050X40-S2+SV24A-TPC |  | H7050X40-S2 | + | SV24A-TPC | Standard actuator | 1 | Scenario 2 |  | PPK¦SelectPro¦VDI3805¦Internet_EU |  |  | H7050X40-S2+SV24A-TPC | Globe valve | 500 kPa | 500 kPa |  | EU\Inbox\Combinations\Folder..6/..7\ | 34
130411 | H7050X40-S2/SV24A-TPC | H7050X40-S2/SV24A-TPC |  | H7050X40-S2 | / | SV24A-TPC | Standard actuator | 1 | Scenario 2 |  | PPK¦SelectPro¦VDI3805¦Internet_EU |  |  | H7050X40-S2/SV24A-TPC | Globe valve | 500 kPa | 500 kPa |  | EU\Inbox\Combinations\Folder..6/..7\ | 34
130412 | H6100N/EV230A-TPC | H6100N/EV230A-TPC |  | H6100N | / | EV230A-TPC | Standard actuator | 0 | Scenario 2 |  | PPK¦SelectPro¦VDI3805¦Internet_EU |  |  | H6100N/EV230A-TPC | Globe valve | 200 kPa | 200 kPa |  | EU\Inbox\Combinations\Folder..6/..7\ | 33
130413 | H6100R/EV230A-TPC | H6100R/EV230A-TPC |  | H6100R | / | EV230A-TPC | Standard actuator | 0 | Scenario 2 |  | PPK¦SelectPro¦VDI3805¦Internet_EU |  |  | H6100R/EV230A-TPC | Globe valve | 200 kPa | 200 kPa |  | EU\Inbox\Combinations\Folder..6/..7\ | 33
130414 | H6100S/EV230A-TPC | H6100S/EV230A-TPC |  | H6100S | / | EV230A-TPC | Standard actuator | 0 | Scenario 2 |  | PPK¦SelectPro¦VDI3805¦Internet_EU |  |  | H6100S/EV230A-TPC | Globe valve | 200 kPa | 200 kPa |  | EU\Inbox\Combinations\Folder..6/..7\ | 33
130415 | H6100SP/EV230A-TPC | H6100SP/EV230A-TPC |  | H6100SP | / | EV230A-TPC | Standard actuator | 1 | Scenario 2 |  | PPK¦SelectPro¦VDI3805¦Internet_EU |  |  | H6100SP/EV230A-TPC | Globe valve (partial pressure-balanced) | 600 kPa | 600 kPa |  | EU\Inbox\Combinations\Folder..6/..7\ | 33
130417 | H6125S/EV230A-TPC | H6125S/EV230A-TPC |  | H6125S | / | EV230A-TPC | Standard actuator | 0 | Scenario 2 |  | PPK¦SelectPro¦VDI3805¦Internet_EU |  |  | H6125S/EV230A-TPC | Globe valve | 110 kPa | 110 kPa |  | EU\Inbox\Combinations\Folder..6/..7\ | 33
130418 | H6125SP/EV230A-TPC | H6125SP/EV230A-TPC |  | H6125SP | / | EV230A-TPC | Standard actuator | 1 | Scenario 2 |  | PPK¦SelectPro¦VDI3805¦Internet_EU |  |  | H6125SP/EV230A-TPC | Globe valve (partial pressure-balanced) | 600 kPa | 600 kPa |  | EU\Inbox\Combinations\Folder..6/..7\ | 33
130420 | H6150S/EV230A-TPC | H6150S/EV230A-TPC |  | H6150S | / | EV230A-TPC | Standard actuator | 0 | Scenario 2 |  | PPK¦SelectPro¦VDI3805¦Internet_EU |  |  | H6150S/EV230A-TPC | Globe valve | 70 kPa | 70 kPa |  | EU\Inbox\Combinations\Folder..6/..7\ | 33
130421 | H6150SP/EV230A-TPC | H6150SP/EV230A-TPC |  | H6150SP | / | EV230A-TPC | Standard actuator | 1 | Scenario 2 |  | PPK¦SelectPro¦VDI3805¦Internet_EU |  |  | H6150SP/EV230A-TPC | Globe valve (partial pressure-balanced) | 600 kPa | 600 kPa |  | EU\Inbox\Combinations\Folder..6/..7\ | 33
130422 | H665N/EV230A-TPC | H665N/EV230A-TPC |  | H665N | / | EV230A-TPC | Standard actuator | 1 | Scenario 2 |  | PPK¦SelectPro¦VDI3805¦Internet_EU |  |  | H665N/EV230A-TPC | Globe valve | 550 kPa | 400 kPa |  | EU\Inbox\Combinations\Folder..6/..7\ | 37
130423 | H665S/EV230A-TPC | H665S/EV230A-TPC |  | H665S | / | EV230A-TPC | Standard actuator | 0 | Scenario 2 |  | PPK¦SelectPro¦VDI3805¦Internet_EU |  |  | H665S/EV230A-TPC | Globe valve | 550 kPa | 550 kPa |  | EU\Inbox\Combinations\Folder..6/..7\ | 34
130424 | H680N/EV230A-TPC | H680N/EV230A-TPC |  | H680N | / | EV230A-TPC | Standard actuator | 0 | Scenario 2 |  | PPK¦SelectPro¦VDI3805¦Internet_EU |  |  | H680N/EV230A-TPC | Globe valve | 350 kPa | 350 kPa |  | EU\Inbox\Combinations\Folder..6/..7\ | 37
130425 | H680S/EV230A-TPC | H680S/EV230A-TPC |  | H680S | / | EV230A-TPC | Standard actuator | 0 | Scenario 2 |  | PPK¦SelectPro¦VDI3805¦Internet_EU |  |  | H680S/EV230A-TPC | Globe valve | 350 kPa | 350 kPa |  | EU\Inbox\Combinations\Folder..6/..7\ | 34
130426 | H7065X63-S4/EV230A-TPC | H7065X63-S4/EV230A-TPC |  | H7065X63-S4 | / | EV230A-TPC | Standard actuator | 0 | Scenario 2 |  | PPK¦SelectPro¦VDI3805¦Internet_EU |  |  | H7065X63-S4/EV230A-TPC | Globe valve | 550 kPa | 550 kPa |  | EU\Inbox\Combinations\Folder..6/..7\ | 33
130427 | H7065Y63-S4/EV230A-TPC | H7065Y63-S4/EV230A-TPC |  | H7065Y63-S4 | / | EV230A-TPC | Standard actuator | 0 | Scenario 2 |  | PPK¦SelectPro¦VDI3805¦Internet_EU |  |  | H7065Y63-S4/EV230A-TPC | Globe valve | 550 kPa | 550 kPa |  | EU\Inbox\Combinations\Folder..6/..7\ | 33
130428 | H7080X100-S4/EV230A-TPC | H7080X100-S4/EV230A-TPC |  | H7080X100-S4 | / | EV230A-TPC | Standard actuator | 0 | Scenario 2 |  | PPK¦SelectPro¦VDI3805¦Internet_EU |  |  | H7080X100-S4/EV230A-TPC | Globe valve | 350 kPa | 350 kPa |  | EU\Inbox\Combinations\Folder..6/..7\ | 32
130429 | H7080Y100-S4/EV230A-TPC | H7080Y100-S4/EV230A-TPC |  | H7080Y100-S4 | / | EV230A-TPC | Standard actuator | 0 | Scenario 2 |  | PPK¦SelectPro¦VDI3805¦Internet_EU |  |  | H7080Y100-S4/EV230A-TPC | Globe valve | 350 kPa | 350 kPa |  | EU\Inbox\Combinations\Folder..6/..7\ | 33
130430 | H7100N/EV230A-TPC | H7100N/EV230A-TPC |  | H7100N | / | EV230A-TPC | Standard actuator | 0 | Scenario 2 |  | PPK¦SelectPro¦VDI3805¦Internet_EU |  |  | H7100N/EV230A-TPC | Globe valve | 200 kPa | 200 kPa |  | EU\Inbox\Combinations\Folder..6/..7\ | 32
130431 | H7100R/EV230A-TPC | H7100R/EV230A-TPC |  | H7100R | / | EV230A-TPC | Standard actuator | 0 | Scenario 2 |  | PPK¦SelectPro¦VDI3805¦Internet_EU |  |  | H7100R/EV230A-TPC | Globe valve | 200 kPa | 200 kPa |  | EU\Inbox\Combinations\Folder..6/..7\ | 32
130432 | H7100X160-S4/EV230A-TPC | H7100X160-S4/EV230A-TPC |  | H7100X160-S4 | / | EV230A-TPC | Standard actuator | 0 | Scenario 2 |  | PPK¦SelectPro¦VDI3805¦Internet_EU |  |  | H7100X160-S4/EV230A-TPC | Globe valve | 200 kPa | 200 kPa |  | EU\Inbox\Combinations\Folder..6/..7\ | 32
130433 | H7100Y160-S4/EV230A-TPC | H7100Y160-S4/EV230A-TPC |  | H7100Y160-S4 | / | EV230A-TPC | Standard actuator | 0 | Scenario 2 |  | PPK¦SelectPro¦VDI3805¦Internet_EU |  |  | H7100Y160-S4/EV230A-TPC | Globe valve | 200 kPa | 200 kPa |  | EU\Inbox\Combinations\Folder..6/..7\ | 32
130434 | H7125N/EV230A-TPC | H7125N/EV230A-TPC |  | H7125N | / | EV230A-TPC | Standard actuator | 0 | Scenario 2 |  | PPK¦SelectPro¦VDI3805¦Internet_EU |  |  | H7125N/EV230A-TPC | Globe valve | 130 kPa | 130 kPa |  | EU\Inbox\Combinations\Folder..6/..7\ | 32
130435 | H7150N/EV230A-TPC | H7150N/EV230A-TPC |  | H7150N | / | EV230A-TPC | Standard actuator | 0 | Scenario 2 |  | PPK¦SelectPro¦VDI3805¦Internet_EU |  |  | H7150N/EV230A-TPC | Globe valve | 80 kPa | 80 kPa |  | EU\Inbox\Combinations\Folder..6/..7\ | 32
130436 | H765N/EV230A-TPC | H765N/EV230A-TPC |  | H765N | / | EV230A-TPC | Standard actuator | 1 | Scenario 2 |  | PPK¦SelectPro¦VDI3805¦Internet_EU |  |  | H765N/EV230A-TPC | Globe valve | 550 kPa | 400 kPa |  | EU\Inbox\Combinations\Folder..6/..7\ | 33
130437 | H780N/EV230A-TPC | H780N/EV230A-TPC |  | H780N | / | EV230A-TPC | Standard actuator | 0 | Scenario 2 |  | PPK¦SelectPro¦VDI3805¦Internet_EU |  |  | H780N/EV230A-TPC | Globe valve | 350 kPa | 350 kPa |  | EU\Inbox\Combinations\Folder..6/..7\ | 33
130580 | H7050Y40-S2+SV230A-TPC | H7050Y40-S2+SV230A-TPC |  | H7050Y40-S2 | + | SV230A-TPC | Standard actuator | 1 | Scenario 2 |  | PPK¦SelectPro¦VDI3805¦Internet_EU |  |  | H7050Y40-S2+SV230A-TPC | Globe valve | 500 kPa | 500 kPa |  | EU\Inbox\Combinations\Folder..6/..7\ | 35
130581 | H7050Y40-S2/SV230A-TPC | H7050Y40-S2/SV230A-TPC |  | H7050Y40-S2 | / | SV230A-TPC | Standard actuator | 1 | Scenario 2 |  | PPK¦SelectPro¦VDI3805¦Internet_EU |  |  | H7050Y40-S2/SV230A-TPC | Globe valve | 500 kPa | 500 kPa |  | EU\Inbox\Combinations\Folder..6/..7\ | 34
130582 | H7050Y40-S2+SV24A-TPC | H7050Y40-S2+SV24A-TPC |  | H7050Y40-S2 | + | SV24A-TPC | Standard actuator | 1 | Scenario 2 |  | PPK¦SelectPro¦VDI3805¦Internet_EU |  |  | H7050Y40-S2+SV24A-TPC | Globe valve | 500 kPa | 500 kPa |  | EU\Inbox\Combinations\Folder..6/..7\ | 36
130583 | H7050Y40-S2/SV24A-TPC | H7050Y40-S2/SV24A-TPC |  | H7050Y40-S2 | / | SV24A-TPC | Standard actuator | 1 | Scenario 2 |  | PPK¦SelectPro¦VDI3805¦Internet_EU |  |  | H7050Y40-S2/SV24A-TPC | Globe valve | 500 kPa | 500 kPa |  | EU\Inbox\Combinations\Folder..6/..7\ | 33
130584 | H711N+SV230A-TPC | H711N+SV230A-TPC |  | H711N | + | SV230A-TPC | Standard actuator | 0 | Scenario 2 |  | PPK¦SelectPro¦VDI3805¦Internet_EU |  |  | H711N+SV230A-TPC | Globe valve | 1600 kPa | 400 kPa |  | EU\Inbox\Combinations\Folder..6/..7\ | 34
130585 | H711N/SV230A-TPC | H711N/SV230A-TPC |  | H711N | / | SV230A-TPC | Standard actuator | 0 | Scenario 2 |  | PPK¦SelectPro¦VDI3805¦Internet_EU |  |  | H711N/SV230A-TPC | Globe valve | 1600 kPa | 400 kPa |  | EU\Inbox\Combinations\Folder..6/..7\ | 33
130586 | H711N+SV24A-TPC | H711N+SV24A-TPC |  | H711N | + | SV24A-TPC | Standard actuator | 0 | Scenario 2 |  | PPK¦SelectPro¦VDI3805¦Internet_EU |  |  | H711N+SV24A-TPC | Globe valve | 1600 kPa | 400 kPa |  | EU\Inbox\Combinations\Folder..6/..7\ | 35
130587 | H711N/SV24A-TPC | H711N/SV24A-TPC |  | H711N | / | SV24A-TPC | Standard actuator | 0 | Scenario 2 |  | PPK¦SelectPro¦VDI3805¦Internet_EU |  |  | H711N/SV24A-TPC | Globe valve | 1600 kPa | 400 kPa |  | EU\Inbox\Combinations\Folder..6/..7\ | 32
130588 | H711R+SV230A-TPC | H711R+SV230A-TPC |  | H711R | + | SV230A-TPC | Standard actuator | 0 | Scenario 2 |  | PPK¦SelectPro¦VDI3805¦Internet_EU |  |  | H711R+SV230A-TPC | Globe valve | 600 kPa | 400 kPa |  | EU\Inbox\Combinations\Folder..6/..7\ | 35
130589 | H711R/SV230A-TPC | H711R/SV230A-TPC |  | H711R | / | SV230A-TPC | Standard actuator | 0 | Scenario 2 |  | PPK¦SelectPro¦VDI3805¦Internet_EU |  |  | H711R/SV230A-TPC | Globe valve | 600 kPa | 400 kPa |  | EU\Inbox\Combinations\Folder..6/..7\ | 32
130590 | H711R+SV24A-TPC | H711R+SV24A-TPC |  | H711R | + | SV24A-TPC | Standard actuator | 0 | Scenario 2 |  | PPK¦SelectPro¦VDI3805¦Internet_EU |  |  | H711R+SV24A-TPC | Globe valve | 600 kPa | 400 kPa |  | EU\Inbox\Combinations\Folder..6/..7\ | 35
130591 | H711R/SV24A-TPC | H711R/SV24A-TPC |  | H711R | / | SV24A-TPC | Standard actuator | 0 | Scenario 2 |  | PPK¦SelectPro¦VDI3805¦Internet_EU |  |  | H711R/SV24A-TPC | Globe valve | 600 kPa | 400 kPa |  | EU\Inbox\Combinations\Folder..6/..7\ | 32
130592 | H712N+SV230A-TPC | H712N+SV230A-TPC |  | H712N | + | SV230A-TPC | Standard actuator | 0 | Scenario 2 |  | PPK¦SelectPro¦VDI3805¦Internet_EU |  |  | H712N+SV230A-TPC | Globe valve | 1600 kPa | 400 kPa |  | EU\Inbox\Combinations\Folder..6/..7\ | 35
130593 | H712N/SV230A-TPC | H712N/SV230A-TPC |  | H712N | / | SV230A-TPC | Standard actuator | 0 | Scenario 2 |  | PPK¦SelectPro¦VDI3805¦Internet_EU |  |  | H712N/SV230A-TPC | Globe valve | 1600 kPa | 400 kPa |  | EU\Inbox\Combinations\Folder..6/..7\ | 32
130594 | H712N+SV24A-TPC | H712N+SV24A-TPC |  | H712N | + | SV24A-TPC | Standard actuator | 0 | Scenario 2 |  | PPK¦SelectPro¦VDI3805¦Internet_EU |  |  | H712N+SV24A-TPC | Globe valve | 1600 kPa | 400 kPa |  | EU\Inbox\Combinations\Folder..6/..7\ | 34
130595 | H712N/SV24A-TPC | H712N/SV24A-TPC |  | H712N | / | SV24A-TPC | Standard actuator | 0 | Scenario 2 |  | PPK¦SelectPro¦VDI3805¦Internet_EU |  |  | H712N/SV24A-TPC | Globe valve | 1600 kPa | 400 kPa |  | EU\Inbox\Combinations\Folder..6/..7\ | 34
130596 | H712R+SV230A-TPC | H712R+SV230A-TPC |  | H712R | + | SV230A-TPC | Standard actuator | 0 | Scenario 2 |  | PPK¦SelectPro¦VDI3805¦Internet_EU |  |  | H712R+SV230A-TPC | Globe valve | 600 kPa | 400 kPa |  | EU\Inbox\Combinations\Folder..6/..7\ | 34
130597 | H712R/SV230A-TPC | H712R/SV230A-TPC |  | H712R | / | SV230A-TPC | Standard actuator | 0 | Scenario 2 |  | PPK¦SelectPro¦VDI3805¦Internet_EU |  |  | H712R/SV230A-TPC | Globe valve | 600 kPa | 400 kPa |  | EU\Inbox\Combinations\Folder..6/..7\ | 33
130598 | H712R+SV24A-TPC | H712R+SV24A-TPC |  | H712R | + | SV24A-TPC | Standard actuator | 0 | Scenario 2 |  | PPK¦SelectPro¦VDI3805¦Internet_EU |  |  | H712R+SV24A-TPC | Globe valve | 600 kPa | 400 kPa |  | EU\Inbox\Combinations\Folder..6/..7\ | 35
130599 | H712R/SV24A-TPC | H712R/SV24A-TPC |  | H712R | / | SV24A-TPC | Standard actuator | 0 | Scenario 2 |  | PPK¦SelectPro¦VDI3805¦Internet_EU |  |  | H712R/SV24A-TPC | Globe valve | 600 kPa | 400 kPa |  | EU\Inbox\Combinations\Folder..6/..7\ | 33
130600 | H713N+SV230A-TPC | H713N+SV230A-TPC |  | H713N | + | SV230A-TPC | Standard actuator | 0 | Scenario 2 |  | PPK¦SelectPro¦VDI3805¦Internet_EU |  |  | H713N+SV230A-TPC | Globe valve | 1600 kPa | 400 kPa |  | EU\Inbox\Combinations\Folder..6/..7\ | 35
130601 | H713N/SV230A-TPC | H713N/SV230A-TPC |  | H713N | / | SV230A-TPC | Standard actuator | 0 | Scenario 2 |  | PPK¦SelectPro¦VDI3805¦Internet_EU |  |  | H713N/SV230A-TPC | Globe valve | 1600 kPa | 400 kPa |  | EU\Inbox\Combinations\Folder..6/..7\ | 33
130602 | H713N+SV24A-TPC | H713N+SV24A-TPC |  | H713N | + | SV24A-TPC | Standard actuator | 0 | Scenario 2 |  | PPK¦SelectPro¦VDI3805¦Internet_EU |  |  | H713N+SV24A-TPC | Globe valve | 1600 kPa | 400 kPa |  | EU\Inbox\Combinations\Folder..6/..7\ | 35
130603 | H713N/SV24A-TPC | H713N/SV24A-TPC |  | H713N | / | SV24A-TPC | Standard actuator | 0 | Scenario 2 |  | PPK¦SelectPro¦VDI3805¦Internet_EU |  |  | H713N/SV24A-TPC | Globe valve | 1600 kPa | 400 kPa |  | EU\Inbox\Combinations\Folder..6/..7\ | 35
130604 | H713R+SV230A-TPC | H713R+SV230A-TPC |  | H713R | + | SV230A-TPC | Standard actuator | 0 | Scenario 2 |  | PPK¦SelectPro¦VDI3805¦Internet_EU |  |  | H713R+SV230A-TPC | Globe valve | 600 kPa | 400 kPa |  | EU\Inbox\Combinations\Folder..6/..7\ | 35
130605 | H713R/SV230A-TPC | H713R/SV230A-TPC |  | H713R | / | SV230A-TPC | Standard actuator | 0 | Scenario 2 |  | PPK¦SelectPro¦VDI3805¦Internet_EU |  |  | H713R/SV230A-TPC | Globe valve | 600 kPa | 400 kPa |  | EU\Inbox\Combinations\Folder..6/..7\ | 35
130606 | H713R+SV24A-TPC | H713R+SV24A-TPC |  | H713R | + | SV24A-TPC | Standard actuator | 0 | Scenario 2 |  | PPK¦SelectPro¦VDI3805¦Internet_EU |  |  | H713R+SV24A-TPC | Globe valve | 600 kPa | 400 kPa |  | EU\Inbox\Combinations\Folder..6/..7\ | 35
130607 | H713R/SV24A-TPC | H713R/SV24A-TPC |  | H713R | / | SV24A-TPC | Standard actuator | 0 | Scenario 2 |  | PPK¦SelectPro¦VDI3805¦Internet_EU |  |  | H713R/SV24A-TPC | Globe valve | 600 kPa | 400 kPa |  | EU\Inbox\Combinations\Folder..6/..7\ | 33
130608 | H714N+SV230A-TPC | H714N+SV230A-TPC |  | H714N | + | SV230A-TPC | Standard actuator | 0 | Scenario 2 |  | PPK¦SelectPro¦VDI3805¦Internet_EU |  |  | H714N+SV230A-TPC | Globe valve | 1600 kPa | 400 kPa |  | EU\Inbox\Combinations\Folder..6/..7\ | 35
130609 | H714N/SV230A-TPC | H714N/SV230A-TPC |  | H714N | / | SV230A-TPC | Standard actuator | 0 | Scenario 2 |  | PPK¦SelectPro¦VDI3805¦Internet_EU |  |  | H714N/SV230A-TPC | Globe valve | 1600 kPa | 400 kPa |  | EU\Inbox\Combinations\Folder..6/..7\ | 33
130610 | H714N+SV24A-TPC | H714N+SV24A-TPC |  | H714N | + | SV24A-TPC | Standard actuator | 0 | Scenario 2 |  | PPK¦SelectPro¦VDI3805¦Internet_EU |  |  | H714N+SV24A-TPC | Globe valve | 1600 kPa | 400 kPa |  | EU\Inbox\Combinations\Folder..6/..7\ | 35
130611 | H714N/SV24A-TPC | H714N/SV24A-TPC |  | H714N | / | SV24A-TPC | Standard actuator | 0 | Scenario 2 |  | PPK¦SelectPro¦VDI3805¦Internet_EU |  |  | H714N/SV24A-TPC | Globe valve | 1600 kPa | 400 kPa |  | EU\Inbox\Combinations\Folder..6/..7\ | 33
130612 | H714R+SV230A-TPC | H714R+SV230A-TPC |  | H714R | + | SV230A-TPC | Standard actuator | 0 | Scenario 2 |  | PPK¦SelectPro¦VDI3805¦Internet_EU |  |  | H714R+SV230A-TPC | Globe valve | 600 kPa | 400 kPa |  | EU\Inbox\Combinations\Folder..6/..7\ | 35
130613 | H714R/SV230A-TPC | H714R/SV230A-TPC |  | H714R | / | SV230A-TPC | Standard actuator | 0 | Scenario 2 |  | PPK¦SelectPro¦VDI3805¦Internet_EU |  |  | H714R/SV230A-TPC | Globe valve | 600 kPa | 400 kPa |  | EU\Inbox\Combinations\Folder..6/..7\ | 32
130614 | H714R+SV24A-TPC | H714R+SV24A-TPC |  | H714R | + | SV24A-TPC | Standard actuator | 0 | Scenario 2 |  | PPK¦SelectPro¦VDI3805¦Internet_EU |  |  | H714R+SV24A-TPC | Globe valve | 600 kPa | 400 kPa |  | EU\Inbox\Combinations\Folder..6/..7\ | 34
130615 | H714R/SV24A-TPC | H714R/SV24A-TPC |  | H714R | / | SV24A-TPC | Standard actuator | 0 | Scenario 2 |  | PPK¦SelectPro¦VDI3805¦Internet_EU |  |  | H714R/SV24A-TPC | Globe valve | 600 kPa | 400 kPa |  | EU\Inbox\Combinations\Folder..6/..7\ | 32
130616 | H715N+SV230A-TPC | H715N+SV230A-TPC |  | H715N | + | SV230A-TPC | Standard actuator | 0 | Scenario 2 |  | PPK¦SelectPro¦VDI3805¦Internet_EU |  |  | H715N+SV230A-TPC | Globe valve | 1600 kPa | 400 kPa |  | EU\Inbox\Combinations\Folder..6/..7\ | 33
130617 | H715N/SV230A-TPC | H715N/SV230A-TPC |  | H715N | / | SV230A-TPC | Standard actuator | 0 | Scenario 2 |  | PPK¦SelectPro¦VDI3805¦Internet_EU |  |  | H715N/SV230A-TPC | Globe valve | 1600 kPa | 400 kPa |  | EU\Inbox\Combinations\Folder..6/..7\ | 31
130618 | H715N+SV24A-TPC | H715N+SV24A-TPC |  | H715N | + | SV24A-TPC | Standard actuator | 0 | Scenario 2 |  | PPK¦SelectPro¦VDI3805¦Internet_EU |  |  | H715N+SV24A-TPC | Globe valve | 1600 kPa | 400 kPa |  | EU\Inbox\Combinations\Folder..6/..7\ | 35
130619 | H715N/SV24A-TPC | H715N/SV24A-TPC |  | H715N | / | SV24A-TPC | Standard actuator | 0 | Scenario 2 |  | PPK¦SelectPro¦VDI3805¦Internet_EU |  |  | H715N/SV24A-TPC | Globe valve | 1600 kPa | 400 kPa |  | EU\Inbox\Combinations\Folder..6/..7\ | 32
130620 | H715R+SV230A-TPC | H715R+SV230A-TPC |  | H715R | + | SV230A-TPC | Standard actuator | 0 | Scenario 2 |  | PPK¦SelectPro¦VDI3805¦Internet_EU |  |  | H715R+SV230A-TPC | Globe valve | 600 kPa | 400 kPa |  | EU\Inbox\Combinations\Folder..6/..7\ | 35
130621 | H715R/SV230A-TPC | H715R/SV230A-TPC |  | H715R | / | SV230A-TPC | Standard actuator | 0 | Scenario 2 |  | PPK¦SelectPro¦VDI3805¦Internet_EU |  |  | H715R/SV230A-TPC | Globe valve | 600 kPa | 400 kPa |  | EU\Inbox\Combinations\Folder..6/..7\ | 32
130622 | H715R+SV24A-TPC | H715R+SV24A-TPC |  | H715R | + | SV24A-TPC | Standard actuator | 0 | Scenario 2 |  | PPK¦SelectPro¦VDI3805¦Internet_EU |  |  | H715R+SV24A-TPC | Globe valve | 600 kPa | 400 kPa |  | EU\Inbox\Combinations\Folder..6/..7\ | 35
130623 | H715R/SV24A-TPC | H715R/SV24A-TPC |  | H715R | / | SV24A-TPC | Standard actuator | 0 | Scenario 2 |  | PPK¦SelectPro¦VDI3805¦Internet_EU |  |  | H715R/SV24A-TPC | Globe valve | 600 kPa | 400 kPa |  | EU\Inbox\Combinations\Folder..6/..7\ | 32
130624 | H720N+SV230A-TPC | H720N+SV230A-TPC |  | H720N | + | SV230A-TPC | Standard actuator | 0 | Scenario 2 |  | PPK¦SelectPro¦VDI3805¦Internet_EU |  |  | H720N+SV230A-TPC | Globe valve | 1600 kPa | 400 kPa |  | EU\Inbox\Combinations\Folder..6/..7\ | 35
130625 | H720N/SV230A-TPC | H720N/SV230A-TPC |  | H720N | / | SV230A-TPC | Standard actuator | 0 | Scenario 2 |  | PPK¦SelectPro¦VDI3805¦Internet_EU |  |  | H720N/SV230A-TPC | Globe valve | 1600 kPa | 400 kPa |  | EU\Inbox\Combinations\Folder..6/..7\ | 34
130626 | H720N+SV24A-TPC | H720N+SV24A-TPC |  | H720N | + | SV24A-TPC | Standard actuator | 0 | Scenario 2 |  | PPK¦SelectPro¦VDI3805¦Internet_EU |  |  | H720N+SV24A-TPC | Globe valve | 1600 kPa | 400 kPa |  | EU\Inbox\Combinations\Folder..6/..7\ | 34
130627 | H720N/SV24A-TPC | H720N/SV24A-TPC |  | H720N | / | SV24A-TPC | Standard actuator | 0 | Scenario 2 |  | PPK¦SelectPro¦VDI3805¦Internet_EU |  |  | H720N/SV24A-TPC | Globe valve | 1600 kPa | 400 kPa |  | EU\Inbox\Combinations\Folder..6/..7\ | 34
130628 | H720R+SV230A-TPC | H720R+SV230A-TPC |  | H720R | + | SV230A-TPC | Standard actuator | 0 | Scenario 2 |  | PPK¦SelectPro¦VDI3805¦Internet_EU |  |  | H720R+SV230A-TPC | Globe valve | 600 kPa | 400 kPa |  | EU\Inbox\Combinations\Folder..6/..7\ | 35
130629 | H720R/SV230A-TPC | H720R/SV230A-TPC |  | H720R | / | SV230A-TPC | Standard actuator | 0 | Scenario 2 |  | PPK¦SelectPro¦VDI3805¦Internet_EU |  |  | H720R/SV230A-TPC | Globe valve | 600 kPa | 400 kPa |  | EU\Inbox\Combinations\Folder..6/..7\ | 33
130630 | H720R+SV24A-TPC | H720R+SV24A-TPC |  | H720R | + | SV24A-TPC | Standard actuator | 0 | Scenario 2 |  | PPK¦SelectPro¦VDI3805¦Internet_EU |  |  | H720R+SV24A-TPC | Globe valve | 600 kPa | 400 kPa |  | EU\Inbox\Combinations\Folder..6/..7\ | 35
130631 | H720R/SV24A-TPC | H720R/SV24A-TPC |  | H720R | / | SV24A-TPC | Standard actuator | 0 | Scenario 2 |  | PPK¦SelectPro¦VDI3805¦Internet_EU |  |  | H720R/SV24A-TPC | Globe valve | 600 kPa | 400 kPa |  | EU\Inbox\Combinations\Folder..6/..7\ | 34
130632 | H725N+SV230A-TPC | H725N+SV230A-TPC |  | H725N | + | SV230A-TPC | Standard actuator | 0 | Scenario 2 |  | PPK¦SelectPro¦VDI3805¦Internet_EU |  |  | H725N+SV230A-TPC | Globe valve | 1600 kPa | 400 kPa |  | EU\Inbox\Combinations\Folder..6/..7\ | 40
130633 | H725N/SV230A-TPC | H725N/SV230A-TPC |  | H725N | / | SV230A-TPC | Standard actuator | 0 | Scenario 2 |  | PPK¦SelectPro¦VDI3805¦Internet_EU |  |  | H725N/SV230A-TPC | Globe valve | 1600 kPa | 400 kPa |  | EU\Inbox\Combinations\Folder..6/..7\ | 40
130634 | H725N+SV24A-TPC | H725N+SV24A-TPC |  | H725N | + | SV24A-TPC | Standard actuator | 0 | Scenario 2 |  | PPK¦SelectPro¦VDI3805¦Internet_EU |  |  | H725N+SV24A-TPC | Globe valve | 1600 kPa | 400 kPa |  | EU\Inbox\Combinations\Folder..6/..7\ | 41
130635 | H725N/SV24A-TPC | H725N/SV24A-TPC |  | H725N | / | SV24A-TPC | Standard actuator | 0 | Scenario 2 |  | PPK¦SelectPro¦VDI3805¦Internet_EU |  |  | H725N/SV24A-TPC | Globe valve | 1600 kPa | 400 kPa |  | EU\Inbox\Combinations\Folder..6/..7\ | 39
130636 | H725R+SV230A-TPC | H725R+SV230A-TPC |  | H725R | + | SV230A-TPC | Standard actuator | 0 | Scenario 2 |  | PPK¦SelectPro¦VDI3805¦Internet_EU |  |  | H725R+SV230A-TPC | Globe valve | 600 kPa | 400 kPa |  | EU\Inbox\Combinations\Folder..6/..7\ | 34
130637 | H725R/SV230A-TPC | H725R/SV230A-TPC |  | H725R | / | SV230A-TPC | Standard actuator | 0 | Scenario 2 |  | PPK¦SelectPro¦VDI3805¦Internet_EU |  |  | H725R/SV230A-TPC | Globe valve | 600 kPa | 400 kPa |  | EU\Inbox\Combinations\Folder..6/..7\ | 34
130638 | H725R+SV24A-TPC | H725R+SV24A-TPC |  | H725R | + | SV24A-TPC | Standard actuator | 0 | Scenario 2 |  | PPK¦SelectPro¦VDI3805¦Internet_EU |  |  | H725R+SV24A-TPC | Globe valve | 600 kPa | 400 kPa |  | EU\Inbox\Combinations\Folder..6/..7\ | 35
130639 | H725R/SV24A-TPC | H725R/SV24A-TPC |  | H725R | / | SV24A-TPC | Standard actuator | 0 | Scenario 2 |  | PPK¦SelectPro¦VDI3805¦Internet_EU |  |  | H725R/SV24A-TPC | Globe valve | 600 kPa | 400 kPa |  | EU\Inbox\Combinations\Folder..6/..7\ | 32
130640 | H732N+SV230A-TPC | H732N+SV230A-TPC |  | H732N | + | SV230A-TPC | Standard actuator | 0 | Scenario 2 |  | PPK¦SelectPro¦VDI3805¦Internet_EU |  |  | H732N+SV230A-TPC | Globe valve | 1600 kPa | 400 kPa |  | EU\Inbox\Combinations\Folder..6/..7\ | 35
130641 | H732N/SV230A-TPC | H732N/SV230A-TPC |  | H732N | / | SV230A-TPC | Standard actuator | 0 | Scenario 2 |  | PPK¦SelectPro¦VDI3805¦Internet_EU |  |  | H732N/SV230A-TPC | Globe valve | 1600 kPa | 400 kPa |  | EU\Inbox\Combinations\Folder..6/..7\ | 34
130642 | H732N+SV24A-TPC | H732N+SV24A-TPC |  | H732N | + | SV24A-TPC | Standard actuator | 0 | Scenario 2 |  | PPK¦SelectPro¦VDI3805¦Internet_EU |  |  | H732N+SV24A-TPC | Globe valve | 1600 kPa | 400 kPa |  | EU\Inbox\Combinations\Folder..6/..7\ | 36
130643 | H732N/SV24A-TPC | H732N/SV24A-TPC |  | H732N | / | SV24A-TPC | Standard actuator | 0 | Scenario 2 |  | PPK¦SelectPro¦VDI3805¦Internet_EU |  |  | H732N/SV24A-TPC | Globe valve | 1600 kPa | 400 kPa |  | EU\Inbox\Combinations\Folder..6/..7\ | 33
130644 | H732R+SV230A-TPC | H732R+SV230A-TPC |  | H732R | + | SV230A-TPC | Standard actuator | 0 | Scenario 2 |  | PPK¦SelectPro¦VDI3805¦Internet_EU |  |  | H732R+SV230A-TPC | Globe valve | 600 kPa | 400 kPa |  | EU\Inbox\Combinations\Folder..6/..7\ | 37
130645 | H732R/SV230A-TPC | H732R/SV230A-TPC |  | H732R | / | SV230A-TPC | Standard actuator | 0 | Scenario 2 |  | PPK¦SelectPro¦VDI3805¦Internet_EU |  |  | H732R/SV230A-TPC | Globe valve | 600 kPa | 400 kPa |  | EU\Inbox\Combinations\Folder..6/..7\ | 34
130646 | H732R+SV24A-TPC | H732R+SV24A-TPC |  | H732R | + | SV24A-TPC | Standard actuator | 0 | Scenario 2 |  | PPK¦SelectPro¦VDI3805¦Internet_EU |  |  | H732R+SV24A-TPC | Globe valve | 600 kPa | 400 kPa |  | EU\Inbox\Combinations\Folder..6/..7\ | 36
130647 | H732R/SV24A-TPC | H732R/SV24A-TPC |  | H732R | / | SV24A-TPC | Standard actuator | 0 | Scenario 2 |  | PPK¦SelectPro¦VDI3805¦Internet_EU |  |  | H732R/SV24A-TPC | Globe valve | 600 kPa | 400 kPa |  | EU\Inbox\Combinations\Folder..6/..7\ | 32
130648 | H740N+SV230A-TPC | H740N+SV230A-TPC |  | H740N | + | SV230A-TPC | Standard actuator | 0 | Scenario 2 |  | PPK¦SelectPro¦VDI3805¦Internet_EU |  |  | H740N+SV230A-TPC | Globe valve | 900 kPa | 400 kPa |  | EU\Inbox\Combinations\Folder..6/..7\ | 36
130649 | H740N/SV230A-TPC | H740N/SV230A-TPC |  | H740N | / | SV230A-TPC | Standard actuator | 0 | Scenario 2 |  | PPK¦SelectPro¦VDI3805¦Internet_EU |  |  | H740N/SV230A-TPC | Globe valve | 900 kPa | 400 kPa |  | EU\Inbox\Combinations\Folder..6/..7\ | 33
130650 | H740N+SV24A-TPC | H740N+SV24A-TPC |  | H740N | + | SV24A-TPC | Standard actuator | 0 | Scenario 2 |  | PPK¦SelectPro¦VDI3805¦Internet_EU |  |  | H740N+SV24A-TPC | Globe valve | 900 kPa | 400 kPa |  | EU\Inbox\Combinations\Folder..6/..7\ | 35
130651 | H740N/SV24A-TPC | H740N/SV24A-TPC |  | H740N | / | SV24A-TPC | Standard actuator | 0 | Scenario 2 |  | PPK¦SelectPro¦VDI3805¦Internet_EU |  |  | H740N/SV24A-TPC | Globe valve | 900 kPa | 400 kPa |  | EU\Inbox\Combinations\Folder..6/..7\ | 32
130652 | H740R+SV230A-TPC | H740R+SV230A-TPC |  | H740R | + | SV230A-TPC | Standard actuator | 0 | Scenario 2 |  | PPK¦SelectPro¦VDI3805¦Internet_EU |  |  | H740R+SV230A-TPC | Globe valve | 600 kPa | 400 kPa |  | EU\Inbox\Combinations\Folder..6/..7\ | 37
130653 | H740R/SV230A-TPC | H740R/SV230A-TPC |  | H740R | / | SV230A-TPC | Standard actuator | 0 | Scenario 2 |  | PPK¦SelectPro¦VDI3805¦Internet_EU |  |  | H740R/SV230A-TPC | Globe valve | 600 kPa | 400 kPa |  | EU\Inbox\Combinations\Folder..6/..7\ | 33
130654 | H740R+SV24A-TPC | H740R+SV24A-TPC |  | H740R | + | SV24A-TPC | Standard actuator | 0 | Scenario 2 |  | PPK¦SelectPro¦VDI3805¦Internet_EU |  |  | H740R+SV24A-TPC | Globe valve | 600 kPa | 400 kPa |  | EU\Inbox\Combinations\Folder..6/..7\ | 37
130655 | H740R/SV24A-TPC | H740R/SV24A-TPC |  | H740R | / | SV24A-TPC | Standard actuator | 0 | Scenario 2 |  | PPK¦SelectPro¦VDI3805¦Internet_EU |  |  | H740R/SV24A-TPC | Globe valve | 600 kPa | 400 kPa |  | EU\Inbox\Combinations\Folder..6/..7\ | 34
130656 | H750N+SV230A-TPC | H750N+SV230A-TPC |  | H750N | + | SV230A-TPC | Standard actuator | 1 | Scenario 2 |  | PPK¦SelectPro¦VDI3805¦Internet_EU |  |  | H750N+SV230A-TPC | Globe valve | 550 kPa | 400 kPa |  | EU\Inbox\Combinations\Folder..6/..7\ | 37
130657 | H750N/SV230A-TPC | H750N/SV230A-TPC |  | H750N | / | SV230A-TPC | Standard actuator | 1 | Scenario 2 |  | PPK¦SelectPro¦VDI3805¦Internet_EU |  |  | H750N/SV230A-TPC | Globe valve | 550 kPa | 400 kPa |  | EU\Inbox\Combinations\Folder..6/..7\ | 34
130658 | H750N+SV24A-TPC | H750N+SV24A-TPC |  | H750N | + | SV24A-TPC | Standard actuator | 1 | Scenario 2 |  | PPK¦SelectPro¦VDI3805¦Internet_EU |  |  | H750N+SV24A-TPC | Globe valve | 550 kPa | 400 kPa |  | EU\Inbox\Combinations\Folder..6/..7\ | 37
130659 | H750N/SV24A-TPC | H750N/SV24A-TPC |  | H750N | / | SV24A-TPC | Standard actuator | 1 | Scenario 2 |  | PPK¦SelectPro¦VDI3805¦Internet_EU |  |  | H750N/SV24A-TPC | Globe valve | 550 kPa | 400 kPa |  | EU\Inbox\Combinations\Folder..6/..7\ | 34
130660 | H750R+SV230A-TPC | H750R+SV230A-TPC |  | H750R | + | SV230A-TPC | Standard actuator | 1 | Scenario 2 |  | PPK¦SelectPro¦VDI3805¦Internet_EU |  |  | H750R+SV230A-TPC | Globe valve | 550 kPa | 400 kPa |  | EU\Inbox\Combinations\Folder..6/..7\ | 36
130661 | H750R/SV230A-TPC | H750R/SV230A-TPC |  | H750R | / | SV230A-TPC | Standard actuator | 1 | Scenario 2 |  | PPK¦SelectPro¦VDI3805¦Internet_EU |  |  | H750R/SV230A-TPC | Globe valve | 550 kPa | 400 kPa |  | EU\Inbox\Combinations\Folder..6/..7\ | 37
130662 | H750R+SV24A-TPC | H750R+SV24A-TPC |  | H750R | + | SV24A-TPC | Standard actuator | 1 | Scenario 2 |  | PPK¦SelectPro¦VDI3805¦Internet_EU |  |  | H750R+SV24A-TPC | Globe valve | 550 kPa | 400 kPa |  | EU\Inbox\Combinations\Folder..6/..7\ | 36
130663 | H750R/SV24A-TPC | H750R/SV24A-TPC |  | H750R | / | SV24A-TPC | Standard actuator | 1 | Scenario 2 |  | PPK¦SelectPro¦VDI3805¦Internet_EU |  |  | H750R/SV24A-TPC | Globe valve | 550 kPa | 400 kPa |  | EU\Inbox\Combinations\Folder..6/..7\ | 37
130664 | H764N+SV230A-TPC | H764N+SV230A-TPC |  | H764N | + | SV230A-TPC | Standard actuator | 1 | Scenario 2 |  | PPK¦SelectPro¦VDI3805¦Internet_EU |  |  | H764N+SV230A-TPC | Globe valve | 280 kPa | 280 kPa |  | EU\Inbox\Combinations\Folder..6/..7\ | 38
130665 | H764N/SV230A-TPC | H764N/SV230A-TPC |  | H764N | / | SV230A-TPC | Standard actuator | 1 | Scenario 2 |  | PPK¦SelectPro¦VDI3805¦Internet_EU |  |  | H764N/SV230A-TPC | Globe valve | 280 kPa | 280 kPa |  | EU\Inbox\Combinations\Folder..6/..7\ | 35
130666 | H764N+SV24A-TPC | H764N+SV24A-TPC |  | H764N | + | SV24A-TPC | Standard actuator | 1 | Scenario 2 |  | PPK¦SelectPro¦VDI3805¦Internet_EU |  |  | H764N+SV24A-TPC | Globe valve | 280 kPa | 280 kPa |  | EU\Inbox\Combinations\Folder..6/..7\ | 37
130667 | H764N/SV24A-TPC | H764N/SV24A-TPC |  | H764N | / | SV24A-TPC | Standard actuator | 1 | Scenario 2 |  | PPK¦SelectPro¦VDI3805¦Internet_EU |  |  | H764N/SV24A-TPC | Globe valve | 280 kPa | 280 kPa |  | EU\Inbox\Combinations\Folder..6/..7\ | 32
130668 | H764R+SV230A-TPC | H764R+SV230A-TPC |  | H764R | + | SV230A-TPC | Standard actuator | 1 | Scenario 2 |  | PPK¦SelectPro¦VDI3805¦Internet_EU |  |  | H764R+SV230A-TPC | Globe valve | 280 kPa | 280 kPa |  | EU\Inbox\Combinations\Folder..6/..7\ | 38
130669 | H764R/SV230A-TPC | H764R/SV230A-TPC |  | H764R | / | SV230A-TPC | Standard actuator | 1 | Scenario 2 |  | PPK¦SelectPro¦VDI3805¦Internet_EU |  |  | H764R/SV230A-TPC | Globe valve | 280 kPa | 280 kPa |  | EU\Inbox\Combinations\Folder..6/..7\ | 33
130670 | H764R+SV24A-TPC | H764R+SV24A-TPC |  | H764R | + | SV24A-TPC | Standard actuator | 1 | Scenario 2 |  | PPK¦SelectPro¦VDI3805¦Internet_EU |  |  | H764R+SV24A-TPC | Globe valve | 280 kPa | 280 kPa |  | EU\Inbox\Combinations\Folder..6/..7\ | 38
130671 | H764R/SV24A-TPC | H764R/SV24A-TPC |  | H764R | / | SV24A-TPC | Standard actuator | 1 | Scenario 2 |  | PPK¦SelectPro¦VDI3805¦Internet_EU |  |  | H764R/SV24A-TPC | Globe valve | 280 kPa | 280 kPa |  | EU\Inbox\Combinations\Folder..6/..7\ | 35
130672 | H779N+SV230A-TPC | H779N+SV230A-TPC |  | H779N | + | SV230A-TPC | Standard actuator | 1 | Scenario 2 |  | PPK¦SelectPro¦VDI3805¦Internet_EU |  |  | H779N+SV230A-TPC | Globe valve | 160 kPa | 160 kPa |  | EU\Inbox\Combinations\Folder..6/..7\ | 41
130673 | H779N/SV230A-TPC | H779N/SV230A-TPC |  | H779N | / | SV230A-TPC | Standard actuator | 1 | Scenario 2 |  | PPK¦SelectPro¦VDI3805¦Internet_EU |  |  | H779N/SV230A-TPC | Globe valve | 160 kPa | 160 kPa |  | EU\Inbox\Combinations\Folder..6/..7\ | 35
130674 | H779N+SV24A-TPC | H779N+SV24A-TPC |  | H779N | + | SV24A-TPC | Standard actuator | 1 | Scenario 2 |  | PPK¦SelectPro¦VDI3805¦Internet_EU |  |  | H779N+SV24A-TPC | Globe valve | 160 kPa | 160 kPa |  | EU\Inbox\Combinations\Folder..6/..7\ | 41
130675 | H779N/SV24A-TPC | H779N/SV24A-TPC |  | H779N | / | SV24A-TPC | Standard actuator | 1 | Scenario 2 |  | PPK¦SelectPro¦VDI3805¦Internet_EU |  |  | H779N/SV24A-TPC | Globe valve | 160 kPa | 160 kPa |  | EU\Inbox\Combinations\Folder..6/..7\ | 37
130968 | H412B+NV230A-TPC | H412B+NV230A-TPC |  | H412B | + | NV230A-TPC | Standard actuator | 0 | Scenario 2 |  | PPK¦SelectPro¦VDI3805¦Internet_EU |  |  | H412B+NV230A-TPC | Globe valve | 1600 kPa | 400 kPa |  | EU\Inbox\Combinations\Folder..4/..5\ | 31
130969 | H412B/NV230A-TPC | H412B/NV230A-TPC |  | H412B | / | NV230A-TPC | Standard actuator | 0 | Scenario 2 |  | PPK¦SelectPro¦VDI3805¦Internet_EU |  |  | H412B/NV230A-TPC | Globe valve | 1600 kPa | 400 kPa |  | EU\Inbox\Combinations\Folder..4/..5\ | 31
130980 | H413B+NV230A-TPC | H413B+NV230A-TPC |  | H413B | + | NV230A-TPC | Standard actuator | 0 | Scenario 2 |  | PPK¦SelectPro¦VDI3805¦Internet_EU |  |  | H413B+NV230A-TPC | Globe valve | 1600 kPa | 400 kPa |  | EU\Inbox\Combinations\Folder..4/..5\ | 31
130981 | H413B/NV230A-TPC | H413B/NV230A-TPC |  | H413B | / | NV230A-TPC | Standard actuator | 0 | Scenario 2 |  | PPK¦SelectPro¦VDI3805¦Internet_EU |  |  | H413B/NV230A-TPC | Globe valve | 1600 kPa | 400 kPa |  | EU\Inbox\Combinations\Folder..4/..5\ | 31
130992 | H414B+NV230A-TPC | H414B+NV230A-TPC |  | H414B | + | NV230A-TPC | Standard actuator | 0 | Scenario 2 |  | PPK¦SelectPro¦VDI3805¦Internet_EU |  |  | H414B+NV230A-TPC | Globe valve | 1600 kPa | 400 kPa |  | EU\Inbox\Combinations\Folder..4/..5\ | 31
130993 | H414B/NV230A-TPC | H414B/NV230A-TPC |  | H414B | / | NV230A-TPC | Standard actuator | 0 | Scenario 2 |  | PPK¦SelectPro¦VDI3805¦Internet_EU |  |  | H414B/NV230A-TPC | Globe valve | 1600 kPa | 400 kPa |  | EU\Inbox\Combinations\Folder..4/..5\ | 31
131004 | H415B+NV230A-TPC | H415B+NV230A-TPC |  | H415B | + | NV230A-TPC | Standard actuator | 0 | Scenario 2 |  | PPK¦SelectPro¦VDI3805¦Internet_EU |  |  | H415B+NV230A-TPC | Globe valve | 1600 kPa | 400 kPa |  | EU\Inbox\Combinations\Folder..4/..5\ | 30
131005 | H415B/NV230A-TPC | H415B/NV230A-TPC |  | H415B | / | NV230A-TPC | Standard actuator | 0 | Scenario 2 |  | PPK¦SelectPro¦VDI3805¦Internet_EU |  |  | H415B/NV230A-TPC | Globe valve | 1600 kPa | 400 kPa |  | EU\Inbox\Combinations\Folder..4/..5\ | 30
131016 | H420B+NV230A-TPC | H420B+NV230A-TPC |  | H420B | + | NV230A-TPC | Standard actuator | 0 | Scenario 2 |  | PPK¦SelectPro¦VDI3805¦Internet_EU |  |  | H420B+NV230A-TPC | Globe valve | 1600 kPa | 400 kPa |  | EU\Inbox\Combinations\Folder..4/..5\ | 30
131017 | H420B/NV230A-TPC | H420B/NV230A-TPC |  | H420B | / | NV230A-TPC | Standard actuator | 0 | Scenario 2 |  | PPK¦SelectPro¦VDI3805¦Internet_EU |  |  | H420B/NV230A-TPC | Globe valve | 1600 kPa | 400 kPa |  | EU\Inbox\Combinations\Folder..4/..5\ | 30
131028 | H425B+NV230A-TPC | H425B+NV230A-TPC |  | H425B | + | NV230A-TPC | Standard actuator | 0 | Scenario 2 |  | PPK¦SelectPro¦VDI3805¦Internet_EU |  |  | H425B+NV230A-TPC | Globe valve | 1300 kPa | 400 kPa |  | EU\Inbox\Combinations\Folder..4/..5\ | 30
131029 | H425B/NV230A-TPC | H425B/NV230A-TPC |  | H425B | / | NV230A-TPC | Standard actuator | 0 | Scenario 2 |  | PPK¦SelectPro¦VDI3805¦Internet_EU |  |  | H425B/NV230A-TPC | Globe valve | 1300 kPa | 400 kPa |  | EU\Inbox\Combinations\Folder..4/..5\ | 30
131040 | H432B+NV230A-TPC | H432B+NV230A-TPC |  | H432B | + | NV230A-TPC | Standard actuator | 1 | Scenario 2 |  | PPK¦SelectPro¦VDI3805¦Internet_EU |  |  | H432B+NV230A-TPC | Globe valve | 1000 kPa | 400 kPa |  | EU\Inbox\Combinations\Folder..4/..5\ | 36
131041 | H432B/NV230A-TPC | H432B/NV230A-TPC |  | H432B | / | NV230A-TPC | Standard actuator | 1 | Scenario 2 |  | PPK¦SelectPro¦VDI3805¦Internet_EU |  |  | H432B/NV230A-TPC | Globe valve | 1000 kPa | 400 kPa |  | EU\Inbox\Combinations\Folder..4/..5\ | 36
131052 | H440B+NV230A-TPC | H440B+NV230A-TPC |  | H440B | + | NV230A-TPC | Standard actuator | 1 | Scenario 2 |  | PPK¦SelectPro¦VDI3805¦Internet_EU |  |  | H440B+NV230A-TPC | Globe valve | 500 kPa | 400 kPa |  | EU\Inbox\Combinations\Folder..4/..5\ | 34
131053 | H440B/NV230A-TPC | H440B/NV230A-TPC |  | H440B | / | NV230A-TPC | Standard actuator | 1 | Scenario 2 |  | PPK¦SelectPro¦VDI3805¦Internet_EU |  |  | H440B/NV230A-TPC | Globe valve | 500 kPa | 400 kPa |  | EU\Inbox\Combinations\Folder..4/..5\ | 34
131064 | H450B+NV230A-TPC | H450B+NV230A-TPC |  | H450B | + | NV230A-TPC | Standard actuator | 0 | Scenario 2 |  | PPK¦SelectPro¦VDI3805¦Internet_EU |  |  | H450B+NV230A-TPC | Globe valve | 300 kPa | 300 kPa |  | EU\Inbox\Combinations\Folder..4/..5\ | 30
131065 | H450B/NV230A-TPC | H450B/NV230A-TPC |  | H450B | / | NV230A-TPC | Standard actuator | 0 | Scenario 2 |  | PPK¦SelectPro¦VDI3805¦Internet_EU |  |  | H450B/NV230A-TPC | Globe valve | 300 kPa | 300 kPa |  | EU\Inbox\Combinations\Folder..4/..5\ | 30
131076 | H511B+NV230A-TPC | H511B+NV230A-TPC |  | H511B | + | NV230A-TPC | Standard actuator | 0 | Scenario 2 |  | PPK¦SelectPro¦VDI3805¦Internet_EU |  |  | H511B+NV230A-TPC | Globe valve | 1600 kPa | 400 kPa |  | EU\Inbox\Combinations\Folder..4/..5\ | 30
131077 | H511B/NV230A-TPC | H511B/NV230A-TPC |  | H511B | / | NV230A-TPC | Standard actuator | 0 | Scenario 2 |  | PPK¦SelectPro¦VDI3805¦Internet_EU |  |  | H511B/NV230A-TPC | Globe valve | 1600 kPa | 400 kPa |  | EU\Inbox\Combinations\Folder..4/..5\ | 30
131088 | H512B+NV230A-TPC | H512B+NV230A-TPC |  | H512B | + | NV230A-TPC | Standard actuator | 0 | Scenario 2 |  | PPK¦SelectPro¦VDI3805¦Internet_EU |  |  | H512B+NV230A-TPC | Globe valve | 1600 kPa | 400 kPa |  | EU\Inbox\Combinations\Folder..4/..5\ | 30
131089 | H512B/NV230A-TPC | H512B/NV230A-TPC |  | H512B | / | NV230A-TPC | Standard actuator | 0 | Scenario 2 |  | PPK¦SelectPro¦VDI3805¦Internet_EU |  |  | H512B/NV230A-TPC | Globe valve | 1600 kPa | 400 kPa |  | EU\Inbox\Combinations\Folder..4/..5\ | 30
131100 | H513B+NV230A-TPC | H513B+NV230A-TPC |  | H513B | + | NV230A-TPC | Standard actuator | 0 | Scenario 2 |  | PPK¦SelectPro¦VDI3805¦Internet_EU |  |  | H513B+NV230A-TPC | Globe valve | 1600 kPa | 400 kPa |  | EU\Inbox\Combinations\Folder..4/..5\ | 30
131101 | H513B/NV230A-TPC | H513B/NV230A-TPC |  | H513B | / | NV230A-TPC | Standard actuator | 0 | Scenario 2 |  | PPK¦SelectPro¦VDI3805¦Internet_EU |  |  | H513B/NV230A-TPC | Globe valve | 1600 kPa | 400 kPa |  | EU\Inbox\Combinations\Folder..4/..5\ | 30
131112 | H514B+NV230A-TPC | H514B+NV230A-TPC |  | H514B | + | NV230A-TPC | Standard actuator | 0 | Scenario 2 |  | PPK¦SelectPro¦VDI3805¦Internet_EU |  |  | H514B+NV230A-TPC | Globe valve | 1600 kPa | 400 kPa |  | EU\Inbox\Combinations\Folder..4/..5\ | 30
131113 | H514B/NV230A-TPC | H514B/NV230A-TPC |  | H514B | / | NV230A-TPC | Standard actuator | 0 | Scenario 2 |  | PPK¦SelectPro¦VDI3805¦Internet_EU |  |  | H514B/NV230A-TPC | Globe valve | 1600 kPa | 400 kPa |  | EU\Inbox\Combinations\Folder..4/..5\ | 30
131124 | H515B+NV230A-TPC | H515B+NV230A-TPC |  | H515B | + | NV230A-TPC | Standard actuator | 0 | Scenario 2 |  | PPK¦SelectPro¦VDI3805¦Internet_EU |  |  | H515B+NV230A-TPC | Globe valve | 1600 kPa | 400 kPa |  | EU\Inbox\Combinations\Folder..4/..5\ | 30
131125 | H515B/NV230A-TPC | H515B/NV230A-TPC |  | H515B | / | NV230A-TPC | Standard actuator | 0 | Scenario 2 |  | PPK¦SelectPro¦VDI3805¦Internet_EU |  |  | H515B/NV230A-TPC | Globe valve | 1600 kPa | 400 kPa |  | EU\Inbox\Combinations\Folder..4/..5\ | 30
131136 | H520B+NV230A-TPC | H520B+NV230A-TPC |  | H520B | + | NV230A-TPC | Standard actuator | 0 | Scenario 2 |  | PPK¦SelectPro¦VDI3805¦Internet_EU |  |  | H520B+NV230A-TPC | Globe valve | 1600 kPa | 400 kPa |  | EU\Inbox\Combinations\Folder..4/..5\ | 30
131137 | H520B/NV230A-TPC | H520B/NV230A-TPC |  | H520B | / | NV230A-TPC | Standard actuator | 0 | Scenario 2 |  | PPK¦SelectPro¦VDI3805¦Internet_EU |  |  | H520B/NV230A-TPC | Globe valve | 1600 kPa | 400 kPa |  | EU\Inbox\Combinations\Folder..4/..5\ | 30
131148 | H525B+NV230A-TPC | H525B+NV230A-TPC |  | H525B | + | NV230A-TPC | Standard actuator | 0 | Scenario 2 |  | PPK¦SelectPro¦VDI3805¦Internet_EU |  |  | H525B+NV230A-TPC | Globe valve | 1300 kPa | 400 kPa |  | EU\Inbox\Combinations\Folder..4/..5\ | 30
131149 | H525B/NV230A-TPC | H525B/NV230A-TPC |  | H525B | / | NV230A-TPC | Standard actuator | 0 | Scenario 2 |  | PPK¦SelectPro¦VDI3805¦Internet_EU |  |  | H525B/NV230A-TPC | Globe valve | 1300 kPa | 400 kPa |  | EU\Inbox\Combinations\Folder..4/..5\ | 30
131160 | H532B+NV230A-TPC | H532B+NV230A-TPC |  | H532B | + | NV230A-TPC | Standard actuator | 1 | Scenario 2 |  | PPK¦SelectPro¦VDI3805¦Internet_EU |  |  | H532B+NV230A-TPC | Globe valve | 1000 kPa | 400 kPa |  | EU\Inbox\Combinations\Folder..4/..5\ | 31
131161 | H532B/NV230A-TPC | H532B/NV230A-TPC |  | H532B | / | NV230A-TPC | Standard actuator | 1 | Scenario 2 |  | PPK¦SelectPro¦VDI3805¦Internet_EU |  |  | H532B/NV230A-TPC | Globe valve | 1000 kPa | 400 kPa |  | EU\Inbox\Combinations\Folder..4/..5\ | 31
131172 | H540B+NV230A-TPC | H540B+NV230A-TPC |  | H540B | + | NV230A-TPC | Standard actuator | 1 | Scenario 2 |  | PPK¦SelectPro¦VDI3805¦Internet_EU |  |  | H540B+NV230A-TPC | Globe valve | 500 kPa | 400 kPa |  | EU\Inbox\Combinations\Folder..4/..5\ | 34
131173 | H540B/NV230A-TPC | H540B/NV230A-TPC |  | H540B | / | NV230A-TPC | Standard actuator | 1 | Scenario 2 |  | PPK¦SelectPro¦VDI3805¦Internet_EU |  |  | H540B/NV230A-TPC | Globe valve | 500 kPa | 400 kPa |  | EU\Inbox\Combinations\Folder..4/..5\ | 33
131184 | H550B+NV230A-TPC | H550B+NV230A-TPC |  | H550B | + | NV230A-TPC | Standard actuator | 0 | Scenario 2 |  | PPK¦SelectPro¦VDI3805¦Internet_EU |  |  | H550B+NV230A-TPC | Globe valve | 300 kPa | 300 kPa |  | EU\Inbox\Combinations\Folder..4/..5\ | 30
131185 | H550B/NV230A-TPC | H550B/NV230A-TPC |  | H550B | / | NV230A-TPC | Standard actuator | 0 | Scenario 2 |  | PPK¦SelectPro¦VDI3805¦Internet_EU |  |  | H550B/NV230A-TPC | Globe valve | 300 kPa | 300 kPa |  | EU\Inbox\Combinations\Folder..4/..5\ | 30
131196 | H6015X1-S2+NV230A-TPC | H6015X1-S2+NV230A-TPC |  | H6015X1-S2 | + | NV230A-TPC | Standard actuator | 1 | Scenario 2 |  | PPK¦SelectPro¦VDI3805¦Internet_EU |  |  | H6015X1-S2+NV230A-TPC | Globe valve | 2200 kPa | 1000 kPa |  | EU\Inbox\Combinations\Folder..6/..7\ | 31
131197 | H6015X1-S2/NV230A-TPC | H6015X1-S2/NV230A-TPC |  | H6015X1-S2 | / | NV230A-TPC | Standard actuator | 1 | Scenario 2 |  | PPK¦SelectPro¦VDI3805¦Internet_EU |  |  | H6015X1-S2/NV230A-TPC | Globe valve | 2200 kPa | 1000 kPa |  | EU\Inbox\Combinations\Folder..6/..7\ | 31
131208 | H6015X1P6-S2+NV230A-TPC | H6015X1P6-S2+NV230A-TPC |  | H6015X1P6-S2 | + | NV230A-TPC | Standard actuator | 1 | Scenario 2 |  | PPK¦SelectPro¦VDI3805¦Internet_EU |  |  | H6015X1P6-S2+NV230A-TPC | Globe valve | 2200 kPa | 1000 kPa |  | EU\Inbox\Combinations\Folder..6/..7\ | 31
131209 | H6015X1P6-S2/NV230A-TPC | H6015X1P6-S2/NV230A-TPC |  | H6015X1P6-S2 | / | NV230A-TPC | Standard actuator | 1 | Scenario 2 |  | PPK¦SelectPro¦VDI3805¦Internet_EU |  |  | H6015X1P6-S2/NV230A-TPC | Globe valve | 2200 kPa | 1000 kPa |  | EU\Inbox\Combinations\Folder..6/..7\ | 31
131220 | H411B+NV230A-TPC | H411B+NV230A-TPC |  | H411B | + | NV230A-TPC | Standard actuator | 0 | Scenario 2 |  | PPK¦SelectPro¦VDI3805¦Internet_EU |  |  | H411B+NV230A-TPC | Globe valve | 1600 kPa | 400 kPa |  | EU\Inbox\Combinations\Folder..4/..5\ | 31
131221 | H411B/NV230A-TPC | H411B/NV230A-TPC |  | H411B | / | NV230A-TPC | Standard actuator | 0 | Scenario 2 |  | PPK¦SelectPro¦VDI3805¦Internet_EU |  |  | H411B/NV230A-TPC | Globe valve | 1600 kPa | 400 kPa |  | EU\Inbox\Combinations\Folder..4/..5\ | 31
131222 | H6015X2P5-S2+NV230A-TPC | H6015X2P5-S2+NV230A-TPC |  | H6015X2P5-S2 | + | NV230A-TPC | Standard actuator | 1 | Scenario 2 |  | PPK¦SelectPro¦VDI3805¦Internet_EU |  |  | H6015X2P5-S2+NV230A-TPC | Globe valve | 2200 kPa | 1000 kPa |  | EU\Inbox\Combinations\Folder..6/..7\ | 31
131223 | H6015X2P5-S2/NV230A-TPC | H6015X2P5-S2/NV230A-TPC |  | H6015X2P5-S2 | / | NV230A-TPC | Standard actuator | 1 | Scenario 2 |  | PPK¦SelectPro¦VDI3805¦Internet_EU |  |  | H6015X2P5-S2/NV230A-TPC | Globe valve | 2200 kPa | 1000 kPa |  | EU\Inbox\Combinations\Folder..6/..7\ | 31
131236 | H411B+NV24A-TPC | H411B+NV24A-TPC |  | H411B | + | NV24A-TPC | Standard actuator | 0 | Scenario 2 |  | PPK¦SelectPro¦VDI3805¦Internet_EU |  |  | H411B+NV24A-TPC | Globe valve | 1600 kPa | 400 kPa |  | EU\Inbox\Combinations\Folder..4/..5\ | 36
131237 | H411B/NV24A-TPC | H411B/NV24A-TPC |  | H411B | / | NV24A-TPC | Standard actuator | 0 | Scenario 2 |  | PPK¦SelectPro¦VDI3805¦Internet_EU |  |  | H411B/NV24A-TPC | Globe valve | 1600 kPa | 400 kPa |  | EU\Inbox\Combinations\Folder..4/..5\ | 32
131248 | H412B+NV24A-TPC | H412B+NV24A-TPC |  | H412B | + | NV24A-TPC | Standard actuator | 0 | Scenario 2 |  | PPK¦SelectPro¦VDI3805¦Internet_EU |  |  | H412B+NV24A-TPC | Globe valve | 1600 kPa | 400 kPa |  | EU\Inbox\Combinations\Folder..4/..5\ | 36
131249 | H412B/NV24A-TPC | H412B/NV24A-TPC |  | H412B | / | NV24A-TPC | Standard actuator | 0 | Scenario 2 |  | PPK¦SelectPro¦VDI3805¦Internet_EU |  |  | H412B/NV24A-TPC | Globe valve | 1600 kPa | 400 kPa |  | EU\Inbox\Combinations\Folder..4/..5\ | 32
131260 | H413B+NV24A-TPC | H413B+NV24A-TPC |  | H413B | + | NV24A-TPC | Standard actuator | 0 | Scenario 2 |  | PPK¦SelectPro¦VDI3805¦Internet_EU |  |  | H413B+NV24A-TPC | Globe valve | 1600 kPa | 400 kPa |  | EU\Inbox\Combinations\Folder..4/..5\ | 36
131261 | H413B/NV24A-TPC | H413B/NV24A-TPC |  | H413B | / | NV24A-TPC | Standard actuator | 0 | Scenario 2 |  | PPK¦SelectPro¦VDI3805¦Internet_EU |  |  | H413B/NV24A-TPC | Globe valve | 1600 kPa | 400 kPa |  | EU\Inbox\Combinations\Folder..4/..5\ | 33
131272 | H414B+NV24A-TPC | H414B+NV24A-TPC |  | H414B | + | NV24A-TPC | Standard actuator | 0 | Scenario 2 |  | PPK¦SelectPro¦VDI3805¦Internet_EU |  |  | H414B+NV24A-TPC | Globe valve | 1600 kPa | 400 kPa |  | EU\Inbox\Combinations\Folder..4/..5\ | 36
131273 | H414B/NV24A-TPC | H414B/NV24A-TPC |  | H414B | / | NV24A-TPC | Standard actuator | 0 | Scenario 2 |  | PPK¦SelectPro¦VDI3805¦Internet_EU |  |  | H414B/NV24A-TPC | Globe valve | 1600 kPa | 400 kPa |  | EU\Inbox\Combinations\Folder..4/..5\ | 33
131284 | H415B+NV24A-TPC | H415B+NV24A-TPC |  | H415B | + | NV24A-TPC | Standard actuator | 0 | Scenario 2 |  | PPK¦SelectPro¦VDI3805¦Internet_EU |  |  | H415B+NV24A-TPC | Globe valve | 1600 kPa | 400 kPa |  | EU\Inbox\Combinations\Folder..4/..5\ | 36
131285 | H415B/NV24A-TPC | H415B/NV24A-TPC |  | H415B | / | NV24A-TPC | Standard actuator | 0 | Scenario 2 |  | PPK¦SelectPro¦VDI3805¦Internet_EU |  |  | H415B/NV24A-TPC | Globe valve | 1600 kPa | 400 kPa |  | EU\Inbox\Combinations\Folder..4/..5\ | 35
131296 | H420B+NV24A-TPC | H420B+NV24A-TPC |  | H420B | + | NV24A-TPC | Standard actuator | 0 | Scenario 2 |  | PPK¦SelectPro¦VDI3805¦Internet_EU |  |  | H420B+NV24A-TPC | Globe valve | 1600 kPa | 400 kPa |  | EU\Inbox\Combinations\Folder..4/..5\ | 35
131297 | H420B/NV24A-TPC | H420B/NV24A-TPC |  | H420B | / | NV24A-TPC | Standard actuator | 0 | Scenario 2 |  | PPK¦SelectPro¦VDI3805¦Internet_EU |  |  | H420B/NV24A-TPC | Globe valve | 1600 kPa | 400 kPa |  | EU\Inbox\Combinations\Folder..4/..5\ | 34
131308 | H425B+NV24A-TPC | H425B+NV24A-TPC |  | H425B | + | NV24A-TPC | Standard actuator | 0 | Scenario 2 |  | PPK¦SelectPro¦VDI3805¦Internet_EU |  |  | H425B+NV24A-TPC | Globe valve | 1300 kPa | 400 kPa |  | EU\Inbox\Combinations\Folder..4/..5\ | 37
131309 | H425B/NV24A-TPC | H425B/NV24A-TPC |  | H425B | / | NV24A-TPC | Standard actuator | 0 | Scenario 2 |  | PPK¦SelectPro¦VDI3805¦Internet_EU |  |  | H425B/NV24A-TPC | Globe valve | 1300 kPa | 400 kPa |  | EU\Inbox\Combinations\Folder..4/..5\ | 36
131320 | H432B+NV24A-TPC | H432B+NV24A-TPC |  | H432B | + | NV24A-TPC | Standard actuator | 1 | Scenario 2 |  | PPK¦SelectPro¦VDI3805¦Internet_EU |  |  | H432B+NV24A-TPC | Globe valve | 1000 kPa | 400 kPa |  | EU\Inbox\Combinations\Folder..4/..5\ | 43
131321 | H432B/NV24A-TPC | H432B/NV24A-TPC |  | H432B | / | NV24A-TPC | Standard actuator | 1 | Scenario 2 |  | PPK¦SelectPro¦VDI3805¦Internet_EU |  |  | H432B/NV24A-TPC | Globe valve | 1000 kPa | 400 kPa |  | EU\Inbox\Combinations\Folder..4/..5\ | 41
131332 | H440B+NV24A-TPC | H440B+NV24A-TPC |  | H440B | + | NV24A-TPC | Standard actuator | 1 | Scenario 2 |  | PPK¦SelectPro¦VDI3805¦Internet_EU |  |  | H440B+NV24A-TPC | Globe valve | 500 kPa | 400 kPa |  | EU\Inbox\Combinations\Folder..4/..5\ | 31
131333 | H440B/NV24A-TPC | H440B/NV24A-TPC |  | H440B | / | NV24A-TPC | Standard actuator | 1 | Scenario 2 |  | PPK¦SelectPro¦VDI3805¦Internet_EU |  |  | H440B/NV24A-TPC | Globe valve | 500 kPa | 400 kPa |  | EU\Inbox\Combinations\Folder..4/..5\ | 31
131344 | H450B+NV24A-TPC | H450B+NV24A-TPC |  | H450B | + | NV24A-TPC | Standard actuator | 0 | Scenario 2 |  | PPK¦SelectPro¦VDI3805¦Internet_EU |  |  | H450B+NV24A-TPC | Globe valve | 300 kPa | 300 kPa |  | EU\Inbox\Combinations\Folder..4/..5\ | 30
131345 | H450B/NV24A-TPC | H450B/NV24A-TPC |  | H450B | / | NV24A-TPC | Standard actuator | 0 | Scenario 2 |  | PPK¦SelectPro¦VDI3805¦Internet_EU |  |  | H450B/NV24A-TPC | Globe valve | 300 kPa | 300 kPa |  | EU\Inbox\Combinations\Folder..4/..5\ | 30
131356 | H511B+NV24A-TPC | H511B+NV24A-TPC |  | H511B | + | NV24A-TPC | Standard actuator | 0 | Scenario 2 |  | PPK¦SelectPro¦VDI3805¦Internet_EU |  |  | H511B+NV24A-TPC | Globe valve | 1600 kPa | 400 kPa |  | EU\Inbox\Combinations\Folder..4/..5\ | 31
131357 | H511B/NV24A-TPC | H511B/NV24A-TPC |  | H511B | / | NV24A-TPC | Standard actuator | 0 | Scenario 2 |  | PPK¦SelectPro¦VDI3805¦Internet_EU |  |  | H511B/NV24A-TPC | Globe valve | 1600 kPa | 400 kPa |  | EU\Inbox\Combinations\Folder..4/..5\ | 31
131368 | H512B+NV24A-TPC | H512B+NV24A-TPC |  | H512B | + | NV24A-TPC | Standard actuator | 0 | Scenario 2 |  | PPK¦SelectPro¦VDI3805¦Internet_EU |  |  | H512B+NV24A-TPC | Globe valve | 1600 kPa | 400 kPa |  | EU\Inbox\Combinations\Folder..4/..5\ | 31
131369 | H512B/NV24A-TPC | H512B/NV24A-TPC |  | H512B | / | NV24A-TPC | Standard actuator | 0 | Scenario 2 |  | PPK¦SelectPro¦VDI3805¦Internet_EU |  |  | H512B/NV24A-TPC | Globe valve | 1600 kPa | 400 kPa |  | EU\Inbox\Combinations\Folder..4/..5\ | 31
131380 | H513B+NV24A-TPC | H513B+NV24A-TPC |  | H513B | + | NV24A-TPC | Standard actuator | 0 | Scenario 2 |  | PPK¦SelectPro¦VDI3805¦Internet_EU |  |  | H513B+NV24A-TPC | Globe valve | 1600 kPa | 400 kPa |  | EU\Inbox\Combinations\Folder..4/..5\ | 31
131381 | H513B/NV24A-TPC | H513B/NV24A-TPC |  | H513B | / | NV24A-TPC | Standard actuator | 0 | Scenario 2 |  | PPK¦SelectPro¦VDI3805¦Internet_EU |  |  | H513B/NV24A-TPC | Globe valve | 1600 kPa | 400 kPa |  | EU\Inbox\Combinations\Folder..4/..5\ | 31
131392 | H514B+NV24A-TPC | H514B+NV24A-TPC |  | H514B | + | NV24A-TPC | Standard actuator | 0 | Scenario 2 |  | PPK¦SelectPro¦VDI3805¦Internet_EU |  |  | H514B+NV24A-TPC | Globe valve | 1600 kPa | 400 kPa |  | EU\Inbox\Combinations\Folder..4/..5\ | 31
131393 | H514B/NV24A-TPC | H514B/NV24A-TPC |  | H514B | / | NV24A-TPC | Standard actuator | 0 | Scenario 2 |  | PPK¦SelectPro¦VDI3805¦Internet_EU |  |  | H514B/NV24A-TPC | Globe valve | 1600 kPa | 400 kPa |  | EU\Inbox\Combinations\Folder..4/..5\ | 31
131404 | H515B+NV24A-TPC | H515B+NV24A-TPC |  | H515B | + | NV24A-TPC | Standard actuator | 0 | Scenario 2 |  | PPK¦SelectPro¦VDI3805¦Internet_EU |  |  | H515B+NV24A-TPC | Globe valve | 1600 kPa | 400 kPa |  | EU\Inbox\Combinations\Folder..4/..5\ | 31
131405 | H515B/NV24A-TPC | H515B/NV24A-TPC |  | H515B | / | NV24A-TPC | Standard actuator | 0 | Scenario 2 |  | PPK¦SelectPro¦VDI3805¦Internet_EU |  |  | H515B/NV24A-TPC | Globe valve | 1600 kPa | 400 kPa |  | EU\Inbox\Combinations\Folder..4/..5\ | 31
131416 | H520B+NV24A-TPC | H520B+NV24A-TPC |  | H520B | + | NV24A-TPC | Standard actuator | 0 | Scenario 2 |  | PPK¦SelectPro¦VDI3805¦Internet_EU |  |  | H520B+NV24A-TPC | Globe valve | 1600 kPa | 400 kPa |  | EU\Inbox\Combinations\Folder..4/..5\ | 31
131417 | H520B/NV24A-TPC | H520B/NV24A-TPC |  | H520B | / | NV24A-TPC | Standard actuator | 0 | Scenario 2 |  | PPK¦SelectPro¦VDI3805¦Internet_EU |  |  | H520B/NV24A-TPC | Globe valve | 1600 kPa | 400 kPa |  | EU\Inbox\Combinations\Folder..4/..5\ | 31
131428 | H525B+NV24A-TPC | H525B+NV24A-TPC |  | H525B | + | NV24A-TPC | Standard actuator | 0 | Scenario 2 |  | PPK¦SelectPro¦VDI3805¦Internet_EU |  |  | H525B+NV24A-TPC | Globe valve | 1300 kPa | 400 kPa |  | EU\Inbox\Combinations\Folder..4/..5\ | 31
131429 | H525B/NV24A-TPC | H525B/NV24A-TPC |  | H525B | / | NV24A-TPC | Standard actuator | 0 | Scenario 2 |  | PPK¦SelectPro¦VDI3805¦Internet_EU |  |  | H525B/NV24A-TPC | Globe valve | 1300 kPa | 400 kPa |  | EU\Inbox\Combinations\Folder..4/..5\ | 31
131440 | H532B+NV24A-TPC | H532B+NV24A-TPC |  | H532B | + | NV24A-TPC | Standard actuator | 1 | Scenario 2 |  | PPK¦SelectPro¦VDI3805¦Internet_EU |  |  | H532B+NV24A-TPC | Globe valve | 1000 kPa | 400 kPa |  | EU\Inbox\Combinations\Folder..4/..5\ | 32
131441 | H532B/NV24A-TPC | H532B/NV24A-TPC |  | H532B | / | NV24A-TPC | Standard actuator | 1 | Scenario 2 |  | PPK¦SelectPro¦VDI3805¦Internet_EU |  |  | H532B/NV24A-TPC | Globe valve | 1000 kPa | 400 kPa |  | EU\Inbox\Combinations\Folder..4/..5\ | 32
131452 | H540B+NV24A-TPC | H540B+NV24A-TPC |  | H540B | + | NV24A-TPC | Standard actuator | 1 | Scenario 2 |  | PPK¦SelectPro¦VDI3805¦Internet_EU |  |  | H540B+NV24A-TPC | Globe valve | 500 kPa | 400 kPa |  | EU\Inbox\Combinations\Folder..4/..5\ | 35
131453 | H540B/NV24A-TPC | H540B/NV24A-TPC |  | H540B | / | NV24A-TPC | Standard actuator | 1 | Scenario 2 |  | PPK¦SelectPro¦VDI3805¦Internet_EU |  |  | H540B/NV24A-TPC | Globe valve | 500 kPa | 400 kPa |  | EU\Inbox\Combinations\Folder..4/..5\ | 34
131464 | H550B+NV24A-TPC | H550B+NV24A-TPC |  | H550B | + | NV24A-TPC | Standard actuator | 0 | Scenario 2 |  | PPK¦SelectPro¦VDI3805¦Internet_EU |  |  | H550B+NV24A-TPC | Globe valve | 300 kPa | 300 kPa |  | EU\Inbox\Combinations\Folder..4/..5\ | 31
131465 | H550B/NV24A-TPC | H550B/NV24A-TPC |  | H550B | / | NV24A-TPC | Standard actuator | 0 | Scenario 2 |  | PPK¦SelectPro¦VDI3805¦Internet_EU |  |  | H550B/NV24A-TPC | Globe valve | 300 kPa | 300 kPa |  | EU\Inbox\Combinations\Folder..4/..5\ | 31
131476 | H6015X1-S2+NV24A-TPC | H6015X1-S2+NV24A-TPC |  | H6015X1-S2 | + | NV24A-TPC | Standard actuator | 1 | Scenario 2 |  | PPK¦SelectPro¦VDI3805¦Internet_EU |  |  | H6015X1-S2+NV24A-TPC | Globe valve | 2200 kPa | 1000 kPa |  | EU\Inbox\Combinations\Folder..6/..7\ | 34
131477 | H6015X1-S2/NV24A-TPC | H6015X1-S2/NV24A-TPC |  | H6015X1-S2 | / | NV24A-TPC | Standard actuator | 1 | Scenario 2 |  | PPK¦SelectPro¦VDI3805¦Internet_EU |  |  | H6015X1-S2/NV24A-TPC | Globe valve | 2200 kPa | 1000 kPa |  | EU\Inbox\Combinations\Folder..6/..7\ | 34
131488 | H6015X1P6-S2+NV24A-TPC | H6015X1P6-S2+NV24A-TPC |  | H6015X1P6-S2 | + | NV24A-TPC | Standard actuator | 1 | Scenario 2 |  | PPK¦SelectPro¦VDI3805¦Internet_EU |  |  | H6015X1P6-S2+NV24A-TPC | Globe valve | 2200 kPa | 1000 kPa |  | EU\Inbox\Combinations\Folder..6/..7\ | 33
131489 | H6015X1P6-S2/NV24A-TPC | H6015X1P6-S2/NV24A-TPC |  | H6015X1P6-S2 | / | NV24A-TPC | Standard actuator | 1 | Scenario 2 |  | PPK¦SelectPro¦VDI3805¦Internet_EU |  |  | H6015X1P6-S2/NV24A-TPC | Globe valve | 2200 kPa | 1000 kPa |  | EU\Inbox\Combinations\Folder..6/..7\ | 33
131500 | H6015X2P5-S2+NV24A-TPC | H6015X2P5-S2+NV24A-TPC |  | H6015X2P5-S2 | + | NV24A-TPC | Standard actuator | 1 | Scenario 2 |  | PPK¦SelectPro¦VDI3805¦Internet_EU |  |  | H6015X2P5-S2+NV24A-TPC | Globe valve | 2200 kPa | 1000 kPa |  | EU\Inbox\Combinations\Folder..6/..7\ | 33
131501 | H6015X2P5-S2/NV24A-TPC | H6015X2P5-S2/NV24A-TPC |  | H6015X2P5-S2 | / | NV24A-TPC | Standard actuator | 1 | Scenario 2 |  | PPK¦SelectPro¦VDI3805¦Internet_EU |  |  | H6015X2P5-S2/NV24A-TPC | Globe valve | 2200 kPa | 1000 kPa |  | EU\Inbox\Combinations\Folder..6/..7\ | 33
131512 | H6015X4-S2+NV24A-TPC | H6015X4-S2+NV24A-TPC |  | H6015X4-S2 | + | NV24A-TPC | Standard actuator | 1 | Scenario 2 |  | PPK¦SelectPro¦VDI3805¦Internet_EU |  |  | H6015X4-S2+NV24A-TPC | Globe valve | 2200 kPa | 1000 kPa |  | EU\Inbox\Combinations\Folder..6/..7\ | 33
131513 | H6015X4-S2/NV24A-TPC | H6015X4-S2/NV24A-TPC |  | H6015X4-S2 | / | NV24A-TPC | Standard actuator | 1 | Scenario 2 |  | PPK¦SelectPro¦VDI3805¦Internet_EU |  |  | H6015X4-S2/NV24A-TPC | Globe valve | 2200 kPa | 1000 kPa |  | EU\Inbox\Combinations\Folder..6/..7\ | 33
131560 | H6015X4-S2+NV230A-TPC | H6015X4-S2+NV230A-TPC |  | H6015X4-S2 | + | NV230A-TPC | Standard actuator | 1 | Scenario 2 |  | PPK¦SelectPro¦VDI3805¦Internet_EU |  |  | H6015X4-S2+NV230A-TPC | Globe valve | 2200 kPa | 1000 kPa |  | EU\Inbox\Combinations\Folder..6/..7\ | 31
131561 | H6015X4-S2/NV230A-TPC | H6015X4-S2/NV230A-TPC |  | H6015X4-S2 | / | NV230A-TPC | Standard actuator | 1 | Scenario 2 |  | PPK¦SelectPro¦VDI3805¦Internet_EU |  |  | H6015X4-S2/NV230A-TPC | Globe valve | 2200 kPa | 1000 kPa |  | EU\Inbox\Combinations\Folder..6/..7\ | 30
131572 | H6015XP4-S2+NV230A-TPC | H6015XP4-S2+NV230A-TPC |  | H6015XP4-S2 | + | NV230A-TPC | Standard actuator | 1 | Scenario 2 |  | PPK¦SelectPro¦VDI3805¦Internet_EU |  |  | H6015XP4-S2+NV230A-TPC | Globe valve | 2500 kPa | 1000 kPa |  | EU\Inbox\Combinations\Folder..6/..7\ | 29
131573 | H6015XP4-S2/NV230A-TPC | H6015XP4-S2/NV230A-TPC |  | H6015XP4-S2 | / | NV230A-TPC | Standard actuator | 1 | Scenario 2 |  | PPK¦SelectPro¦VDI3805¦Internet_EU |  |  | H6015XP4-S2/NV230A-TPC | Globe valve | 2500 kPa | 1000 kPa |  | EU\Inbox\Combinations\Folder..6/..7\ | 29
131584 | H6015XP63-S2+NV230A-TPC | H6015XP63-S2+NV230A-TPC |  | H6015XP63-S2 | + | NV230A-TPC | Standard actuator | 1 | Scenario 2 |  | PPK¦SelectPro¦VDI3805¦Internet_EU |  |  | H6015XP63-S2+NV230A-TPC | Globe valve | 2500 kPa | 1000 kPa |  | EU\Inbox\Combinations\Folder..6/..7\ | 30
131585 | H6015XP63-S2/NV230A-TPC | H6015XP63-S2/NV230A-TPC |  | H6015XP63-S2 | / | NV230A-TPC | Standard actuator | 1 | Scenario 2 |  | PPK¦SelectPro¦VDI3805¦Internet_EU |  |  | H6015XP63-S2/NV230A-TPC | Globe valve | 2500 kPa | 1000 kPa |  | EU\Inbox\Combinations\Folder..6/..7\ | 30
131596 | H6020X4-S2+NV230A-TPC | H6020X4-S2+NV230A-TPC |  | H6020X4-S2 | + | NV230A-TPC | Standard actuator | 1 | Scenario 2 |  | PPK¦SelectPro¦VDI3805¦Internet_EU |  |  | H6020X4-S2+NV230A-TPC | Globe valve | 2200 kPa | 1000 kPa |  | EU\Inbox\Combinations\Folder..6/..7\ | 30
131597 | H6020X4-S2/NV230A-TPC | H6020X4-S2/NV230A-TPC |  | H6020X4-S2 | / | NV230A-TPC | Standard actuator | 1 | Scenario 2 |  | PPK¦SelectPro¦VDI3805¦Internet_EU |  |  | H6020X4-S2/NV230A-TPC | Globe valve | 2200 kPa | 1000 kPa |  | EU\Inbox\Combinations\Folder..6/..7\ | 30
131608 | H6020X6P3-S2+NV230A-TPC | H6020X6P3-S2+NV230A-TPC |  | H6020X6P3-S2 | + | NV230A-TPC | Standard actuator | 1 | Scenario 2 |  | PPK¦SelectPro¦VDI3805¦Internet_EU |  |  | H6020X6P3-S2+NV230A-TPC | Globe valve | 1500 kPa | 1000 kPa |  | EU\Inbox\Combinations\Folder..6/..7\ | 30
131609 | H6020X6P3-S2/NV230A-TPC | H6020X6P3-S2/NV230A-TPC |  | H6020X6P3-S2 | / | NV230A-TPC | Standard actuator | 1 | Scenario 2 |  | PPK¦SelectPro¦VDI3805¦Internet_EU |  |  | H6020X6P3-S2/NV230A-TPC | Globe valve | 1500 kPa | 1000 kPa |  | EU\Inbox\Combinations\Folder..6/..7\ | 30
131620 | H6025X10-S2+NV230A-TPC | H6025X10-S2+NV230A-TPC |  | H6025X10-S2 | + | NV230A-TPC | Standard actuator | 1 | Scenario 2 |  | PPK¦SelectPro¦VDI3805¦Internet_EU |  |  | H6025X10-S2+NV230A-TPC | Globe valve | 1300 kPa | 1000 kPa |  | EU\Inbox\Combinations\Folder..6/..7\ | 30
131621 | H6025X10-S2/NV230A-TPC | H6025X10-S2/NV230A-TPC |  | H6025X10-S2 | / | NV230A-TPC | Standard actuator | 1 | Scenario 2 |  | PPK¦SelectPro¦VDI3805¦Internet_EU |  |  | H6025X10-S2/NV230A-TPC | Globe valve | 1300 kPa | 1000 kPa |  | EU\Inbox\Combinations\Folder..6/..7\ | 30
131632 | H6025X6P3-S2+NV230A-TPC | H6025X6P3-S2+NV230A-TPC |  | H6025X6P3-S2 | + | NV230A-TPC | Standard actuator | 1 | Scenario 2 |  | PPK¦SelectPro¦VDI3805¦Internet_EU |  |  | H6025X6P3-S2+NV230A-TPC | Globe valve | 1300 kPa | 1000 kPa |  | EU\Inbox\Combinations\Folder..6/..7\ | 30
131633 | H6025X6P3-S2/NV230A-TPC | H6025X6P3-S2/NV230A-TPC |  | H6025X6P3-S2 | / | NV230A-TPC | Standard actuator | 1 | Scenario 2 |  | PPK¦SelectPro¦VDI3805¦Internet_EU |  |  | H6025X6P3-S2/NV230A-TPC | Globe valve | 1300 kPa | 1000 kPa |  | EU\Inbox\Combinations\Folder..6/..7\ | 30
131644 | H6032X10-S2+NV230A-TPC | H6032X10-S2+NV230A-TPC |  | H6032X10-S2 | + | NV230A-TPC | Standard actuator | 0 | Scenario 2 |  | PPK¦SelectPro¦VDI3805¦Internet_EU |  |  | H6032X10-S2+NV230A-TPC | Globe valve | 900 kPa | 900 kPa |  | EU\Inbox\Combinations\Folder..6/..7\ | 30
131645 | H6032X10-S2/NV230A-TPC | H6032X10-S2/NV230A-TPC |  | H6032X10-S2 | / | NV230A-TPC | Standard actuator | 0 | Scenario 2 |  | PPK¦SelectPro¦VDI3805¦Internet_EU |  |  | H6032X10-S2/NV230A-TPC | Globe valve | 900 kPa | 900 kPa |  | EU\Inbox\Combinations\Folder..6/..7\ | 30
131656 | H6032X16-S2+NV230A-TPC | H6032X16-S2+NV230A-TPC |  | H6032X16-S2 | + | NV230A-TPC | Standard actuator | 0 | Scenario 2 |  | PPK¦SelectPro¦VDI3805¦Internet_EU |  |  | H6032X16-S2+NV230A-TPC | Globe valve | 900 kPa | 900 kPa |  | EU\Inbox\Combinations\Folder..6/..7\ | 30
131657 | H6032X16-S2/NV230A-TPC | H6032X16-S2/NV230A-TPC |  | H6032X16-S2 | / | NV230A-TPC | Standard actuator | 0 | Scenario 2 |  | PPK¦SelectPro¦VDI3805¦Internet_EU |  |  | H6032X16-S2/NV230A-TPC | Globe valve | 900 kPa | 900 kPa |  | EU\Inbox\Combinations\Folder..6/..7\ | 30
131668 | H6040X16-S2+NV230A-TPC | H6040X16-S2+NV230A-TPC |  | H6040X16-S2 | + | NV230A-TPC | Standard actuator | 0 | Scenario 2 |  | PPK¦SelectPro¦VDI3805¦Internet_EU |  |  | H6040X16-S2+NV230A-TPC | Globe valve | 500 kPa | 500 kPa |  | EU\Inbox\Combinations\Folder..6/..7\ | 31
131669 | H6040X16-S2/NV230A-TPC | H6040X16-S2/NV230A-TPC |  | H6040X16-S2 | / | NV230A-TPC | Standard actuator | 0 | Scenario 2 |  | PPK¦SelectPro¦VDI3805¦Internet_EU |  |  | H6040X16-S2/NV230A-TPC | Globe valve | 500 kPa | 500 kPa |  | EU\Inbox\Combinations\Folder..6/..7\ | 31
131680 | H6040X25-S2+NV230A-TPC | H6040X25-S2+NV230A-TPC |  | H6040X25-S2 | + | NV230A-TPC | Standard actuator | 0 | Scenario 2 |  | PPK¦SelectPro¦VDI3805¦Internet_EU |  |  | H6040X25-S2+NV230A-TPC | Globe valve | 500 kPa | 500 kPa |  | EU\Inbox\Combinations\Folder..6/..7\ | 31
131681 | H6040X25-S2/NV230A-TPC | H6040X25-S2/NV230A-TPC |  | H6040X25-S2 | / | NV230A-TPC | Standard actuator | 0 | Scenario 2 |  | PPK¦SelectPro¦VDI3805¦Internet_EU |  |  | H6040X25-S2/NV230A-TPC | Globe valve | 500 kPa | 500 kPa |  | EU\Inbox\Combinations\Folder..6/..7\ | 31
131692 | H6050X25-S2+NV230A-TPC | H6050X25-S2+NV230A-TPC |  | H6050X25-S2 | + | NV230A-TPC | Standard actuator | 0 | Scenario 2 |  | PPK¦SelectPro¦VDI3805¦Internet_EU |  |  | H6050X25-S2+NV230A-TPC | Globe valve | 300 kPa | 300 kPa |  | EU\Inbox\Combinations\Folder..6/..7\ | 30
131693 | H6050X25-S2/NV230A-TPC | H6050X25-S2/NV230A-TPC |  | H6050X25-S2 | / | NV230A-TPC | Standard actuator | 0 | Scenario 2 |  | PPK¦SelectPro¦VDI3805¦Internet_EU |  |  | H6050X25-S2/NV230A-TPC | Globe valve | 300 kPa | 300 kPa |  | EU\Inbox\Combinations\Folder..6/..7\ | 30
131704 | H6050X40-S2+NV230A-TPC | H6050X40-S2+NV230A-TPC |  | H6050X40-S2 | + | NV230A-TPC | Standard actuator | 0 | Scenario 2 |  | PPK¦SelectPro¦VDI3805¦Internet_EU |  |  | H6050X40-S2+NV230A-TPC | Globe valve | 300 kPa | 300 kPa |  | EU\Inbox\Combinations\Folder..6/..7\ | 30
131705 | H6050X40-S2/NV230A-TPC | H6050X40-S2/NV230A-TPC |  | H6050X40-S2 | / | NV230A-TPC | Standard actuator | 0 | Scenario 2 |  | PPK¦SelectPro¦VDI3805¦Internet_EU |  |  | H6050X40-S2/NV230A-TPC | Globe valve | 300 kPa | 300 kPa |  | EU\Inbox\Combinations\Folder..6/..7\ | 30
131716 | H6065X58-SP2+NV230A-TPC | H6065X58-SP2+NV230A-TPC |  | H6065X58-SP2 | + | NV230A-TPC | Standard actuator | 1 | Scenario 2 |  | PPK¦SelectPro¦VDI3805¦Internet_EU |  |  | H6065X58-SP2+NV230A-TPC | Globe valve (partial pressure-balanced) | 2100 kPa | 1000 kPa |  | EU\Inbox\Combinations\Folder..6/..7\ | 30
131717 | H6065X58-SP2/NV230A-TPC | H6065X58-SP2/NV230A-TPC |  | H6065X58-SP2 | / | NV230A-TPC | Standard actuator | 1 | Scenario 2 |  | PPK¦SelectPro¦VDI3805¦Internet_EU |  |  | H6065X58-SP2/NV230A-TPC | Globe valve (partial pressure-balanced) | 2100 kPa | 1000 kPa |  | EU\Inbox\Combinations\Folder..6/..7\ | 30
131728 | H6080X90-SP2+NV230A-TPC | H6080X90-SP2+NV230A-TPC |  | H6080X90-SP2 | + | NV230A-TPC | Standard actuator | 1 | Scenario 2 |  | PPK¦SelectPro¦VDI3805¦Internet_EU |  |  | H6080X90-SP2+NV230A-TPC | Globe valve (partial pressure-balanced) | 1600 kPa | 1000 kPa |  | EU\Inbox\Combinations\Folder..6/..7\ | 30
131729 | H6080X90-SP2/NV230A-TPC | H6080X90-SP2/NV230A-TPC |  | H6080X90-SP2 | / | NV230A-TPC | Standard actuator | 1 | Scenario 2 |  | PPK¦SelectPro¦VDI3805¦Internet_EU |  |  | H6080X90-SP2/NV230A-TPC | Globe valve (partial pressure-balanced) | 1600 kPa | 1000 kPa |  | EU\Inbox\Combinations\Folder..6/..7\ | 30
131740 | H6100X125-SP2+NV230A-TPC | H6100X125-SP2+NV230A-TPC |  | H6100X125-SP2 | + | NV230A-TPC | Standard actuator | 1 | Scenario 2 |  | PPK¦SelectPro¦VDI3805¦Internet_EU |  |  | H6100X125-SP2+NV230A-TPC | Globe valve (partial pressure-balanced) | 1000 kPa | 1000 kPa |  | EU\Inbox\Combinations\Folder..6/..7\ | 30
131741 | H6100X125-SP2/NV230A-TPC | H6100X125-SP2/NV230A-TPC |  | H6100X125-SP2 | / | NV230A-TPC | Standard actuator | 1 | Scenario 2 |  | PPK¦SelectPro¦VDI3805¦Internet_EU |  |  | H6100X125-SP2/NV230A-TPC | Globe valve (partial pressure-balanced) | 1000 kPa | 1000 kPa |  | EU\Inbox\Combinations\Folder..6/..7\ | 30
131752 | H610S+NV230A-TPC | H610S+NV230A-TPC |  | H610S | + | NV230A-TPC | Standard actuator | 1 | Scenario 2 |  | PPK¦SelectPro¦VDI3805¦Internet_EU |  |  | H610S+NV230A-TPC | Globe valve | 1600 kPa | 1000 kPa |  | EU\Inbox\Combinations\Folder..6/..7\ | 29
131753 | H610S/NV230A-TPC | H610S/NV230A-TPC |  | H610S | / | NV230A-TPC | Standard actuator | 1 | Scenario 2 |  | PPK¦SelectPro¦VDI3805¦Internet_EU |  |  | H610S/NV230A-TPC | Globe valve | 1600 kPa | 1000 kPa |  | EU\Inbox\Combinations\Folder..6/..7\ | 29
131764 | H611N+NV230A-TPC | H611N+NV230A-TPC |  | H611N | + | NV230A-TPC | Standard actuator | 0 | Scenario 2 |  | PPK¦SelectPro¦VDI3805¦Internet_EU |  |  | H611N+NV230A-TPC | Globe valve | 1600 kPa | 400 kPa |  | EU\Inbox\Combinations\Folder..6/..7\ | 30
131765 | H611N/NV230A-TPC | H611N/NV230A-TPC |  | H611N | / | NV230A-TPC | Standard actuator | 0 | Scenario 2 |  | PPK¦SelectPro¦VDI3805¦Internet_EU |  |  | H611N/NV230A-TPC | Globe valve | 1600 kPa | 400 kPa |  | EU\Inbox\Combinations\Folder..6/..7\ | 30
131776 | H611R+NV230A-TPC | H611R+NV230A-TPC |  | H611R | + | NV230A-TPC | Standard actuator | 0 | Scenario 2 |  | PPK¦SelectPro¦VDI3805¦Internet_EU |  |  | H611R+NV230A-TPC | Globe valve | 600 kPa | 400 kPa |  | EU\Inbox\Combinations\Folder..6/..7\ | 29
131777 | H611R/NV230A-TPC | H611R/NV230A-TPC |  | H611R | / | NV230A-TPC | Standard actuator | 0 | Scenario 2 |  | PPK¦SelectPro¦VDI3805¦Internet_EU |  |  | H611R/NV230A-TPC | Globe valve | 600 kPa | 400 kPa |  | EU\Inbox\Combinations\Folder..6/..7\ | 29
131788 | H611S+NV230A-TPC | H611S+NV230A-TPC |  | H611S | + | NV230A-TPC | Standard actuator | 1 | Scenario 2 |  | PPK¦SelectPro¦VDI3805¦Internet_EU |  |  | H611S+NV230A-TPC | Globe valve | 1600 kPa | 1000 kPa |  | EU\Inbox\Combinations\Folder..6/..7\ | 29
131789 | H611S/NV230A-TPC | H611S/NV230A-TPC |  | H611S | / | NV230A-TPC | Standard actuator | 1 | Scenario 2 |  | PPK¦SelectPro¦VDI3805¦Internet_EU |  |  | H611S/NV230A-TPC | Globe valve | 1600 kPa | 1000 kPa |  | EU\Inbox\Combinations\Folder..6/..7\ | 29
131812 | H6015XP4-S2+NV24A-TPC | H6015XP4-S2+NV24A-TPC |  | H6015XP4-S2 | + | NV24A-TPC | Standard actuator | 1 | Scenario 2 |  | PPK¦SelectPro¦VDI3805¦Internet_EU |  |  | H6015XP4-S2+NV24A-TPC | Globe valve | 2500 kPa | 1000 kPa |  | EU\Inbox\Combinations\Folder..6/..7\ | 30
131813 | H6015XP4-S2/NV24A-TPC | H6015XP4-S2/NV24A-TPC |  | H6015XP4-S2 | / | NV24A-TPC | Standard actuator | 1 | Scenario 2 |  | PPK¦SelectPro¦VDI3805¦Internet_EU |  |  | H6015XP4-S2/NV24A-TPC | Globe valve | 2500 kPa | 1000 kPa |  | EU\Inbox\Combinations\Folder..6/..7\ | 30
131824 | H6015XP63-S2+NV24A-TPC | H6015XP63-S2+NV24A-TPC |  | H6015XP63-S2 | + | NV24A-TPC | Standard actuator | 1 | Scenario 2 |  | PPK¦SelectPro¦VDI3805¦Internet_EU |  |  | H6015XP63-S2+NV24A-TPC | Globe valve | 2500 kPa | 1000 kPa |  | EU\Inbox\Combinations\Folder..6/..7\ | 30
131825 | H6015XP63-S2/NV24A-TPC | H6015XP63-S2/NV24A-TPC |  | H6015XP63-S2 | / | NV24A-TPC | Standard actuator | 1 | Scenario 2 |  | PPK¦SelectPro¦VDI3805¦Internet_EU |  |  | H6015XP63-S2/NV24A-TPC | Globe valve | 2500 kPa | 1000 kPa |  | EU\Inbox\Combinations\Folder..6/..7\ | 30
131836 | H6020X4-S2+NV24A-TPC | H6020X4-S2+NV24A-TPC |  | H6020X4-S2 | + | NV24A-TPC | Standard actuator | 1 | Scenario 2 |  | PPK¦SelectPro¦VDI3805¦Internet_EU |  |  | H6020X4-S2+NV24A-TPC | Globe valve | 2200 kPa | 1000 kPa |  | EU\Inbox\Combinations\Folder..6/..7\ | 31
131837 | H6020X4-S2/NV24A-TPC | H6020X4-S2/NV24A-TPC |  | H6020X4-S2 | / | NV24A-TPC | Standard actuator | 1 | Scenario 2 |  | PPK¦SelectPro¦VDI3805¦Internet_EU |  |  | H6020X4-S2/NV24A-TPC | Globe valve | 2200 kPa | 1000 kPa |  | EU\Inbox\Combinations\Folder..6/..7\ | 31
131848 | H6020X6P3-S2+NV24A-TPC | H6020X6P3-S2+NV24A-TPC |  | H6020X6P3-S2 | + | NV24A-TPC | Standard actuator | 1 | Scenario 2 |  | PPK¦SelectPro¦VDI3805¦Internet_EU |  |  | H6020X6P3-S2+NV24A-TPC | Globe valve | 1500 kPa | 1000 kPa |  | EU\Inbox\Combinations\Folder..6/..7\ | 33
131849 | H6020X6P3-S2/NV24A-TPC | H6020X6P3-S2/NV24A-TPC |  | H6020X6P3-S2 | / | NV24A-TPC | Standard actuator | 1 | Scenario 2 |  | PPK¦SelectPro¦VDI3805¦Internet_EU |  |  | H6020X6P3-S2/NV24A-TPC | Globe valve | 1500 kPa | 1000 kPa |  | EU\Inbox\Combinations\Folder..6/..7\ | 33
131860 | H6025X10-S2+NV24A-TPC | H6025X10-S2+NV24A-TPC |  | H6025X10-S2 | + | NV24A-TPC | Standard actuator | 1 | Scenario 2 |  | PPK¦SelectPro¦VDI3805¦Internet_EU |  |  | H6025X10-S2+NV24A-TPC | Globe valve | 1300 kPa | 1000 kPa |  | EU\Inbox\Combinations\Folder..6/..7\ | 33
131861 | H6025X10-S2/NV24A-TPC | H6025X10-S2/NV24A-TPC |  | H6025X10-S2 | / | NV24A-TPC | Standard actuator | 1 | Scenario 2 |  | PPK¦SelectPro¦VDI3805¦Internet_EU |  |  | H6025X10-S2/NV24A-TPC | Globe valve | 1300 kPa | 1000 kPa |  | EU\Inbox\Combinations\Folder..6/..7\ | 33
131872 | H6025X6P3-S2+NV24A-TPC | H6025X6P3-S2+NV24A-TPC |  | H6025X6P3-S2 | + | NV24A-TPC | Standard actuator | 1 | Scenario 2 |  | PPK¦SelectPro¦VDI3805¦Internet_EU |  |  | H6025X6P3-S2+NV24A-TPC | Globe valve | 1300 kPa | 1000 kPa |  | EU\Inbox\Combinations\Folder..6/..7\ | 33
131873 | H6025X6P3-S2/NV24A-TPC | H6025X6P3-S2/NV24A-TPC |  | H6025X6P3-S2 | / | NV24A-TPC | Standard actuator | 1 | Scenario 2 |  | PPK¦SelectPro¦VDI3805¦Internet_EU |  |  | H6025X6P3-S2/NV24A-TPC | Globe valve | 1300 kPa | 1000 kPa |  | EU\Inbox\Combinations\Folder..6/..7\ | 33
131884 | H6032X10-S2+NV24A-TPC | H6032X10-S2+NV24A-TPC |  | H6032X10-S2 | + | NV24A-TPC | Standard actuator | 0 | Scenario 2 |  | PPK¦SelectPro¦VDI3805¦Internet_EU |  |  | H6032X10-S2+NV24A-TPC | Globe valve | 900 kPa | 900 kPa |  | EU\Inbox\Combinations\Folder..6/..7\ | 33
131885 | H6032X10-S2/NV24A-TPC | H6032X10-S2/NV24A-TPC |  | H6032X10-S2 | / | NV24A-TPC | Standard actuator | 0 | Scenario 2 |  | PPK¦SelectPro¦VDI3805¦Internet_EU |  |  | H6032X10-S2/NV24A-TPC | Globe valve | 900 kPa | 900 kPa |  | EU\Inbox\Combinations\Folder..6/..7\ | 33
131896 | H6032X16-S2+NV24A-TPC | H6032X16-S2+NV24A-TPC |  | H6032X16-S2 | + | NV24A-TPC | Standard actuator | 0 | Scenario 2 |  | PPK¦SelectPro¦VDI3805¦Internet_EU |  |  | H6032X16-S2+NV24A-TPC | Globe valve | 900 kPa | 900 kPa |  | EU\Inbox\Combinations\Folder..6/..7\ | 33
131897 | H6032X16-S2/NV24A-TPC | H6032X16-S2/NV24A-TPC |  | H6032X16-S2 | / | NV24A-TPC | Standard actuator | 0 | Scenario 2 |  | PPK¦SelectPro¦VDI3805¦Internet_EU |  |  | H6032X16-S2/NV24A-TPC | Globe valve | 900 kPa | 900 kPa |  | EU\Inbox\Combinations\Folder..6/..7\ | 33
131908 | H6040X16-S2+NV24A-TPC | H6040X16-S2+NV24A-TPC |  | H6040X16-S2 | + | NV24A-TPC | Standard actuator | 0 | Scenario 2 |  | PPK¦SelectPro¦VDI3805¦Internet_EU |  |  | H6040X16-S2+NV24A-TPC | Globe valve | 500 kPa | 500 kPa |  | EU\Inbox\Combinations\Folder..6/..7\ | 34
131909 | H6040X16-S2/NV24A-TPC | H6040X16-S2/NV24A-TPC |  | H6040X16-S2 | / | NV24A-TPC | Standard actuator | 0 | Scenario 2 |  | PPK¦SelectPro¦VDI3805¦Internet_EU |  |  | H6040X16-S2/NV24A-TPC | Globe valve | 500 kPa | 500 kPa |  | EU\Inbox\Combinations\Folder..6/..7\ | 34
131920 | H6040X25-S2+NV24A-TPC | H6040X25-S2+NV24A-TPC |  | H6040X25-S2 | + | NV24A-TPC | Standard actuator | 0 | Scenario 2 |  | PPK¦SelectPro¦VDI3805¦Internet_EU |  |  | H6040X25-S2+NV24A-TPC | Globe valve | 500 kPa | 500 kPa |  | EU\Inbox\Combinations\Folder..6/..7\ | 34
131921 | H6040X25-S2/NV24A-TPC | H6040X25-S2/NV24A-TPC |  | H6040X25-S2 | / | NV24A-TPC | Standard actuator | 0 | Scenario 2 |  | PPK¦SelectPro¦VDI3805¦Internet_EU |  |  | H6040X25-S2/NV24A-TPC | Globe valve | 500 kPa | 500 kPa |  | EU\Inbox\Combinations\Folder..6/..7\ | 34
131932 | H6050X25-S2+NV24A-TPC | H6050X25-S2+NV24A-TPC |  | H6050X25-S2 | + | NV24A-TPC | Standard actuator | 0 | Scenario 2 |  | PPK¦SelectPro¦VDI3805¦Internet_EU |  |  | H6050X25-S2+NV24A-TPC | Globe valve | 300 kPa | 300 kPa |  | EU\Inbox\Combinations\Folder..6/..7\ | 33
131933 | H6050X25-S2/NV24A-TPC | H6050X25-S2/NV24A-TPC |  | H6050X25-S2 | / | NV24A-TPC | Standard actuator | 0 | Scenario 2 |  | PPK¦SelectPro¦VDI3805¦Internet_EU |  |  | H6050X25-S2/NV24A-TPC | Globe valve | 300 kPa | 300 kPa |  | EU\Inbox\Combinations\Folder..6/..7\ | 33
131944 | H6050X40-S2+NV24A-TPC | H6050X40-S2+NV24A-TPC |  | H6050X40-S2 | + | NV24A-TPC | Standard actuator | 0 | Scenario 2 |  | PPK¦SelectPro¦VDI3805¦Internet_EU |  |  | H6050X40-S2+NV24A-TPC | Globe valve | 300 kPa | 300 kPa |  | EU\Inbox\Combinations\Folder..6/..7\ | 32
131945 | H6050X40-S2/NV24A-TPC | H6050X40-S2/NV24A-TPC |  | H6050X40-S2 | / | NV24A-TPC | Standard actuator | 0 | Scenario 2 |  | PPK¦SelectPro¦VDI3805¦Internet_EU |  |  | H6050X40-S2/NV24A-TPC | Globe valve | 300 kPa | 300 kPa |  | EU\Inbox\Combinations\Folder..6/..7\ | 33
131956 | H6065X58-SP2+NV24A-TPC | H6065X58-SP2+NV24A-TPC |  | H6065X58-SP2 | + | NV24A-TPC | Standard actuator | 1 | Scenario 2 |  | PPK¦SelectPro¦VDI3805¦Internet_EU |  |  | H6065X58-SP2+NV24A-TPC | Globe valve (partial pressure-balanced) | 2100 kPa | 1000 kPa |  | EU\Inbox\Combinations\Folder..6/..7\ | 33
131957 | H6065X58-SP2/NV24A-TPC | H6065X58-SP2/NV24A-TPC |  | H6065X58-SP2 | / | NV24A-TPC | Standard actuator | 1 | Scenario 2 |  | PPK¦SelectPro¦VDI3805¦Internet_EU |  |  | H6065X58-SP2/NV24A-TPC | Globe valve (partial pressure-balanced) | 2100 kPa | 1000 kPa |  | EU\Inbox\Combinations\Folder..6/..7\ | 33
131968 | H6080X90-SP2+NV24A-TPC | H6080X90-SP2+NV24A-TPC |  | H6080X90-SP2 | + | NV24A-TPC | Standard actuator | 1 | Scenario 2 |  | PPK¦SelectPro¦VDI3805¦Internet_EU |  |  | H6080X90-SP2+NV24A-TPC | Globe valve (partial pressure-balanced) | 1600 kPa | 1000 kPa |  | EU\Inbox\Combinations\Folder..6/..7\ | 33
131969 | H6080X90-SP2/NV24A-TPC | H6080X90-SP2/NV24A-TPC |  | H6080X90-SP2 | / | NV24A-TPC | Standard actuator | 1 | Scenario 2 |  | PPK¦SelectPro¦VDI3805¦Internet_EU |  |  | H6080X90-SP2/NV24A-TPC | Globe valve (partial pressure-balanced) | 1600 kPa | 1000 kPa |  | EU\Inbox\Combinations\Folder..6/..7\ | 33
131980 | H6100X125-SP2+NV24A-TPC | H6100X125-SP2+NV24A-TPC |  | H6100X125-SP2 | + | NV24A-TPC | Standard actuator | 1 | Scenario 2 |  | PPK¦SelectPro¦VDI3805¦Internet_EU |  |  | H6100X125-SP2+NV24A-TPC | Globe valve (partial pressure-balanced) | 1000 kPa | 1000 kPa |  | EU\Inbox\Combinations\Folder..6/..7\ | 33
131981 | H6100X125-SP2/NV24A-TPC | H6100X125-SP2/NV24A-TPC |  | H6100X125-SP2 | / | NV24A-TPC | Standard actuator | 1 | Scenario 2 |  | PPK¦SelectPro¦VDI3805¦Internet_EU |  |  | H6100X125-SP2/NV24A-TPC | Globe valve (partial pressure-balanced) | 1000 kPa | 1000 kPa |  | EU\Inbox\Combinations\Folder..6/..7\ | 33
132030 | H612N+NV230A-TPC | H612N+NV230A-TPC |  | H612N | + | NV230A-TPC | Standard actuator | 0 | Scenario 2 |  | PPK¦SelectPro¦VDI3805¦Internet_EU |  |  | H612N+NV230A-TPC | Globe valve | 1600 kPa | 400 kPa |  | EU\Inbox\Combinations\Folder..6/..7\ | 31
132031 | H612N/NV230A-TPC | H612N/NV230A-TPC |  | H612N | / | NV230A-TPC | Standard actuator | 0 | Scenario 2 |  | PPK¦SelectPro¦VDI3805¦Internet_EU |  |  | H612N/NV230A-TPC | Globe valve | 1600 kPa | 400 kPa |  | EU\Inbox\Combinations\Folder..6/..7\ | 31
132048 | H612R+NV230A-TPC | H612R+NV230A-TPC |  | H612R | + | NV230A-TPC | Standard actuator | 0 | Scenario 2 |  | PPK¦SelectPro¦VDI3805¦Internet_EU |  |  | H612R+NV230A-TPC | Globe valve | 600 kPa | 400 kPa |  | EU\Inbox\Combinations\Folder..6/..7\ | 30
132049 | H612R/NV230A-TPC | H612R/NV230A-TPC |  | H612R | / | NV230A-TPC | Standard actuator | 0 | Scenario 2 |  | PPK¦SelectPro¦VDI3805¦Internet_EU |  |  | H612R/NV230A-TPC | Globe valve | 600 kPa | 400 kPa |  | EU\Inbox\Combinations\Folder..6/..7\ | 30
132052 | H615R+NV230A-TPC | H615R+NV230A-TPC |  | H615R | + | NV230A-TPC | Standard actuator | 0 | Scenario 2 |  | PPK¦SelectPro¦VDI3805¦Internet_EU |  |  | H615R+NV230A-TPC | Globe valve | 600 kPa | 400 kPa |  | EU\Inbox\Combinations\Folder..6/..7\ | 30
132053 | H615R/NV230A-TPC | H615R/NV230A-TPC |  | H615R | / | NV230A-TPC | Standard actuator | 0 | Scenario 2 |  | PPK¦SelectPro¦VDI3805¦Internet_EU |  |  | H615R/NV230A-TPC | Globe valve | 600 kPa | 400 kPa |  | EU\Inbox\Combinations\Folder..6/..7\ | 30
132066 | H612S+NV230A-TPC | H612S+NV230A-TPC |  | H612S | + | NV230A-TPC | Standard actuator | 1 | Scenario 2 |  | PPK¦SelectPro¦VDI3805¦Internet_EU |  |  | H612S+NV230A-TPC | Globe valve | 1600 kPa | 1000 kPa |  | EU\Inbox\Combinations\Folder..6/..7\ | 31
132067 | H612S/NV230A-TPC | H612S/NV230A-TPC |  | H612S | / | NV230A-TPC | Standard actuator | 1 | Scenario 2 |  | PPK¦SelectPro¦VDI3805¦Internet_EU |  |  | H612S/NV230A-TPC | Globe valve | 1600 kPa | 1000 kPa |  | EU\Inbox\Combinations\Folder..6/..7\ | 31
132084 | H613N+NV230A-TPC | H613N+NV230A-TPC |  | H613N | + | NV230A-TPC | Standard actuator | 0 | Scenario 2 |  | PPK¦SelectPro¦VDI3805¦Internet_EU |  |  | H613N+NV230A-TPC | Globe valve | 1600 kPa | 400 kPa |  | EU\Inbox\Combinations\Folder..6/..7\ | 31
132085 | H613N/NV230A-TPC | H613N/NV230A-TPC |  | H613N | / | NV230A-TPC | Standard actuator | 0 | Scenario 2 |  | PPK¦SelectPro¦VDI3805¦Internet_EU |  |  | H613N/NV230A-TPC | Globe valve | 1600 kPa | 400 kPa |  | EU\Inbox\Combinations\Folder..6/..7\ | 31
132088 | H615S+NV230A-TPC | H615S+NV230A-TPC |  | H615S | + | NV230A-TPC | Standard actuator | 1 | Scenario 2 |  | PPK¦SelectPro¦VDI3805¦Internet_EU |  |  | H615S+NV230A-TPC | Globe valve | 1600 kPa | 1000 kPa |  | EU\Inbox\Combinations\Folder..6/..7\ | 31
132089 | H615S/NV230A-TPC | H615S/NV230A-TPC |  | H615S | / | NV230A-TPC | Standard actuator | 1 | Scenario 2 |  | PPK¦SelectPro¦VDI3805¦Internet_EU |  |  | H615S/NV230A-TPC | Globe valve | 1600 kPa | 1000 kPa |  | EU\Inbox\Combinations\Folder..6/..7\ | 31
132102 | H613R+NV230A-TPC | H613R+NV230A-TPC |  | H613R | + | NV230A-TPC | Standard actuator | 0 | Scenario 2 |  | PPK¦SelectPro¦VDI3805¦Internet_EU |  |  | H613R+NV230A-TPC | Globe valve | 600 kPa | 400 kPa |  | EU\Inbox\Combinations\Folder..6/..7\ | 30
132103 | H613R/NV230A-TPC | H613R/NV230A-TPC |  | H613R | / | NV230A-TPC | Standard actuator | 0 | Scenario 2 |  | PPK¦SelectPro¦VDI3805¦Internet_EU |  |  | H613R/NV230A-TPC | Globe valve | 600 kPa | 400 kPa |  | EU\Inbox\Combinations\Folder..6/..7\ | 30
132120 | H613S+NV230A-TPC | H613S+NV230A-TPC |  | H613S | + | NV230A-TPC | Standard actuator | 1 | Scenario 2 |  | PPK¦SelectPro¦VDI3805¦Internet_EU |  |  | H613S+NV230A-TPC | Globe valve | 1600 kPa | 1000 kPa |  | EU\Inbox\Combinations\Folder..6/..7\ | 31
132121 | H613S/NV230A-TPC | H613S/NV230A-TPC |  | H613S | / | NV230A-TPC | Standard actuator | 1 | Scenario 2 |  | PPK¦SelectPro¦VDI3805¦Internet_EU |  |  | H613S/NV230A-TPC | Globe valve | 1600 kPa | 1000 kPa |  | EU\Inbox\Combinations\Folder..6/..7\ | 31
132124 | H619S+NV230A-TPC | H619S+NV230A-TPC |  | H619S | + | NV230A-TPC | Standard actuator | 1 | Scenario 2 |  | PPK¦SelectPro¦VDI3805¦Internet_EU |  |  | H619S+NV230A-TPC | Globe valve | 1600 kPa | 1000 kPa |  | EU\Inbox\Combinations\Folder..6/..7\ | 31
132125 | H619S/NV230A-TPC | H619S/NV230A-TPC |  | H619S | / | NV230A-TPC | Standard actuator | 1 | Scenario 2 |  | PPK¦SelectPro¦VDI3805¦Internet_EU |  |  | H619S/NV230A-TPC | Globe valve | 1600 kPa | 1000 kPa |  | EU\Inbox\Combinations\Folder..6/..7\ | 31
132138 | H614N+NV230A-TPC | H614N+NV230A-TPC |  | H614N | + | NV230A-TPC | Standard actuator | 0 | Scenario 2 |  | PPK¦SelectPro¦VDI3805¦Internet_EU |  |  | H614N+NV230A-TPC | Globe valve | 1600 kPa | 400 kPa |  | EU\Inbox\Combinations\Folder..6/..7\ | 31
132139 | H614N/NV230A-TPC | H614N/NV230A-TPC |  | H614N | / | NV230A-TPC | Standard actuator | 0 | Scenario 2 |  | PPK¦SelectPro¦VDI3805¦Internet_EU |  |  | H614N/NV230A-TPC | Globe valve | 1600 kPa | 400 kPa |  | EU\Inbox\Combinations\Folder..6/..7\ | 31
132156 | H614R+NV230A-TPC | H614R+NV230A-TPC |  | H614R | + | NV230A-TPC | Standard actuator | 0 | Scenario 2 |  | PPK¦SelectPro¦VDI3805¦Internet_EU |  |  | H614R+NV230A-TPC | Globe valve | 600 kPa | 400 kPa |  | EU\Inbox\Combinations\Folder..6/..7\ | 30
132157 | H614R/NV230A-TPC | H614R/NV230A-TPC |  | H614R | / | NV230A-TPC | Standard actuator | 0 | Scenario 2 |  | PPK¦SelectPro¦VDI3805¦Internet_EU |  |  | H614R/NV230A-TPC | Globe valve | 600 kPa | 400 kPa |  | EU\Inbox\Combinations\Folder..6/..7\ | 30
132160 | H620N+NV230A-TPC | H620N+NV230A-TPC |  | H620N | + | NV230A-TPC | Standard actuator | 0 | Scenario 2 |  | PPK¦SelectPro¦VDI3805¦Internet_EU |  |  | H620N+NV230A-TPC | Globe valve | 1600 kPa | 400 kPa |  | EU\Inbox\Combinations\Folder..6/..7\ | 31
132161 | H620N/NV230A-TPC | H620N/NV230A-TPC |  | H620N | / | NV230A-TPC | Standard actuator | 0 | Scenario 2 |  | PPK¦SelectPro¦VDI3805¦Internet_EU |  |  | H620N/NV230A-TPC | Globe valve | 1600 kPa | 400 kPa |  | EU\Inbox\Combinations\Folder..6/..7\ | 31
132170 | H614S+NV230A-TPC | H614S+NV230A-TPC |  | H614S | + | NV230A-TPC | Standard actuator | 1 | Scenario 2 |  | PPK¦SelectPro¦VDI3805¦Internet_EU |  |  | H614S+NV230A-TPC | Globe valve | 1600 kPa | 1000 kPa |  | EU\Inbox\Combinations\Folder..6/..7\ | 31
132171 | H614S/NV230A-TPC | H614S/NV230A-TPC |  | H614S | / | NV230A-TPC | Standard actuator | 1 | Scenario 2 |  | PPK¦SelectPro¦VDI3805¦Internet_EU |  |  | H614S/NV230A-TPC | Globe valve | 1600 kPa | 1000 kPa |  | EU\Inbox\Combinations\Folder..6/..7\ | 31
132182 | H779R+SV230A-TPC | H779R+SV230A-TPC |  | H779R | + | SV230A-TPC | Standard actuator | 1 | Scenario 2 |  | PPK¦SelectPro¦VDI3805¦Internet_EU |  |  | H779R+SV230A-TPC | Globe valve | 160 kPa | 160 kPa |  | EU\Inbox\Combinations\Folder..6/..7\ | 34
132183 | H779R/SV230A-TPC | H779R/SV230A-TPC |  | H779R | / | SV230A-TPC | Standard actuator | 1 | Scenario 2 |  | PPK¦SelectPro¦VDI3805¦Internet_EU |  |  | H779R/SV230A-TPC | Globe valve | 160 kPa | 160 kPa |  | EU\Inbox\Combinations\Folder..6/..7\ | 34
132184 | H779R+SV24A-TPC | H779R+SV24A-TPC |  | H779R | + | SV24A-TPC | Standard actuator | 1 | Scenario 2 |  | PPK¦SelectPro¦VDI3805¦Internet_EU |  |  | H779R+SV24A-TPC | Globe valve | 160 kPa | 160 kPa |  | EU\Inbox\Combinations\Folder..6/..7\ | 34
132185 | H779R/SV24A-TPC | H779R/SV24A-TPC |  | H779R | / | SV24A-TPC | Standard actuator | 1 | Scenario 2 |  | PPK¦SelectPro¦VDI3805¦Internet_EU |  |  | H779R/SV24A-TPC | Globe valve | 160 kPa | 160 kPa |  | EU\Inbox\Combinations\Folder..6/..7\ | 34
132250 | H615N+NV230A-TPC | H615N+NV230A-TPC |  | H615N | + | NV230A-TPC | Standard actuator | 0 | Scenario 2 |  | PPK¦SelectPro¦VDI3805¦Internet_EU |  |  | H615N+NV230A-TPC | Globe valve | 1600 kPa | 400 kPa |  | EU\Inbox\Combinations\Folder..6/..7\ | 31
132251 | H615N/NV230A-TPC | H615N/NV230A-TPC |  | H615N | / | NV230A-TPC | Standard actuator | 0 | Scenario 2 |  | PPK¦SelectPro¦VDI3805¦Internet_EU |  |  | H615N/NV230A-TPC | Globe valve | 1600 kPa | 400 kPa |  | EU\Inbox\Combinations\Folder..6/..7\ | 31
132266 | H610S+NV24A-TPC | H610S+NV24A-TPC |  | H610S | + | NV24A-TPC | Standard actuator | 1 | Scenario 2 |  | PPK¦SelectPro¦VDI3805¦Internet_EU |  |  | H610S+NV24A-TPC | Globe valve | 1600 kPa | 1000 kPa |  | EU\Inbox\Combinations\Folder..6/..7\ | 33
132267 | H610S/NV24A-TPC | H610S/NV24A-TPC |  | H610S | / | NV24A-TPC | Standard actuator | 1 | Scenario 2 |  | PPK¦SelectPro¦VDI3805¦Internet_EU |  |  | H610S/NV24A-TPC | Globe valve | 1600 kPa | 1000 kPa |  | EU\Inbox\Combinations\Folder..6/..7\ | 33
132278 | H611N+NV24A-TPC | H611N+NV24A-TPC |  | H611N | + | NV24A-TPC | Standard actuator | 0 | Scenario 2 |  | PPK¦SelectPro¦VDI3805¦Internet_EU |  |  | H611N+NV24A-TPC | Globe valve | 1600 kPa | 400 kPa |  | EU\Inbox\Combinations\Folder..6/..7\ | 34
132279 | H611N/NV24A-TPC | H611N/NV24A-TPC |  | H611N | / | NV24A-TPC | Standard actuator | 0 | Scenario 2 |  | PPK¦SelectPro¦VDI3805¦Internet_EU |  |  | H611N/NV24A-TPC | Globe valve | 1600 kPa | 400 kPa |  | EU\Inbox\Combinations\Folder..6/..7\ | 34
132290 | H611R+NV24A-TPC | H611R+NV24A-TPC |  | H611R | + | NV24A-TPC | Standard actuator | 0 | Scenario 2 |  | PPK¦SelectPro¦VDI3805¦Internet_EU |  |  | H611R+NV24A-TPC | Globe valve | 600 kPa | 400 kPa |  | EU\Inbox\Combinations\Folder..6/..7\ | 34
132291 | H611R/NV24A-TPC | H611R/NV24A-TPC |  | H611R | / | NV24A-TPC | Standard actuator | 0 | Scenario 2 |  | PPK¦SelectPro¦VDI3805¦Internet_EU |  |  | H611R/NV24A-TPC | Globe valve | 600 kPa | 400 kPa |  | EU\Inbox\Combinations\Folder..6/..7\ | 34
132302 | H611S+NV24A-TPC | H611S+NV24A-TPC |  | H611S | + | NV24A-TPC | Standard actuator | 1 | Scenario 2 |  | PPK¦SelectPro¦VDI3805¦Internet_EU |  |  | H611S+NV24A-TPC | Globe valve | 1600 kPa | 1000 kPa |  | EU\Inbox\Combinations\Folder..6/..7\ | 33
132303 | H611S/NV24A-TPC | H611S/NV24A-TPC |  | H611S | / | NV24A-TPC | Standard actuator | 1 | Scenario 2 |  | PPK¦SelectPro¦VDI3805¦Internet_EU |  |  | H611S/NV24A-TPC | Globe valve | 1600 kPa | 1000 kPa |  | EU\Inbox\Combinations\Folder..6/..7\ | 33
132314 | H612N+NV24A-TPC | H612N+NV24A-TPC |  | H612N | + | NV24A-TPC | Standard actuator | 0 | Scenario 2 |  | PPK¦SelectPro¦VDI3805¦Internet_EU |  |  | H612N+NV24A-TPC | Globe valve | 1600 kPa | 400 kPa |  | EU\Inbox\Combinations\Folder..6/..7\ | 34
132315 | H612N/NV24A-TPC | H612N/NV24A-TPC |  | H612N | / | NV24A-TPC | Standard actuator | 0 | Scenario 2 |  | PPK¦SelectPro¦VDI3805¦Internet_EU |  |  | H612N/NV24A-TPC | Globe valve | 1600 kPa | 400 kPa |  | EU\Inbox\Combinations\Folder..6/..7\ | 34
132326 | H612R+NV24A-TPC | H612R+NV24A-TPC |  | H612R | + | NV24A-TPC | Standard actuator | 0 | Scenario 2 |  | PPK¦SelectPro¦VDI3805¦Internet_EU |  |  | H612R+NV24A-TPC | Globe valve | 600 kPa | 400 kPa |  | EU\Inbox\Combinations\Folder..6/..7\ | 33
132327 | H612R/NV24A-TPC | H612R/NV24A-TPC |  | H612R | / | NV24A-TPC | Standard actuator | 0 | Scenario 2 |  | PPK¦SelectPro¦VDI3805¦Internet_EU |  |  | H612R/NV24A-TPC | Globe valve | 600 kPa | 400 kPa |  | EU\Inbox\Combinations\Folder..6/..7\ | 33
132338 | H612S+NV24A-TPC | H612S+NV24A-TPC |  | H612S | + | NV24A-TPC | Standard actuator | 1 | Scenario 2 |  | PPK¦SelectPro¦VDI3805¦Internet_EU |  |  | H612S+NV24A-TPC | Globe valve | 1600 kPa | 1000 kPa |  | EU\Inbox\Combinations\Folder..6/..7\ | 34
132339 | H612S/NV24A-TPC | H612S/NV24A-TPC |  | H612S | / | NV24A-TPC | Standard actuator | 1 | Scenario 2 |  | PPK¦SelectPro¦VDI3805¦Internet_EU |  |  | H612S/NV24A-TPC | Globe valve | 1600 kPa | 1000 kPa |  | EU\Inbox\Combinations\Folder..6/..7\ | 34
132350 | H613N+NV24A-TPC | H613N+NV24A-TPC |  | H613N | + | NV24A-TPC | Standard actuator | 0 | Scenario 2 |  | PPK¦SelectPro¦VDI3805¦Internet_EU |  |  | H613N+NV24A-TPC | Globe valve | 1600 kPa | 400 kPa |  | EU\Inbox\Combinations\Folder..6/..7\ | 34
132351 | H613N/NV24A-TPC | H613N/NV24A-TPC |  | H613N | / | NV24A-TPC | Standard actuator | 0 | Scenario 2 |  | PPK¦SelectPro¦VDI3805¦Internet_EU |  |  | H613N/NV24A-TPC | Globe valve | 1600 kPa | 400 kPa |  | EU\Inbox\Combinations\Folder..6/..7\ | 34
132362 | H613R+NV24A-TPC | H613R+NV24A-TPC |  | H613R | + | NV24A-TPC | Standard actuator | 0 | Scenario 2 |  | PPK¦SelectPro¦VDI3805¦Internet_EU |  |  | H613R+NV24A-TPC | Globe valve | 600 kPa | 400 kPa |  | EU\Inbox\Combinations\Folder..6/..7\ | 33
132363 | H613R/NV24A-TPC | H613R/NV24A-TPC |  | H613R | / | NV24A-TPC | Standard actuator | 0 | Scenario 2 |  | PPK¦SelectPro¦VDI3805¦Internet_EU |  |  | H613R/NV24A-TPC | Globe valve | 600 kPa | 400 kPa |  | EU\Inbox\Combinations\Folder..6/..7\ | 33
132374 | H613S+NV24A-TPC | H613S+NV24A-TPC |  | H613S | + | NV24A-TPC | Standard actuator | 1 | Scenario 2 |  | PPK¦SelectPro¦VDI3805¦Internet_EU |  |  | H613S+NV24A-TPC | Globe valve | 1600 kPa | 1000 kPa |  | EU\Inbox\Combinations\Folder..6/..7\ | 34
132375 | H613S/NV24A-TPC | H613S/NV24A-TPC |  | H613S | / | NV24A-TPC | Standard actuator | 1 | Scenario 2 |  | PPK¦SelectPro¦VDI3805¦Internet_EU |  |  | H613S/NV24A-TPC | Globe valve | 1600 kPa | 1000 kPa |  | EU\Inbox\Combinations\Folder..6/..7\ | 34
132386 | H614N+NV24A-TPC | H614N+NV24A-TPC |  | H614N | + | NV24A-TPC | Standard actuator | 0 | Scenario 2 |  | PPK¦SelectPro¦VDI3805¦Internet_EU |  |  | H614N+NV24A-TPC | Globe valve | 1600 kPa | 400 kPa |  | EU\Inbox\Combinations\Folder..6/..7\ | 34
132387 | H614N/NV24A-TPC | H614N/NV24A-TPC |  | H614N | / | NV24A-TPC | Standard actuator | 0 | Scenario 2 |  | PPK¦SelectPro¦VDI3805¦Internet_EU |  |  | H614N/NV24A-TPC | Globe valve | 1600 kPa | 400 kPa |  | EU\Inbox\Combinations\Folder..6/..7\ | 34
132398 | H614R+NV24A-TPC | H614R+NV24A-TPC |  | H614R | + | NV24A-TPC | Standard actuator | 0 | Scenario 2 |  | PPK¦SelectPro¦VDI3805¦Internet_EU |  |  | H614R+NV24A-TPC | Globe valve | 600 kPa | 400 kPa |  | EU\Inbox\Combinations\Folder..6/..7\ | 31
132399 | H614R/NV24A-TPC | H614R/NV24A-TPC |  | H614R | / | NV24A-TPC | Standard actuator | 0 | Scenario 2 |  | PPK¦SelectPro¦VDI3805¦Internet_EU |  |  | H614R/NV24A-TPC | Globe valve | 600 kPa | 400 kPa |  | EU\Inbox\Combinations\Folder..6/..7\ | 33
132410 | H614S+NV24A-TPC | H614S+NV24A-TPC |  | H614S | + | NV24A-TPC | Standard actuator | 1 | Scenario 2 |  | PPK¦SelectPro¦VDI3805¦Internet_EU |  |  | H614S+NV24A-TPC | Globe valve | 1600 kPa | 1000 kPa |  | EU\Inbox\Combinations\Folder..6/..7\ | 34
132411 | H614S/NV24A-TPC | H614S/NV24A-TPC |  | H614S | / | NV24A-TPC | Standard actuator | 1 | Scenario 2 |  | PPK¦SelectPro¦VDI3805¦Internet_EU |  |  | H614S/NV24A-TPC | Globe valve | 1600 kPa | 1000 kPa |  | EU\Inbox\Combinations\Folder..6/..7\ | 34
132422 | H615N+NV24A-TPC | H615N+NV24A-TPC |  | H615N | + | NV24A-TPC | Standard actuator | 0 | Scenario 2 |  | PPK¦SelectPro¦VDI3805¦Internet_EU |  |  | H615N+NV24A-TPC | Globe valve | 1600 kPa | 400 kPa |  | EU\Inbox\Combinations\Folder..6/..7\ | 34
132423 | H615N/NV24A-TPC | H615N/NV24A-TPC |  | H615N | / | NV24A-TPC | Standard actuator | 0 | Scenario 2 |  | PPK¦SelectPro¦VDI3805¦Internet_EU |  |  | H615N/NV24A-TPC | Globe valve | 1600 kPa | 400 kPa |  | EU\Inbox\Combinations\Folder..6/..7\ | 34
132434 | H615R+NV24A-TPC | H615R+NV24A-TPC |  | H615R | + | NV24A-TPC | Standard actuator | 0 | Scenario 2 |  | PPK¦SelectPro¦VDI3805¦Internet_EU |  |  | H615R+NV24A-TPC | Globe valve | 600 kPa | 400 kPa |  | EU\Inbox\Combinations\Folder..6/..7\ | 33
132435 | H615R/NV24A-TPC | H615R/NV24A-TPC |  | H615R | / | NV24A-TPC | Standard actuator | 0 | Scenario 2 |  | PPK¦SelectPro¦VDI3805¦Internet_EU |  |  | H615R/NV24A-TPC | Globe valve | 600 kPa | 400 kPa |  | EU\Inbox\Combinations\Folder..6/..7\ | 33
132446 | H615S+NV24A-TPC | H615S+NV24A-TPC |  | H615S | + | NV24A-TPC | Standard actuator | 1 | Scenario 2 |  | PPK¦SelectPro¦VDI3805¦Internet_EU |  |  | H615S+NV24A-TPC | Globe valve | 1600 kPa | 1000 kPa |  | EU\Inbox\Combinations\Folder..6/..7\ | 34
132447 | H615S/NV24A-TPC | H615S/NV24A-TPC |  | H615S | / | NV24A-TPC | Standard actuator | 1 | Scenario 2 |  | PPK¦SelectPro¦VDI3805¦Internet_EU |  |  | H615S/NV24A-TPC | Globe valve | 1600 kPa | 1000 kPa |  | EU\Inbox\Combinations\Folder..6/..7\ | 34
132458 | H619S+NV24A-TPC | H619S+NV24A-TPC |  | H619S | + | NV24A-TPC | Standard actuator | 1 | Scenario 2 |  | PPK¦SelectPro¦VDI3805¦Internet_EU |  |  | H619S+NV24A-TPC | Globe valve | 1600 kPa | 1000 kPa |  | EU\Inbox\Combinations\Folder..6/..7\ | 34
132459 | H619S/NV24A-TPC | H619S/NV24A-TPC |  | H619S | / | NV24A-TPC | Standard actuator | 1 | Scenario 2 |  | PPK¦SelectPro¦VDI3805¦Internet_EU |  |  | H619S/NV24A-TPC | Globe valve | 1600 kPa | 1000 kPa |  | EU\Inbox\Combinations\Folder..6/..7\ | 34
132470 | H620N+NV24A-TPC | H620N+NV24A-TPC |  | H620N | + | NV24A-TPC | Standard actuator | 0 | Scenario 2 |  | PPK¦SelectPro¦VDI3805¦Internet_EU |  |  | H620N+NV24A-TPC | Globe valve | 1600 kPa | 400 kPa |  | EU\Inbox\Combinations\Folder..6/..7\ | 34
132471 | H620N/NV24A-TPC | H620N/NV24A-TPC |  | H620N | / | NV24A-TPC | Standard actuator | 0 | Scenario 2 |  | PPK¦SelectPro¦VDI3805¦Internet_EU |  |  | H620N/NV24A-TPC | Globe valve | 1600 kPa | 400 kPa |  | EU\Inbox\Combinations\Folder..6/..7\ | 34
132482 | H620R+NV24A-TPC | H620R+NV24A-TPC |  | H620R | + | NV24A-TPC | Standard actuator | 0 | Scenario 2 |  | PPK¦SelectPro¦VDI3805¦Internet_EU |  |  | H620R+NV24A-TPC | Globe valve | 600 kPa | 400 kPa |  | EU\Inbox\Combinations\Folder..6/..7\ | 31
132483 | H620R/NV24A-TPC | H620R/NV24A-TPC |  | H620R | / | NV24A-TPC | Standard actuator | 0 | Scenario 2 |  | PPK¦SelectPro¦VDI3805¦Internet_EU |  |  | H620R/NV24A-TPC | Globe valve | 600 kPa | 400 kPa |  | EU\Inbox\Combinations\Folder..6/..7\ | 31
132494 | H620S+NV24A-TPC | H620S+NV24A-TPC |  | H620S | + | NV24A-TPC | Standard actuator | 1 | Scenario 2 |  | PPK¦SelectPro¦VDI3805¦Internet_EU |  |  | H620S+NV24A-TPC | Globe valve | 1600 kPa | 1000 kPa |  | EU\Inbox\Combinations\Folder..6/..7\ | 32
132495 | H620S/NV24A-TPC | H620S/NV24A-TPC |  | H620S | / | NV24A-TPC | Standard actuator | 1 | Scenario 2 |  | PPK¦SelectPro¦VDI3805¦Internet_EU |  |  | H620S/NV24A-TPC | Globe valve | 1600 kPa | 1000 kPa |  | EU\Inbox\Combinations\Folder..6/..7\ | 32
132506 | H624S+NV24A-TPC | H624S+NV24A-TPC |  | H624S | + | NV24A-TPC | Standard actuator | 1 | Scenario 2 |  | PPK¦SelectPro¦VDI3805¦Internet_EU |  |  | H624S+NV24A-TPC | Globe valve | 1300 kPa | 1000 kPa |  | EU\Inbox\Combinations\Folder..6/..7\ | 32
132507 | H624S/NV24A-TPC | H624S/NV24A-TPC |  | H624S | / | NV24A-TPC | Standard actuator | 1 | Scenario 2 |  | PPK¦SelectPro¦VDI3805¦Internet_EU |  |  | H624S/NV24A-TPC | Globe valve | 1300 kPa | 1000 kPa |  | EU\Inbox\Combinations\Folder..6/..7\ | 32
132518 | H625N+NV24A-TPC | H625N+NV24A-TPC |  | H625N | + | NV24A-TPC | Standard actuator | 0 | Scenario 2 |  | PPK¦SelectPro¦VDI3805¦Internet_EU |  |  | H625N+NV24A-TPC | Globe valve | 1300 kPa | 400 kPa |  | EU\Inbox\Combinations\Folder..6/..7\ | 31
132519 | H625N/NV24A-TPC | H625N/NV24A-TPC |  | H625N | / | NV24A-TPC | Standard actuator | 0 | Scenario 2 |  | PPK¦SelectPro¦VDI3805¦Internet_EU |  |  | H625N/NV24A-TPC | Globe valve | 1300 kPa | 400 kPa |  | EU\Inbox\Combinations\Folder..6/..7\ | 31
132530 | H625R+NV24A-TPC | H625R+NV24A-TPC |  | H625R | + | NV24A-TPC | Standard actuator | 0 | Scenario 2 |  | PPK¦SelectPro¦VDI3805¦Internet_EU |  |  | H625R+NV24A-TPC | Globe valve | 600 kPa | 400 kPa |  | EU\Inbox\Combinations\Folder..6/..7\ | 32
132531 | H625R/NV24A-TPC | H625R/NV24A-TPC |  | H625R | / | NV24A-TPC | Standard actuator | 0 | Scenario 2 |  | PPK¦SelectPro¦VDI3805¦Internet_EU |  |  | H625R/NV24A-TPC | Globe valve | 600 kPa | 400 kPa |  | EU\Inbox\Combinations\Folder..6/..7\ | 32
132542 | H625S+NV24A-TPC | H625S+NV24A-TPC |  | H625S | + | NV24A-TPC | Standard actuator | 1 | Scenario 2 |  | PPK¦SelectPro¦VDI3805¦Internet_EU |  |  | H625S+NV24A-TPC | Globe valve | 1300 kPa | 1000 kPa |  | EU\Inbox\Combinations\Folder..6/..7\ | 32
132543 | H625S/NV24A-TPC | H625S/NV24A-TPC |  | H625S | / | NV24A-TPC | Standard actuator | 1 | Scenario 2 |  | PPK¦SelectPro¦VDI3805¦Internet_EU |  |  | H625S/NV24A-TPC | Globe valve | 1300 kPa | 1000 kPa |  | EU\Inbox\Combinations\Folder..6/..7\ | 32
132627 | H7065X63-S4/AVK230A-3 | H7065X63-S4/AVK230A-3 |  | H7065X63-S4 | / | AVK230A-3 | Actuator with emergency control function | 1 | Scenario 2 |  | PPK¦SelectPro¦VDI3805¦Internet_EU |  |  | H7065X63-S4/AVK230A-3 | Globe valve | 400 kPa | 400 kPa |  | EU\Inbox\Combinations\Folder..6/..7\ | 37
132628 | H7065X63-S4/AVK24A-3-TPC | H7065X63-S4/AVK24A-3-TPC |  | H7065X63-S4 | / | AVK24A-3-TPC | Actuator with emergency control function | 1 | Scenario 2 |  | PPK¦SelectPro¦VDI3805¦Internet_EU |  |  | H7065X63-S4/AVK24A-3-TPC | Globe valve | 400 kPa | 400 kPa |  | EU\Inbox\Combinations\Folder..6/..7\ | 36
132632 | H7065Y63-S4/AVK230A-3 | H7065Y63-S4/AVK230A-3 |  | H7065Y63-S4 | / | AVK230A-3 | Actuator with emergency control function | 1 | Scenario 2 |  | PPK¦SelectPro¦VDI3805¦Internet_EU |  |  | H7065Y63-S4/AVK230A-3 | Globe valve | 400 kPa | 400 kPa |  | EU\Inbox\Combinations\Folder..6/..7\ | 38
132633 | H7065Y63-S4/AVK24A-3-TPC | H7065Y63-S4/AVK24A-3-TPC |  | H7065Y63-S4 | / | AVK24A-3-TPC | Actuator with emergency control function | 1 | Scenario 2 |  | PPK¦SelectPro¦VDI3805¦Internet_EU |  |  | H7065Y63-S4/AVK24A-3-TPC | Globe valve | 400 kPa | 400 kPa |  | EU\Inbox\Combinations\Folder..6/..7\ | 38
132637 | H7080X100-S4/AVK230A-3 | H7080X100-S4/AVK230A-3 |  | H7080X100-S4 | / | AVK230A-3 | Actuator with emergency control function | 1 | Scenario 2 |  | PPK¦SelectPro¦VDI3805¦Internet_EU |  |  | H7080X100-S4/AVK230A-3 | Globe valve | 250 kPa | 250 kPa |  | EU\Inbox\Combinations\Folder..6/..7\ | 37
132638 | H7080X100-S4/AVK24A-3-TPC | H7080X100-S4/AVK24A-3-TPC |  | H7080X100-S4 | / | AVK24A-3-TPC | Actuator with emergency control function | 1 | Scenario 2 |  | PPK¦SelectPro¦VDI3805¦Internet_EU |  |  | H7080X100-S4/AVK24A-3-TPC | Globe valve | 250 kPa | 250 kPa |  | EU\Inbox\Combinations\Folder..6/..7\ | 36
132642 | H7080Y100-S4/AVK230A-3 | H7080Y100-S4/AVK230A-3 |  | H7080Y100-S4 | / | AVK230A-3 | Actuator with emergency control function | 1 | Scenario 2 |  | PPK¦SelectPro¦VDI3805¦Internet_EU |  |  | H7080Y100-S4/AVK230A-3 | Globe valve | 250 kPa | 250 kPa |  | EU\Inbox\Combinations\Folder..6/..7\ | 38
132643 | H7080Y100-S4/AVK24A-3-TPC | H7080Y100-S4/AVK24A-3-TPC |  | H7080Y100-S4 | / | AVK24A-3-TPC | Actuator with emergency control function | 1 | Scenario 2 |  | PPK¦SelectPro¦VDI3805¦Internet_EU |  |  | H7080Y100-S4/AVK24A-3-TPC | Globe valve | 250 kPa | 250 kPa |  | EU\Inbox\Combinations\Folder..6/..7\ | 38
132647 | H7100N/AVK230A-3 | H7100N/AVK230A-3 |  | H7100N | / | AVK230A-3 | Actuator with emergency control function | 1 | Scenario 2 |  | PPK¦SelectPro¦VDI3805¦Internet_EU |  |  | H7100N/AVK230A-3 | Globe valve | 150 kPa | 150 kPa |  | EU\Inbox\Combinations\Folder..6/..7\ | 37
132648 | H7100N/AVK24A-3-TPC | H7100N/AVK24A-3-TPC |  | H7100N | / | AVK24A-3-TPC | Actuator with emergency control function | 1 | Scenario 2 |  | PPK¦SelectPro¦VDI3805¦Internet_EU |  |  | H7100N/AVK24A-3-TPC | Globe valve | 150 kPa | 150 kPa |  | EU\Inbox\Combinations\Folder..6/..7\ | 37
132652 | H7100R/AVK230A-3 | H7100R/AVK230A-3 |  | H7100R | / | AVK230A-3 | Actuator with emergency control function | 1 | Scenario 2 |  | PPK¦SelectPro¦VDI3805¦Internet_EU |  |  | H7100R/AVK230A-3 | Globe valve | 150 kPa | 150 kPa |  | EU\Inbox\Combinations\Folder..6/..7\ | 37
132653 | H7100R/AVK24A-3-TPC | H7100R/AVK24A-3-TPC |  | H7100R | / | AVK24A-3-TPC | Actuator with emergency control function | 1 | Scenario 2 |  | PPK¦SelectPro¦VDI3805¦Internet_EU |  |  | H7100R/AVK24A-3-TPC | Globe valve | 150 kPa | 150 kPa |  | EU\Inbox\Combinations\Folder..6/..7\ | 37
132657 | H7100X160-S4/AVK230A-3 | H7100X160-S4/AVK230A-3 |  | H7100X160-S4 | / | AVK230A-3 | Actuator with emergency control function | 1 | Scenario 2 |  | PPK¦SelectPro¦VDI3805¦Internet_EU |  |  | H7100X160-S4/AVK230A-3 | Globe valve | 150 kPa | 150 kPa |  | EU\Inbox\Combinations\Folder..6/..7\ | 37
132658 | H7100X160-S4/AVK24A-3-TPC | H7100X160-S4/AVK24A-3-TPC |  | H7100X160-S4 | / | AVK24A-3-TPC | Actuator with emergency control function | 1 | Scenario 2 |  | PPK¦SelectPro¦VDI3805¦Internet_EU |  |  | H7100X160-S4/AVK24A-3-TPC | Globe valve | 150 kPa | 150 kPa |  | EU\Inbox\Combinations\Folder..6/..7\ | 37
132662 | H7100Y160-S4/AVK230A-3 | H7100Y160-S4/AVK230A-3 |  | H7100Y160-S4 | / | AVK230A-3 | Actuator with emergency control function | 1 | Scenario 2 |  | PPK¦SelectPro¦VDI3805¦Internet_EU |  |  | H7100Y160-S4/AVK230A-3 | Globe valve | 150 kPa | 150 kPa |  | EU\Inbox\Combinations\Folder..6/..7\ | 38
132663 | H7100Y160-S4/AVK24A-3-TPC | H7100Y160-S4/AVK24A-3-TPC |  | H7100Y160-S4 | / | AVK24A-3-TPC | Actuator with emergency control function | 1 | Scenario 2 |  | PPK¦SelectPro¦VDI3805¦Internet_EU |  |  | H7100Y160-S4/AVK24A-3-TPC | Globe valve | 150 kPa | 150 kPa |  | EU\Inbox\Combinations\Folder..6/..7\ | 37
132667 | H765N/AVK230A-3 | H765N/AVK230A-3 |  | H765N | / | AVK230A-3 | Actuator with emergency control function | 1 | Scenario 2 |  | PPK¦SelectPro¦VDI3805¦Internet_EU |  |  | H765N/AVK230A-3 | Globe valve | 400 kPa | 400 kPa |  | EU\Inbox\Combinations\Folder..6/..7\ | 38
132668 | H765N/AVK24A-3-TPC | H765N/AVK24A-3-TPC |  | H765N | / | AVK24A-3-TPC | Actuator with emergency control function | 1 | Scenario 2 |  | PPK¦SelectPro¦VDI3805¦Internet_EU |  |  | H765N/AVK24A-3-TPC | Globe valve | 400 kPa | 400 kPa |  | EU\Inbox\Combinations\Folder..6/..7\ | 38
132672 | H780N/AVK230A-3 | H780N/AVK230A-3 |  | H780N | / | AVK230A-3 | Actuator with emergency control function | 1 | Scenario 2 |  | PPK¦SelectPro¦VDI3805¦Internet_EU |  |  | H780N/AVK230A-3 | Globe valve | 250 kPa | 250 kPa |  | EU\Inbox\Combinations\Folder..6/..7\ | 38
132673 | H780N/AVK24A-3-TPC | H780N/AVK24A-3-TPC |  | H780N | / | AVK24A-3-TPC | Actuator with emergency control function | 1 | Scenario 2 |  | PPK¦SelectPro¦VDI3805¦Internet_EU |  |  | H780N/AVK24A-3-TPC | Globe valve | 250 kPa | 250 kPa |  | EU\Inbox\Combinations\Folder..6/..7\ | 38
132679 | H6100N/EV24A-TPC | H6100N/EV24A-TPC |  | H6100N | / | EV24A-TPC | Standard actuator | 0 | Scenario 2 |  | PPK¦SelectPro¦VDI3805¦Internet_EU |  |  | H6100N/EV24A-TPC | Globe valve | 200 kPa | 200 kPa |  | EU\Inbox\Combinations\Folder..6/..7\ | 36
132684 | H6100R/EV24A-TPC | H6100R/EV24A-TPC |  | H6100R | / | EV24A-TPC | Standard actuator | 0 | Scenario 2 |  | PPK¦SelectPro¦VDI3805¦Internet_EU |  |  | H6100R/EV24A-TPC | Globe valve | 200 kPa | 200 kPa |  | EU\Inbox\Combinations\Folder..6/..7\ | 36
132689 | H6100S/EV24A-TPC | H6100S/EV24A-TPC |  | H6100S | / | EV24A-TPC | Standard actuator | 0 | Scenario 2 |  | PPK¦SelectPro¦VDI3805¦Internet_EU |  |  | H6100S/EV24A-TPC | Globe valve | 200 kPa | 200 kPa |  | EU\Inbox\Combinations\Folder..6/..7\ | 36
132694 | H6100SP/EV24A-TPC | H6100SP/EV24A-TPC |  | H6100SP | / | EV24A-TPC | Standard actuator | 1 | Scenario 2 |  | PPK¦SelectPro¦VDI3805¦Internet_EU |  |  | H6100SP/EV24A-TPC | Globe valve (partial pressure-balanced) | 600 kPa | 600 kPa |  | EU\Inbox\Combinations\Folder..6/..7\ | 36
132704 | H6125S/EV24A-TPC | H6125S/EV24A-TPC |  | H6125S | / | EV24A-TPC | Standard actuator | 0 | Scenario 2 |  | PPK¦SelectPro¦VDI3805¦Internet_EU |  |  | H6125S/EV24A-TPC | Globe valve | 110 kPa | 110 kPa |  | EU\Inbox\Combinations\Folder..6/..7\ | 36
132709 | H6125SP/EV24A-TPC | H6125SP/EV24A-TPC |  | H6125SP | / | EV24A-TPC | Standard actuator | 1 | Scenario 2 |  | PPK¦SelectPro¦VDI3805¦Internet_EU |  |  | H6125SP/EV24A-TPC | Globe valve (partial pressure-balanced) | 600 kPa | 600 kPa |  | EU\Inbox\Combinations\Folder..6/..7\ | 36
132719 | H6150S/EV24A-TPC | H6150S/EV24A-TPC |  | H6150S | / | EV24A-TPC | Standard actuator | 0 | Scenario 2 |  | PPK¦SelectPro¦VDI3805¦Internet_EU |  |  | H6150S/EV24A-TPC | Globe valve | 70 kPa | 70 kPa |  | EU\Inbox\Combinations\Folder..6/..7\ | 36
132724 | H6150SP/EV24A-TPC | H6150SP/EV24A-TPC |  | H6150SP | / | EV24A-TPC | Standard actuator | 1 | Scenario 2 |  | PPK¦SelectPro¦VDI3805¦Internet_EU |  |  | H6150SP/EV24A-TPC | Globe valve (partial pressure-balanced) | 600 kPa | 600 kPa |  | EU\Inbox\Combinations\Folder..6/..7\ | 36
132729 | H665N/EV24A-TPC | H665N/EV24A-TPC |  | H665N | / | EV24A-TPC | Standard actuator | 1 | Scenario 2 |  | PPK¦SelectPro¦VDI3805¦Internet_EU |  |  | H665N/EV24A-TPC | Globe valve | 550 kPa | 400 kPa |  | EU\Inbox\Combinations\Folder..6/..7\ | 37
132734 | H665S/EV24A-TPC | H665S/EV24A-TPC |  | H665S | / | EV24A-TPC | Standard actuator | 0 | Scenario 2 |  | PPK¦SelectPro¦VDI3805¦Internet_EU |  |  | H665S/EV24A-TPC | Globe valve | 550 kPa | 550 kPa |  | EU\Inbox\Combinations\Folder..6/..7\ | 34
132739 | H680N/EV24A-TPC | H680N/EV24A-TPC |  | H680N | / | EV24A-TPC | Standard actuator | 0 | Scenario 2 |  | PPK¦SelectPro¦VDI3805¦Internet_EU |  |  | H680N/EV24A-TPC | Globe valve | 350 kPa | 350 kPa |  | EU\Inbox\Combinations\Folder..6/..7\ | 41
133052 | H680S/EV24A-TPC | H680S/EV24A-TPC |  | H680S | / | EV24A-TPC | Standard actuator | 0 | Scenario 2 |  | PPK¦SelectPro¦VDI3805¦Internet_EU |  |  | H680S/EV24A-TPC | Globe valve | 350 kPa | 350 kPa |  | EU\Inbox\Combinations\Folder..6/..7\ | 33
133057 | H7065X63-S4/EV24A-TPC | H7065X63-S4/EV24A-TPC |  | H7065X63-S4 | / | EV24A-TPC | Standard actuator | 0 | Scenario 2 |  | PPK¦SelectPro¦VDI3805¦Internet_EU |  |  | H7065X63-S4/EV24A-TPC | Globe valve | 550 kPa | 550 kPa |  | EU\Inbox\Combinations\Folder..6/..7\ | 32
133062 | H7065Y63-S4/EV24A-TPC | H7065Y63-S4/EV24A-TPC |  | H7065Y63-S4 | / | EV24A-TPC | Standard actuator | 0 | Scenario 2 |  | PPK¦SelectPro¦VDI3805¦Internet_EU |  |  | H7065Y63-S4/EV24A-TPC | Globe valve | 550 kPa | 550 kPa |  | EU\Inbox\Combinations\Folder..6/..7\ | 33
133067 | H7080X100-S4/EV24A-TPC | H7080X100-S4/EV24A-TPC |  | H7080X100-S4 | / | EV24A-TPC | Standard actuator | 0 | Scenario 2 |  | PPK¦SelectPro¦VDI3805¦Internet_EU |  |  | H7080X100-S4/EV24A-TPC | Globe valve | 350 kPa | 350 kPa |  | EU\Inbox\Combinations\Folder..6/..7\ | 33
133072 | H7080Y100-S4/EV24A-TPC | H7080Y100-S4/EV24A-TPC |  | H7080Y100-S4 | / | EV24A-TPC | Standard actuator | 0 | Scenario 2 |  | PPK¦SelectPro¦VDI3805¦Internet_EU |  |  | H7080Y100-S4/EV24A-TPC | Globe valve | 350 kPa | 350 kPa |  | EU\Inbox\Combinations\Folder..6/..7\ | 34
133077 | H7100N/EV24A-TPC | H7100N/EV24A-TPC |  | H7100N | / | EV24A-TPC | Standard actuator | 0 | Scenario 2 |  | PPK¦SelectPro¦VDI3805¦Internet_EU |  |  | H7100N/EV24A-TPC | Globe valve | 200 kPa | 200 kPa |  | EU\Inbox\Combinations\Folder..6/..7\ | 34
133082 | H7100R/EV24A-TPC | H7100R/EV24A-TPC |  | H7100R | / | EV24A-TPC | Standard actuator | 0 | Scenario 2 |  | PPK¦SelectPro¦VDI3805¦Internet_EU |  |  | H7100R/EV24A-TPC | Globe valve | 200 kPa | 200 kPa |  | EU\Inbox\Combinations\Folder..6/..7\ | 32
133087 | H7100X160-S4/EV24A-TPC | H7100X160-S4/EV24A-TPC |  | H7100X160-S4 | / | EV24A-TPC | Standard actuator | 0 | Scenario 2 |  | PPK¦SelectPro¦VDI3805¦Internet_EU |  |  | H7100X160-S4/EV24A-TPC | Globe valve | 200 kPa | 200 kPa |  | EU\Inbox\Combinations\Folder..6/..7\ | 32
133092 | H7100Y160-S4/EV24A-TPC | H7100Y160-S4/EV24A-TPC |  | H7100Y160-S4 | / | EV24A-TPC | Standard actuator | 0 | Scenario 2 |  | PPK¦SelectPro¦VDI3805¦Internet_EU |  |  | H7100Y160-S4/EV24A-TPC | Globe valve | 200 kPa | 200 kPa |  | EU\Inbox\Combinations\Folder..6/..7\ | 32
133097 | H7125N/EV24A-TPC | H7125N/EV24A-TPC |  | H7125N | / | EV24A-TPC | Standard actuator | 0 | Scenario 2 |  | PPK¦SelectPro¦VDI3805¦Internet_EU |  |  | H7125N/EV24A-TPC | Globe valve | 130 kPa | 130 kPa |  | EU\Inbox\Combinations\Folder..6/..7\ | 33
133102 | H7150N/EV24A-TPC | H7150N/EV24A-TPC |  | H7150N | / | EV24A-TPC | Standard actuator | 0 | Scenario 2 |  | PPK¦SelectPro¦VDI3805¦Internet_EU |  |  | H7150N/EV24A-TPC | Globe valve | 80 kPa | 80 kPa |  | EU\Inbox\Combinations\Folder..6/..7\ | 33
133107 | H765N/EV24A-TPC | H765N/EV24A-TPC |  | H765N | / | EV24A-TPC | Standard actuator | 1 | Scenario 2 |  | PPK¦SelectPro¦VDI3805¦Internet_EU |  |  | H765N/EV24A-TPC | Globe valve | 550 kPa | 400 kPa |  | EU\Inbox\Combinations\Folder..6/..7\ | 34
133112 | H780N/EV24A-TPC | H780N/EV24A-TPC |  | H780N | / | EV24A-TPC | Standard actuator | 0 | Scenario 2 |  | PPK¦SelectPro¦VDI3805¦Internet_EU |  |  | H780N/EV24A-TPC | Globe valve | 350 kPa | 350 kPa |  | EU\Inbox\Combinations\Folder..6/..7\ | 34
133141 | H411B+LV230A-TPC | H411B+LV230A-TPC |  | H411B | + | LV230A-TPC | Standard actuator | 1 | Scenario 2 |  | PPK¦SelectPro¦VDI3805¦Internet_EU |  |  | H411B+LV230A-TPC | Globe valve | 1300 kPa | 400 kPa |  | EU\Inbox\Combinations\Folder..4/..5\ | 32
133142 | H411B/LV230A-TPC | H411B/LV230A-TPC |  | H411B | / | LV230A-TPC | Standard actuator | 1 | Scenario 2 |  | PPK¦SelectPro¦VDI3805¦Internet_EU |  |  | H411B/LV230A-TPC | Globe valve | 1300 kPa | 400 kPa |  | EU\Inbox\Combinations\Folder..4/..5\ | 32
133145 | H411B+LV24A-TPC | H411B+LV24A-TPC |  | H411B | + | LV24A-TPC | Standard actuator | 1 | Scenario 2 |  | PPK¦SelectPro¦VDI3805¦Internet_EU |  |  | H411B+LV24A-TPC | Globe valve | 1300 kPa | 400 kPa |  | EU\Inbox\Combinations\Folder..4/..5\ | 30
133146 | H411B/LV24A-TPC | H411B/LV24A-TPC |  | H411B | / | LV24A-TPC | Standard actuator | 1 | Scenario 2 |  | PPK¦SelectPro¦VDI3805¦Internet_EU |  |  | H411B/LV24A-TPC | Globe valve | 1300 kPa | 400 kPa |  | EU\Inbox\Combinations\Folder..4/..5\ | 30
133151 | H412B+LV230A-TPC | H412B+LV230A-TPC |  | H412B | + | LV230A-TPC | Standard actuator | 1 | Scenario 2 |  | PPK¦SelectPro¦VDI3805¦Internet_EU |  |  | H412B+LV230A-TPC | Globe valve | 1300 kPa | 400 kPa |  | EU\Inbox\Combinations\Folder..4/..5\ | 32
133152 | H412B/LV230A-TPC | H412B/LV230A-TPC |  | H412B | / | LV230A-TPC | Standard actuator | 1 | Scenario 2 |  | PPK¦SelectPro¦VDI3805¦Internet_EU |  |  | H412B/LV230A-TPC | Globe valve | 1300 kPa | 400 kPa |  | EU\Inbox\Combinations\Folder..4/..5\ | 32
133155 | H412B+LV24A-TPC | H412B+LV24A-TPC |  | H412B | + | LV24A-TPC | Standard actuator | 1 | Scenario 2 |  | PPK¦SelectPro¦VDI3805¦Internet_EU |  |  | H412B+LV24A-TPC | Globe valve | 1300 kPa | 400 kPa |  | EU\Inbox\Combinations\Folder..4/..5\ | 30
133156 | H412B/LV24A-TPC | H412B/LV24A-TPC |  | H412B | / | LV24A-TPC | Standard actuator | 1 | Scenario 2 |  | PPK¦SelectPro¦VDI3805¦Internet_EU |  |  | H412B/LV24A-TPC | Globe valve | 1300 kPa | 400 kPa |  | EU\Inbox\Combinations\Folder..4/..5\ | 30
133161 | H413B+LV230A-TPC | H413B+LV230A-TPC |  | H413B | + | LV230A-TPC | Standard actuator | 1 | Scenario 2 |  | PPK¦SelectPro¦VDI3805¦Internet_EU |  |  | H413B+LV230A-TPC | Globe valve | 1300 kPa | 400 kPa |  | EU\Inbox\Combinations\Folder..4/..5\ | 32
133162 | H413B/LV230A-TPC | H413B/LV230A-TPC |  | H413B | / | LV230A-TPC | Standard actuator | 1 | Scenario 2 |  | PPK¦SelectPro¦VDI3805¦Internet_EU |  |  | H413B/LV230A-TPC | Globe valve | 1300 kPa | 400 kPa |  | EU\Inbox\Combinations\Folder..4/..5\ | 32
133165 | H413B+LV24A-TPC | H413B+LV24A-TPC |  | H413B | + | LV24A-TPC | Standard actuator | 1 | Scenario 2 |  | PPK¦SelectPro¦VDI3805¦Internet_EU |  |  | H413B+LV24A-TPC | Globe valve | 1300 kPa | 400 kPa |  | EU\Inbox\Combinations\Folder..4/..5\ | 30
133166 | H413B/LV24A-TPC | H413B/LV24A-TPC |  | H413B | / | LV24A-TPC | Standard actuator | 1 | Scenario 2 |  | PPK¦SelectPro¦VDI3805¦Internet_EU |  |  | H413B/LV24A-TPC | Globe valve | 1300 kPa | 400 kPa |  | EU\Inbox\Combinations\Folder..4/..5\ | 30
133171 | H414B+LV230A-TPC | H414B+LV230A-TPC |  | H414B | + | LV230A-TPC | Standard actuator | 1 | Scenario 2 |  | PPK¦SelectPro¦VDI3805¦Internet_EU |  |  | H414B+LV230A-TPC | Globe valve | 1300 kPa | 400 kPa |  | EU\Inbox\Combinations\Folder..4/..5\ | 32
133172 | H414B/LV230A-TPC | H414B/LV230A-TPC |  | H414B | / | LV230A-TPC | Standard actuator | 1 | Scenario 2 |  | PPK¦SelectPro¦VDI3805¦Internet_EU |  |  | H414B/LV230A-TPC | Globe valve | 1300 kPa | 400 kPa |  | EU\Inbox\Combinations\Folder..4/..5\ | 32
133175 | H414B+LV24A-TPC | H414B+LV24A-TPC |  | H414B | + | LV24A-TPC | Standard actuator | 1 | Scenario 2 |  | PPK¦SelectPro¦VDI3805¦Internet_EU |  |  | H414B+LV24A-TPC | Globe valve | 1300 kPa | 400 kPa |  | EU\Inbox\Combinations\Folder..4/..5\ | 30
133176 | H414B/LV24A-TPC | H414B/LV24A-TPC |  | H414B | / | LV24A-TPC | Standard actuator | 1 | Scenario 2 |  | PPK¦SelectPro¦VDI3805¦Internet_EU |  |  | H414B/LV24A-TPC | Globe valve | 1300 kPa | 400 kPa |  | EU\Inbox\Combinations\Folder..4/..5\ | 30
133181 | H415B+LV230A-TPC | H415B+LV230A-TPC |  | H415B | + | LV230A-TPC | Standard actuator | 1 | Scenario 2 |  | PPK¦SelectPro¦VDI3805¦Internet_EU |  |  | H415B+LV230A-TPC | Globe valve | 1300 kPa | 400 kPa |  | EU\Inbox\Combinations\Folder..4/..5\ | 32
133182 | H415B/LV230A-TPC | H415B/LV230A-TPC |  | H415B | / | LV230A-TPC | Standard actuator | 1 | Scenario 2 |  | PPK¦SelectPro¦VDI3805¦Internet_EU |  |  | H415B/LV230A-TPC | Globe valve | 1300 kPa | 400 kPa |  | EU\Inbox\Combinations\Folder..4/..5\ | 32
133185 | H415B+LV24A-TPC | H415B+LV24A-TPC |  | H415B | + | LV24A-TPC | Standard actuator | 1 | Scenario 2 |  | PPK¦SelectPro¦VDI3805¦Internet_EU |  |  | H415B+LV24A-TPC | Globe valve | 1300 kPa | 400 kPa |  | EU\Inbox\Combinations\Folder..4/..5\ | 30
133186 | H415B/LV24A-TPC | H415B/LV24A-TPC |  | H415B | / | LV24A-TPC | Standard actuator | 1 | Scenario 2 |  | PPK¦SelectPro¦VDI3805¦Internet_EU |  |  | H415B/LV24A-TPC | Globe valve | 1300 kPa | 400 kPa |  | EU\Inbox\Combinations\Folder..4/..5\ | 30
133191 | H420B+LV230A-TPC | H420B+LV230A-TPC |  | H420B | + | LV230A-TPC | Standard actuator | 1 | Scenario 2 |  | PPK¦SelectPro¦VDI3805¦Internet_EU |  |  | H420B+LV230A-TPC | Globe valve | 900 kPa | 400 kPa |  | EU\Inbox\Combinations\Folder..4/..5\ | 32
133192 | H420B/LV230A-TPC | H420B/LV230A-TPC |  | H420B | / | LV230A-TPC | Standard actuator | 1 | Scenario 2 |  | PPK¦SelectPro¦VDI3805¦Internet_EU |  |  | H420B/LV230A-TPC | Globe valve | 900 kPa | 400 kPa |  | EU\Inbox\Combinations\Folder..4/..5\ | 32
133195 | H420B+LV24A-TPC | H420B+LV24A-TPC |  | H420B | + | LV24A-TPC | Standard actuator | 1 | Scenario 2 |  | PPK¦SelectPro¦VDI3805¦Internet_EU |  |  | H420B+LV24A-TPC | Globe valve | 900 kPa | 400 kPa |  | EU\Inbox\Combinations\Folder..4/..5\ | 30
133196 | H420B/LV24A-TPC | H420B/LV24A-TPC |  | H420B | / | LV24A-TPC | Standard actuator | 1 | Scenario 2 |  | PPK¦SelectPro¦VDI3805¦Internet_EU |  |  | H420B/LV24A-TPC | Globe valve | 900 kPa | 400 kPa |  | EU\Inbox\Combinations\Folder..4/..5\ | 30
133201 | H425B+LV230A-TPC | H425B+LV230A-TPC |  | H425B | + | LV230A-TPC | Standard actuator | 1 | Scenario 2 |  | PPK¦SelectPro¦VDI3805¦Internet_EU |  |  | H425B+LV230A-TPC | Globe valve | 500 kPa | 400 kPa |  | EU\Inbox\Combinations\Folder..4/..5\ | 32
133202 | H425B/LV230A-TPC | H425B/LV230A-TPC |  | H425B | / | LV230A-TPC | Standard actuator | 1 | Scenario 2 |  | PPK¦SelectPro¦VDI3805¦Internet_EU |  |  | H425B/LV230A-TPC | Globe valve | 500 kPa | 400 kPa |  | EU\Inbox\Combinations\Folder..4/..5\ | 32
133205 | H425B+LV24A-TPC | H425B+LV24A-TPC |  | H425B | + | LV24A-TPC | Standard actuator | 1 | Scenario 2 |  | PPK¦SelectPro¦VDI3805¦Internet_EU |  |  | H425B+LV24A-TPC | Globe valve | 500 kPa | 400 kPa |  | EU\Inbox\Combinations\Folder..4/..5\ | 30
133206 | H425B/LV24A-TPC | H425B/LV24A-TPC |  | H425B | / | LV24A-TPC | Standard actuator | 1 | Scenario 2 |  | PPK¦SelectPro¦VDI3805¦Internet_EU |  |  | H425B/LV24A-TPC | Globe valve | 500 kPa | 400 kPa |  | EU\Inbox\Combinations\Folder..4/..5\ | 30
133211 | H432B+LV230A-TPC | H432B+LV230A-TPC |  | H432B | + | LV230A-TPC | Standard actuator | 0 | Scenario 2 |  | PPK¦SelectPro¦VDI3805¦Internet_EU |  |  | H432B+LV230A-TPC | Globe valve | 350 kPa | 350 kPa |  | EU\Inbox\Combinations\Folder..4/..5\ | 31
133212 | H432B/LV230A-TPC | H432B/LV230A-TPC |  | H432B | / | LV230A-TPC | Standard actuator | 0 | Scenario 2 |  | PPK¦SelectPro¦VDI3805¦Internet_EU |  |  | H432B/LV230A-TPC | Globe valve | 350 kPa | 350 kPa |  | EU\Inbox\Combinations\Folder..4/..5\ | 31
133215 | H432B+LV24A-TPC | H432B+LV24A-TPC |  | H432B | + | LV24A-TPC | Standard actuator | 0 | Scenario 2 |  | PPK¦SelectPro¦VDI3805¦Internet_EU |  |  | H432B+LV24A-TPC | Globe valve | 350 kPa | 350 kPa |  | EU\Inbox\Combinations\Folder..4/..5\ | 29
133216 | H432B/LV24A-TPC | H432B/LV24A-TPC |  | H432B | / | LV24A-TPC | Standard actuator | 0 | Scenario 2 |  | PPK¦SelectPro¦VDI3805¦Internet_EU |  |  | H432B/LV24A-TPC | Globe valve | 350 kPa | 350 kPa |  | EU\Inbox\Combinations\Folder..4/..5\ | 29
133221 | H440B+LV230A-TPC | H440B+LV230A-TPC |  | H440B | + | LV230A-TPC | Standard actuator | 0 | Scenario 2 |  | PPK¦SelectPro¦VDI3805¦Internet_EU |  |  | H440B+LV230A-TPC | Globe valve | 150 kPa | 150 kPa |  | EU\Inbox\Combinations\Folder..4/..5\ | 31
133222 | H440B/LV230A-TPC | H440B/LV230A-TPC |  | H440B | / | LV230A-TPC | Standard actuator | 0 | Scenario 2 |  | PPK¦SelectPro¦VDI3805¦Internet_EU |  |  | H440B/LV230A-TPC | Globe valve | 150 kPa | 150 kPa |  | EU\Inbox\Combinations\Folder..4/..5\ | 31
133225 | H440B+LV24A-TPC | H440B+LV24A-TPC |  | H440B | + | LV24A-TPC | Standard actuator | 0 | Scenario 2 |  | PPK¦SelectPro¦VDI3805¦Internet_EU |  |  | H440B+LV24A-TPC | Globe valve | 150 kPa | 150 kPa |  | EU\Inbox\Combinations\Folder..4/..5\ | 29
133226 | H440B/LV24A-TPC | H440B/LV24A-TPC |  | H440B | / | LV24A-TPC | Standard actuator | 0 | Scenario 2 |  | PPK¦SelectPro¦VDI3805¦Internet_EU |  |  | H440B/LV24A-TPC | Globe valve | 150 kPa | 150 kPa |  | EU\Inbox\Combinations\Folder..4/..5\ | 29
133231 | H450B+LV230A-TPC | H450B+LV230A-TPC |  | H450B | + | LV230A-TPC | Standard actuator | 0 | Scenario 2 |  | PPK¦SelectPro¦VDI3805¦Internet_EU |  |  | H450B+LV230A-TPC | Globe valve | 70 kPa | 70 kPa |  | EU\Inbox\Combinations\Folder..4/..5\ | 31
133232 | H450B/LV230A-TPC | H450B/LV230A-TPC |  | H450B | / | LV230A-TPC | Standard actuator | 0 | Scenario 2 |  | PPK¦SelectPro¦VDI3805¦Internet_EU |  |  | H450B/LV230A-TPC | Globe valve | 70 kPa | 70 kPa |  | EU\Inbox\Combinations\Folder..4/..5\ | 31
133299 | H632N+NV24A-TPC | H632N+NV24A-TPC |  | H632N | + | NV24A-TPC | Standard actuator | 1 | Scenario 2 |  | PPK¦SelectPro¦VDI3805¦Internet_EU |  |  | H632N+NV24A-TPC | Globe valve | 1000 kPa | 400 kPa |  | EU\Inbox\Combinations\Folder..6/..7\ | 31
133300 | H632N/NV24A-TPC | H632N/NV24A-TPC |  | H632N | / | NV24A-TPC | Standard actuator | 1 | Scenario 2 |  | PPK¦SelectPro¦VDI3805¦Internet_EU |  |  | H632N/NV24A-TPC | Globe valve | 1000 kPa | 400 kPa |  | EU\Inbox\Combinations\Folder..6/..7\ | 31
133311 | H632R+NV24A-TPC | H632R+NV24A-TPC |  | H632R | + | NV24A-TPC | Standard actuator | 1 | Scenario 2 |  | PPK¦SelectPro¦VDI3805¦Internet_EU |  |  | H632R+NV24A-TPC | Globe valve | 600 kPa | 400 kPa |  | EU\Inbox\Combinations\Folder..6/..7\ | 32
133312 | H632R/NV24A-TPC | H632R/NV24A-TPC |  | H632R | / | NV24A-TPC | Standard actuator | 1 | Scenario 2 |  | PPK¦SelectPro¦VDI3805¦Internet_EU |  |  | H632R/NV24A-TPC | Globe valve | 600 kPa | 400 kPa |  | EU\Inbox\Combinations\Folder..6/..7\ | 32
133323 | H632S+NV24A-TPC | H632S+NV24A-TPC |  | H632S | + | NV24A-TPC | Standard actuator | 0 | Scenario 2 |  | PPK¦SelectPro¦VDI3805¦Internet_EU |  |  | H632S+NV24A-TPC | Globe valve | 950 kPa | 950 kPa |  | EU\Inbox\Combinations\Folder..6/..7\ | 32
133324 | H632S/NV24A-TPC | H632S/NV24A-TPC |  | H632S | / | NV24A-TPC | Standard actuator | 0 | Scenario 2 |  | PPK¦SelectPro¦VDI3805¦Internet_EU |  |  | H632S/NV24A-TPC | Globe valve | 950 kPa | 950 kPa |  | EU\Inbox\Combinations\Folder..6/..7\ | 32
133335 | H640N+NV24A-TPC | H640N+NV24A-TPC |  | H640N | + | NV24A-TPC | Standard actuator | 1 | Scenario 2 |  | PPK¦SelectPro¦VDI3805¦Internet_EU |  |  | H640N+NV24A-TPC | Globe valve | 500 kPa | 400 kPa |  | EU\Inbox\Combinations\Folder..6/..7\ | 32
133336 | H640N/NV24A-TPC | H640N/NV24A-TPC |  | H640N | / | NV24A-TPC | Standard actuator | 1 | Scenario 2 |  | PPK¦SelectPro¦VDI3805¦Internet_EU |  |  | H640N/NV24A-TPC | Globe valve | 500 kPa | 400 kPa |  | EU\Inbox\Combinations\Folder..6/..7\ | 32
133347 | H640R+NV24A-TPC | H640R+NV24A-TPC |  | H640R | + | NV24A-TPC | Standard actuator | 1 | Scenario 2 |  | PPK¦SelectPro¦VDI3805¦Internet_EU |  |  | H640R+NV24A-TPC | Globe valve | 500 kPa | 400 kPa |  | EU\Inbox\Combinations\Folder..6/..7\ | 32
133348 | H640R/NV24A-TPC | H640R/NV24A-TPC |  | H640R | / | NV24A-TPC | Standard actuator | 1 | Scenario 2 |  | PPK¦SelectPro¦VDI3805¦Internet_EU |  |  | H640R/NV24A-TPC | Globe valve | 500 kPa | 400 kPa |  | EU\Inbox\Combinations\Folder..6/..7\ | 32
133359 | H640S+NV24A-TPC | H640S+NV24A-TPC |  | H640S | + | NV24A-TPC | Standard actuator | 0 | Scenario 2 |  | PPK¦SelectPro¦VDI3805¦Internet_EU |  |  | H640S+NV24A-TPC | Globe valve | 500 kPa | 500 kPa |  | EU\Inbox\Combinations\Folder..6/..7\ | 32
133360 | H640S/NV24A-TPC | H640S/NV24A-TPC |  | H640S | / | NV24A-TPC | Standard actuator | 0 | Scenario 2 |  | PPK¦SelectPro¦VDI3805¦Internet_EU |  |  | H640S/NV24A-TPC | Globe valve | 500 kPa | 500 kPa |  | EU\Inbox\Combinations\Folder..6/..7\ | 32
133371 | H640SP+NV24A-TPC | H640SP+NV24A-TPC |  | H640SP | + | NV24A-TPC | Standard actuator | 1 | Scenario 2 |  | PPK¦SelectPro¦VDI3805¦Internet_EU |  |  | H640SP+NV24A-TPC | Globe valve (partial pressure-balanced) | 1600 kPa | 1000 kPa |  | EU\Inbox\Combinations\Folder..6/..7\ | 32
133372 | H640SP/NV24A-TPC | H640SP/NV24A-TPC |  | H640SP | / | NV24A-TPC | Standard actuator | 1 | Scenario 2 |  | PPK¦SelectPro¦VDI3805¦Internet_EU |  |  | H640SP/NV24A-TPC | Globe valve (partial pressure-balanced) | 1600 kPa | 1000 kPa |  | EU\Inbox\Combinations\Folder..6/..7\ | 32
133383 | H650N+NV24A-TPC | H650N+NV24A-TPC |  | H650N | + | NV24A-TPC | Standard actuator | 0 | Scenario 2 |  | PPK¦SelectPro¦VDI3805¦Internet_EU |  |  | H650N+NV24A-TPC | Globe valve | 300 kPa | 300 kPa |  | EU\Inbox\Combinations\Folder..6/..7\ | 31
133384 | H650N/NV24A-TPC | H650N/NV24A-TPC |  | H650N | / | NV24A-TPC | Standard actuator | 0 | Scenario 2 |  | PPK¦SelectPro¦VDI3805¦Internet_EU |  |  | H650N/NV24A-TPC | Globe valve | 300 kPa | 300 kPa |  | EU\Inbox\Combinations\Folder..6/..7\ | 31
133395 | H650R+NV24A-TPC | H650R+NV24A-TPC |  | H650R | + | NV24A-TPC | Standard actuator | 0 | Scenario 2 |  | PPK¦SelectPro¦VDI3805¦Internet_EU |  |  | H650R+NV24A-TPC | Globe valve | 300 kPa | 300 kPa |  | EU\Inbox\Combinations\Folder..6/..7\ | 32
133396 | H650R/NV24A-TPC | H650R/NV24A-TPC |  | H650R | / | NV24A-TPC | Standard actuator | 0 | Scenario 2 |  | PPK¦SelectPro¦VDI3805¦Internet_EU |  |  | H650R/NV24A-TPC | Globe valve | 300 kPa | 300 kPa |  | EU\Inbox\Combinations\Folder..6/..7\ | 32
133407 | H650S+NV24A-TPC | H650S+NV24A-TPC |  | H650S | + | NV24A-TPC | Standard actuator | 0 | Scenario 2 |  | PPK¦SelectPro¦VDI3805¦Internet_EU |  |  | H650S+NV24A-TPC | Globe valve | 300 kPa | 300 kPa |  | EU\Inbox\Combinations\Folder..6/..7\ | 32
133408 | H650S/NV24A-TPC | H650S/NV24A-TPC |  | H650S | / | NV24A-TPC | Standard actuator | 0 | Scenario 2 |  | PPK¦SelectPro¦VDI3805¦Internet_EU |  |  | H650S/NV24A-TPC | Globe valve | 300 kPa | 300 kPa |  | EU\Inbox\Combinations\Folder..6/..7\ | 32
133419 | H650SP+NV24A-TPC | H650SP+NV24A-TPC |  | H650SP | + | NV24A-TPC | Standard actuator | 1 | Scenario 2 |  | PPK¦SelectPro¦VDI3805¦Internet_EU |  |  | H650SP+NV24A-TPC | Globe valve (partial pressure-balanced) | 1600 kPa | 1000 kPa |  | EU\Inbox\Combinations\Folder..6/..7\ | 32
133420 | H650SP/NV24A-TPC | H650SP/NV24A-TPC |  | H650SP | / | NV24A-TPC | Standard actuator | 1 | Scenario 2 |  | PPK¦SelectPro¦VDI3805¦Internet_EU |  |  | H650SP/NV24A-TPC | Globe valve (partial pressure-balanced) | 1600 kPa | 1000 kPa |  | EU\Inbox\Combinations\Folder..6/..7\ | 32
133431 | H664N+NV24A-TPC | H664N+NV24A-TPC |  | H664N | + | NV24A-TPC | Standard actuator | 0 | Scenario 2 |  | PPK¦SelectPro¦VDI3805¦Internet_EU |  |  | H664N+NV24A-TPC | Globe valve | 140 kPa | 140 kPa |  | EU\Inbox\Combinations\Folder..6/..7\ | 34
133432 | H664N/NV24A-TPC | H664N/NV24A-TPC |  | H664N | / | NV24A-TPC | Standard actuator | 0 | Scenario 2 |  | PPK¦SelectPro¦VDI3805¦Internet_EU |  |  | H664N/NV24A-TPC | Globe valve | 140 kPa | 140 kPa |  | EU\Inbox\Combinations\Folder..6/..7\ | 34
133443 | H664R+NV24A-TPC | H664R+NV24A-TPC |  | H664R | + | NV24A-TPC | Standard actuator | 0 | Scenario 2 |  | PPK¦SelectPro¦VDI3805¦Internet_EU |  |  | H664R+NV24A-TPC | Globe valve | 140 kPa | 140 kPa |  | EU\Inbox\Combinations\Folder..6/..7\ | 32
133444 | H664R/NV24A-TPC | H664R/NV24A-TPC |  | H664R | / | NV24A-TPC | Standard actuator | 0 | Scenario 2 |  | PPK¦SelectPro¦VDI3805¦Internet_EU |  |  | H664R/NV24A-TPC | Globe valve | 140 kPa | 140 kPa |  | EU\Inbox\Combinations\Folder..6/..7\ | 32
133455 | H664S+NV24A-TPC | H664S+NV24A-TPC |  | H664S | + | NV24A-TPC | Standard actuator | 0 | Scenario 2 |  | PPK¦SelectPro¦VDI3805¦Internet_EU |  |  | H664S+NV24A-TPC | Globe valve | 130 kPa | 130 kPa |  | EU\Inbox\Combinations\Folder..6/..7\ | 34
133456 | H664S/NV24A-TPC | H664S/NV24A-TPC |  | H664S | / | NV24A-TPC | Standard actuator | 0 | Scenario 2 |  | PPK¦SelectPro¦VDI3805¦Internet_EU |  |  | H664S/NV24A-TPC | Globe valve | 130 kPa | 130 kPa |  | EU\Inbox\Combinations\Folder..6/..7\ | 32
133467 | H664SP+NV24A-TPC | H664SP+NV24A-TPC |  | H664SP | + | NV24A-TPC | Standard actuator | 1 | Scenario 2 |  | PPK¦SelectPro¦VDI3805¦Internet_EU |  |  | H664SP+NV24A-TPC | Globe valve (partial pressure-balanced) | 1600 kPa | 1000 kPa |  | EU\Inbox\Combinations\Folder..6/..7\ | 33
133468 | H664SP/NV24A-TPC | H664SP/NV24A-TPC |  | H664SP | / | NV24A-TPC | Standard actuator | 1 | Scenario 2 |  | PPK¦SelectPro¦VDI3805¦Internet_EU |  |  | H664SP/NV24A-TPC | Globe valve (partial pressure-balanced) | 1600 kPa | 1000 kPa |  | EU\Inbox\Combinations\Folder..6/..7\ | 33
133479 | H679N+NV24A-TPC | H679N+NV24A-TPC |  | H679N | + | NV24A-TPC | Standard actuator | 0 | Scenario 2 |  | PPK¦SelectPro¦VDI3805¦Internet_EU |  |  | H679N+NV24A-TPC | Globe valve | 80 kPa | 80 kPa |  | EU\Inbox\Combinations\Folder..6/..7\ | 33
133480 | H679N/NV24A-TPC | H679N/NV24A-TPC |  | H679N | / | NV24A-TPC | Standard actuator | 0 | Scenario 2 |  | PPK¦SelectPro¦VDI3805¦Internet_EU |  |  | H679N/NV24A-TPC | Globe valve | 80 kPa | 80 kPa |  | EU\Inbox\Combinations\Folder..6/..7\ | 33
133491 | H679R+NV24A-TPC | H679R+NV24A-TPC |  | H679R | + | NV24A-TPC | Standard actuator | 0 | Scenario 2 |  | PPK¦SelectPro¦VDI3805¦Internet_EU |  |  | H679R+NV24A-TPC | Globe valve | 80 kPa | 80 kPa |  | EU\Inbox\Combinations\Folder..6/..7\ | 33
133492 | H679R/NV24A-TPC | H679R/NV24A-TPC |  | H679R | / | NV24A-TPC | Standard actuator | 0 | Scenario 2 |  | PPK¦SelectPro¦VDI3805¦Internet_EU |  |  | H679R/NV24A-TPC | Globe valve | 80 kPa | 80 kPa |  | EU\Inbox\Combinations\Folder..6/..7\ | 33
133503 | H679SP+NV24A-TPC | H679SP+NV24A-TPC |  | H679SP | + | NV24A-TPC | Standard actuator | 1 | Scenario 2 |  | PPK¦SelectPro¦VDI3805¦Internet_EU |  |  | H679SP+NV24A-TPC | Globe valve (partial pressure-balanced) | 1600 kPa | 1000 kPa |  | EU\Inbox\Combinations\Folder..6/..7\ | 33
133504 | H679SP/NV24A-TPC | H679SP/NV24A-TPC |  | H679SP | / | NV24A-TPC | Standard actuator | 1 | Scenario 2 |  | PPK¦SelectPro¦VDI3805¦Internet_EU |  |  | H679SP/NV24A-TPC | Globe valve (partial pressure-balanced) | 1600 kPa | 1000 kPa |  | EU\Inbox\Combinations\Folder..6/..7\ | 33
133515 | H7015X4-S2+NV24A-TPC | H7015X4-S2+NV24A-TPC |  | H7015X4-S2 | + | NV24A-TPC | Standard actuator | 1 | Scenario 2 |  | PPK¦SelectPro¦VDI3805¦Internet_EU |  |  | H7015X4-S2+NV24A-TPC | Globe valve | 2200 kPa | 1000 kPa |  | EU\Inbox\Combinations\Folder..6/..7\ | 33
133516 | H7015X4-S2/NV24A-TPC | H7015X4-S2/NV24A-TPC |  | H7015X4-S2 | / | NV24A-TPC | Standard actuator | 1 | Scenario 2 |  | PPK¦SelectPro¦VDI3805¦Internet_EU |  |  | H7015X4-S2/NV24A-TPC | Globe valve | 2200 kPa | 1000 kPa |  | EU\Inbox\Combinations\Folder..6/..7\ | 33
133529 | H450B+LV24A-TPC | H450B+LV24A-TPC |  | H450B | + | LV24A-TPC | Standard actuator | 0 | Scenario 2 |  | PPK¦SelectPro¦VDI3805¦Internet_EU |  |  | H450B+LV24A-TPC | Globe valve | 70 kPa | 70 kPa |  | EU\Inbox\Combinations\Folder..4/..5\ | 29
133530 | H450B/LV24A-TPC | H450B/LV24A-TPC |  | H450B | / | LV24A-TPC | Standard actuator | 0 | Scenario 2 |  | PPK¦SelectPro¦VDI3805¦Internet_EU |  |  | H450B/LV24A-TPC | Globe valve | 70 kPa | 70 kPa |  | EU\Inbox\Combinations\Folder..4/..5\ | 29
133535 | H511B+LV230A-TPC | H511B+LV230A-TPC |  | H511B | + | LV230A-TPC | Standard actuator | 1 | Scenario 2 |  | PPK¦SelectPro¦VDI3805¦Internet_EU |  |  | H511B+LV230A-TPC | Globe valve | 1300 kPa | 400 kPa |  | EU\Inbox\Combinations\Folder..4/..5\ | 34
133536 | H511B/LV230A-TPC | H511B/LV230A-TPC |  | H511B | / | LV230A-TPC | Standard actuator | 1 | Scenario 2 |  | PPK¦SelectPro¦VDI3805¦Internet_EU |  |  | H511B/LV230A-TPC | Globe valve | 1300 kPa | 400 kPa |  | EU\Inbox\Combinations\Folder..4/..5\ | 34
133539 | H511B+LV24A-TPC | H511B+LV24A-TPC |  | H511B | + | LV24A-TPC | Standard actuator | 1 | Scenario 2 |  | PPK¦SelectPro¦VDI3805¦Internet_EU |  |  | H511B+LV24A-TPC | Globe valve | 1300 kPa | 400 kPa |  | EU\Inbox\Combinations\Folder..4/..5\ | 30
133540 | H511B/LV24A-TPC | H511B/LV24A-TPC |  | H511B | / | LV24A-TPC | Standard actuator | 1 | Scenario 2 |  | PPK¦SelectPro¦VDI3805¦Internet_EU |  |  | H511B/LV24A-TPC | Globe valve | 1300 kPa | 400 kPa |  | EU\Inbox\Combinations\Folder..4/..5\ | 30
133545 | H512B+LV230A-TPC | H512B+LV230A-TPC |  | H512B | + | LV230A-TPC | Standard actuator | 1 | Scenario 2 |  | PPK¦SelectPro¦VDI3805¦Internet_EU |  |  | H512B+LV230A-TPC | Globe valve | 1300 kPa | 400 kPa |  | EU\Inbox\Combinations\Folder..4/..5\ | 34
133546 | H512B/LV230A-TPC | H512B/LV230A-TPC |  | H512B | / | LV230A-TPC | Standard actuator | 1 | Scenario 2 |  | PPK¦SelectPro¦VDI3805¦Internet_EU |  |  | H512B/LV230A-TPC | Globe valve | 1300 kPa | 400 kPa |  | EU\Inbox\Combinations\Folder..4/..5\ | 34
133549 | H512B+LV24A-TPC | H512B+LV24A-TPC |  | H512B | + | LV24A-TPC | Standard actuator | 1 | Scenario 2 |  | PPK¦SelectPro¦VDI3805¦Internet_EU |  |  | H512B+LV24A-TPC | Globe valve | 1300 kPa | 400 kPa |  | EU\Inbox\Combinations\Folder..4/..5\ | 30
133550 | H512B/LV24A-TPC | H512B/LV24A-TPC |  | H512B | / | LV24A-TPC | Standard actuator | 1 | Scenario 2 |  | PPK¦SelectPro¦VDI3805¦Internet_EU |  |  | H512B/LV24A-TPC | Globe valve | 1300 kPa | 400 kPa |  | EU\Inbox\Combinations\Folder..4/..5\ | 30
133555 | H513B+LV230A-TPC | H513B+LV230A-TPC |  | H513B | + | LV230A-TPC | Standard actuator | 1 | Scenario 2 |  | PPK¦SelectPro¦VDI3805¦Internet_EU |  |  | H513B+LV230A-TPC | Globe valve | 1300 kPa | 400 kPa |  | EU\Inbox\Combinations\Folder..4/..5\ | 34
133556 | H513B/LV230A-TPC | H513B/LV230A-TPC |  | H513B | / | LV230A-TPC | Standard actuator | 1 | Scenario 2 |  | PPK¦SelectPro¦VDI3805¦Internet_EU |  |  | H513B/LV230A-TPC | Globe valve | 1300 kPa | 400 kPa |  | EU\Inbox\Combinations\Folder..4/..5\ | 34
133559 | H513B+LV24A-TPC | H513B+LV24A-TPC |  | H513B | + | LV24A-TPC | Standard actuator | 1 | Scenario 2 |  | PPK¦SelectPro¦VDI3805¦Internet_EU |  |  | H513B+LV24A-TPC | Globe valve | 1300 kPa | 400 kPa |  | EU\Inbox\Combinations\Folder..4/..5\ | 30
133560 | H513B/LV24A-TPC | H513B/LV24A-TPC |  | H513B | / | LV24A-TPC | Standard actuator | 1 | Scenario 2 |  | PPK¦SelectPro¦VDI3805¦Internet_EU |  |  | H513B/LV24A-TPC | Globe valve | 1300 kPa | 400 kPa |  | EU\Inbox\Combinations\Folder..4/..5\ | 30
133565 | H514B+LV230A-TPC | H514B+LV230A-TPC |  | H514B | + | LV230A-TPC | Standard actuator | 1 | Scenario 2 |  | PPK¦SelectPro¦VDI3805¦Internet_EU |  |  | H514B+LV230A-TPC | Globe valve | 1300 kPa | 400 kPa |  | EU\Inbox\Combinations\Folder..4/..5\ | 34
133566 | H514B/LV230A-TPC | H514B/LV230A-TPC |  | H514B | / | LV230A-TPC | Standard actuator | 1 | Scenario 2 |  | PPK¦SelectPro¦VDI3805¦Internet_EU |  |  | H514B/LV230A-TPC | Globe valve | 1300 kPa | 400 kPa |  | EU\Inbox\Combinations\Folder..4/..5\ | 34
133569 | H514B+LV24A-TPC | H514B+LV24A-TPC |  | H514B | + | LV24A-TPC | Standard actuator | 1 | Scenario 2 |  | PPK¦SelectPro¦VDI3805¦Internet_EU |  |  | H514B+LV24A-TPC | Globe valve | 1300 kPa | 400 kPa |  | EU\Inbox\Combinations\Folder..4/..5\ | 30
133570 | H514B/LV24A-TPC | H514B/LV24A-TPC |  | H514B | / | LV24A-TPC | Standard actuator | 1 | Scenario 2 |  | PPK¦SelectPro¦VDI3805¦Internet_EU |  |  | H514B/LV24A-TPC | Globe valve | 1300 kPa | 400 kPa |  | EU\Inbox\Combinations\Folder..4/..5\ | 30
133575 | H515B+LV230A-TPC | H515B+LV230A-TPC |  | H515B | + | LV230A-TPC | Standard actuator | 1 | Scenario 2 |  | PPK¦SelectPro¦VDI3805¦Internet_EU |  |  | H515B+LV230A-TPC | Globe valve | 1300 kPa | 400 kPa |  | EU\Inbox\Combinations\Folder..4/..5\ | 34
133576 | H515B/LV230A-TPC | H515B/LV230A-TPC |  | H515B | / | LV230A-TPC | Standard actuator | 1 | Scenario 2 |  | PPK¦SelectPro¦VDI3805¦Internet_EU |  |  | H515B/LV230A-TPC | Globe valve | 1300 kPa | 400 kPa |  | EU\Inbox\Combinations\Folder..4/..5\ | 34
133579 | H515B+LV24A-TPC | H515B+LV24A-TPC |  | H515B | + | LV24A-TPC | Standard actuator | 1 | Scenario 2 |  | PPK¦SelectPro¦VDI3805¦Internet_EU |  |  | H515B+LV24A-TPC | Globe valve | 1300 kPa | 400 kPa |  | EU\Inbox\Combinations\Folder..4/..5\ | 30
133580 | H515B/LV24A-TPC | H515B/LV24A-TPC |  | H515B | / | LV24A-TPC | Standard actuator | 1 | Scenario 2 |  | PPK¦SelectPro¦VDI3805¦Internet_EU |  |  | H515B/LV24A-TPC | Globe valve | 1300 kPa | 400 kPa |  | EU\Inbox\Combinations\Folder..4/..5\ | 30
133585 | H520B+LV230A-TPC | H520B+LV230A-TPC |  | H520B | + | LV230A-TPC | Standard actuator | 1 | Scenario 2 |  | PPK¦SelectPro¦VDI3805¦Internet_EU |  |  | H520B+LV230A-TPC | Globe valve | 900 kPa | 400 kPa |  | EU\Inbox\Combinations\Folder..4/..5\ | 34
133586 | H520B/LV230A-TPC | H520B/LV230A-TPC |  | H520B | / | LV230A-TPC | Standard actuator | 1 | Scenario 2 |  | PPK¦SelectPro¦VDI3805¦Internet_EU |  |  | H520B/LV230A-TPC | Globe valve | 900 kPa | 400 kPa |  | EU\Inbox\Combinations\Folder..4/..5\ | 34
133589 | H520B+LV24A-TPC | H520B+LV24A-TPC |  | H520B | + | LV24A-TPC | Standard actuator | 1 | Scenario 2 |  | PPK¦SelectPro¦VDI3805¦Internet_EU |  |  | H520B+LV24A-TPC | Globe valve | 900 kPa | 400 kPa |  | EU\Inbox\Combinations\Folder..4/..5\ | 31
133590 | H520B/LV24A-TPC | H520B/LV24A-TPC |  | H520B | / | LV24A-TPC | Standard actuator | 1 | Scenario 2 |  | PPK¦SelectPro¦VDI3805¦Internet_EU |  |  | H520B/LV24A-TPC | Globe valve | 900 kPa | 400 kPa |  | EU\Inbox\Combinations\Folder..4/..5\ | 31
133595 | H525B+LV230A-TPC | H525B+LV230A-TPC |  | H525B | + | LV230A-TPC | Standard actuator | 1 | Scenario 2 |  | PPK¦SelectPro¦VDI3805¦Internet_EU |  |  | H525B+LV230A-TPC | Globe valve | 500 kPa | 400 kPa |  | EU\Inbox\Combinations\Folder..4/..5\ | 34
133596 | H525B/LV230A-TPC | H525B/LV230A-TPC |  | H525B | / | LV230A-TPC | Standard actuator | 1 | Scenario 2 |  | PPK¦SelectPro¦VDI3805¦Internet_EU |  |  | H525B/LV230A-TPC | Globe valve | 500 kPa | 400 kPa |  | EU\Inbox\Combinations\Folder..4/..5\ | 34
133599 | H525B+LV24A-TPC | H525B+LV24A-TPC |  | H525B | + | LV24A-TPC | Standard actuator | 1 | Scenario 2 |  | PPK¦SelectPro¦VDI3805¦Internet_EU |  |  | H525B+LV24A-TPC | Globe valve | 500 kPa | 400 kPa |  | EU\Inbox\Combinations\Folder..4/..5\ | 30
133600 | H525B/LV24A-TPC | H525B/LV24A-TPC |  | H525B | / | LV24A-TPC | Standard actuator | 1 | Scenario 2 |  | PPK¦SelectPro¦VDI3805¦Internet_EU |  |  | H525B/LV24A-TPC | Globe valve | 500 kPa | 400 kPa |  | EU\Inbox\Combinations\Folder..4/..5\ | 30
133605 | H532B+LV230A-TPC | H532B+LV230A-TPC |  | H532B | + | LV230A-TPC | Standard actuator | 0 | Scenario 2 |  | PPK¦SelectPro¦VDI3805¦Internet_EU |  |  | H532B+LV230A-TPC | Globe valve | 350 kPa | 350 kPa |  | EU\Inbox\Combinations\Folder..4/..5\ | 33
133606 | H532B/LV230A-TPC | H532B/LV230A-TPC |  | H532B | / | LV230A-TPC | Standard actuator | 0 | Scenario 2 |  | PPK¦SelectPro¦VDI3805¦Internet_EU |  |  | H532B/LV230A-TPC | Globe valve | 350 kPa | 350 kPa |  | EU\Inbox\Combinations\Folder..4/..5\ | 33
133609 | H532B+LV24A-TPC | H532B+LV24A-TPC |  | H532B | + | LV24A-TPC | Standard actuator | 0 | Scenario 2 |  | PPK¦SelectPro¦VDI3805¦Internet_EU |  |  | H532B+LV24A-TPC | Globe valve | 350 kPa | 350 kPa |  | EU\Inbox\Combinations\Folder..4/..5\ | 29
133610 | H532B/LV24A-TPC | H532B/LV24A-TPC |  | H532B | / | LV24A-TPC | Standard actuator | 0 | Scenario 2 |  | PPK¦SelectPro¦VDI3805¦Internet_EU |  |  | H532B/LV24A-TPC | Globe valve | 350 kPa | 350 kPa |  | EU\Inbox\Combinations\Folder..4/..5\ | 29
133615 | H540B+LV230A-TPC | H540B+LV230A-TPC |  | H540B | + | LV230A-TPC | Standard actuator | 0 | Scenario 2 |  | PPK¦SelectPro¦VDI3805¦Internet_EU |  |  | H540B+LV230A-TPC | Globe valve | 150 kPa | 150 kPa |  | EU\Inbox\Combinations\Folder..4/..5\ | 33
133616 | H540B/LV230A-TPC | H540B/LV230A-TPC |  | H540B | / | LV230A-TPC | Standard actuator | 0 | Scenario 2 |  | PPK¦SelectPro¦VDI3805¦Internet_EU |  |  | H540B/LV230A-TPC | Globe valve | 150 kPa | 150 kPa |  | EU\Inbox\Combinations\Folder..4/..5\ | 33
133619 | H540B+LV24A-TPC | H540B+LV24A-TPC |  | H540B | + | LV24A-TPC | Standard actuator | 0 | Scenario 2 |  | PPK¦SelectPro¦VDI3805¦Internet_EU |  |  | H540B+LV24A-TPC | Globe valve | 150 kPa | 150 kPa |  | EU\Inbox\Combinations\Folder..4/..5\ | 29
133620 | H540B/LV24A-TPC | H540B/LV24A-TPC |  | H540B | / | LV24A-TPC | Standard actuator | 0 | Scenario 2 |  | PPK¦SelectPro¦VDI3805¦Internet_EU |  |  | H540B/LV24A-TPC | Globe valve | 150 kPa | 150 kPa |  | EU\Inbox\Combinations\Folder..4/..5\ | 29
133625 | H550B+LV230A-TPC | H550B+LV230A-TPC |  | H550B | + | LV230A-TPC | Standard actuator | 0 | Scenario 2 |  | PPK¦SelectPro¦VDI3805¦Internet_EU |  |  | H550B+LV230A-TPC | Globe valve | 70 kPa | 70 kPa |  | EU\Inbox\Combinations\Folder..4/..5\ | 33
133626 | H550B/LV230A-TPC | H550B/LV230A-TPC |  | H550B | / | LV230A-TPC | Standard actuator | 0 | Scenario 2 |  | PPK¦SelectPro¦VDI3805¦Internet_EU |  |  | H550B/LV230A-TPC | Globe valve | 70 kPa | 70 kPa |  | EU\Inbox\Combinations\Folder..4/..5\ | 33
133629 | H550B+LV24A-TPC | H550B+LV24A-TPC |  | H550B | + | LV24A-TPC | Standard actuator | 0 | Scenario 2 |  | PPK¦SelectPro¦VDI3805¦Internet_EU |  |  | H550B+LV24A-TPC | Globe valve | 70 kPa | 70 kPa |  | EU\Inbox\Combinations\Folder..4/..5\ | 29
133630 | H550B/LV24A-TPC | H550B/LV24A-TPC |  | H550B | / | LV24A-TPC | Standard actuator | 0 | Scenario 2 |  | PPK¦SelectPro¦VDI3805¦Internet_EU |  |  | H550B/LV24A-TPC | Globe valve | 70 kPa | 70 kPa |  | EU\Inbox\Combinations\Folder..4/..5\ | 29
133635 | H6015X1-S2+LV230A-TPC | H6015X1-S2+LV230A-TPC |  | H6015X1-S2 | + | LV230A-TPC | Standard actuator | 1 | Scenario 2 |  | PPK¦SelectPro¦VDI3805¦Internet_EU |  |  | H6015X1-S2+LV230A-TPC | Globe valve | 800 kPa | 800 kPa |  | EU\Inbox\Combinations\Folder..6/..7\ | 34
133636 | H6015X1-S2/LV230A-TPC | H6015X1-S2/LV230A-TPC |  | H6015X1-S2 | / | LV230A-TPC | Standard actuator | 1 | Scenario 2 |  | PPK¦SelectPro¦VDI3805¦Internet_EU |  |  | H6015X1-S2/LV230A-TPC | Globe valve | 800 kPa | 800 kPa |  | EU\Inbox\Combinations\Folder..6/..7\ | 34
133639 | H6015X1-S2+LV24A-TPC | H6015X1-S2+LV24A-TPC |  | H6015X1-S2 | + | LV24A-TPC | Standard actuator | 1 | Scenario 2 |  | PPK¦SelectPro¦VDI3805¦Internet_EU |  |  | H6015X1-S2+LV24A-TPC | Globe valve | 800 kPa | 800 kPa |  | EU\Inbox\Combinations\Folder..6/..7\ | 30
133640 | H6015X1-S2/LV24A-TPC | H6015X1-S2/LV24A-TPC |  | H6015X1-S2 | / | LV24A-TPC | Standard actuator | 1 | Scenario 2 |  | PPK¦SelectPro¦VDI3805¦Internet_EU |  |  | H6015X1-S2/LV24A-TPC | Globe valve | 800 kPa | 800 kPa |  | EU\Inbox\Combinations\Folder..6/..7\ | 30
133645 | H6015X1P6-S2+LV230A-TPC | H6015X1P6-S2+LV230A-TPC |  | H6015X1P6-S2 | + | LV230A-TPC | Standard actuator | 1 | Scenario 2 |  | PPK¦SelectPro¦VDI3805¦Internet_EU |  |  | H6015X1P6-S2+LV230A-TPC | Globe valve | 800 kPa | 800 kPa |  | EU\Inbox\Combinations\Folder..6/..7\ | 34
133646 | H6015X1P6-S2/LV230A-TPC | H6015X1P6-S2/LV230A-TPC |  | H6015X1P6-S2 | / | LV230A-TPC | Standard actuator | 1 | Scenario 2 |  | PPK¦SelectPro¦VDI3805¦Internet_EU |  |  | H6015X1P6-S2/LV230A-TPC | Globe valve | 800 kPa | 800 kPa |  | EU\Inbox\Combinations\Folder..6/..7\ | 34
133649 | H6015X1P6-S2+LV24A-TPC | H6015X1P6-S2+LV24A-TPC |  | H6015X1P6-S2 | + | LV24A-TPC | Standard actuator | 1 | Scenario 2 |  | PPK¦SelectPro¦VDI3805¦Internet_EU |  |  | H6015X1P6-S2+LV24A-TPC | Globe valve | 800 kPa | 800 kPa |  | EU\Inbox\Combinations\Folder..6/..7\ | 30
133650 | H6015X1P6-S2/LV24A-TPC | H6015X1P6-S2/LV24A-TPC |  | H6015X1P6-S2 | / | LV24A-TPC | Standard actuator | 1 | Scenario 2 |  | PPK¦SelectPro¦VDI3805¦Internet_EU |  |  | H6015X1P6-S2/LV24A-TPC | Globe valve | 800 kPa | 800 kPa |  | EU\Inbox\Combinations\Folder..6/..7\ | 30
133655 | H6015X2P5-S2+LV230A-TPC | H6015X2P5-S2+LV230A-TPC |  | H6015X2P5-S2 | + | LV230A-TPC | Standard actuator | 1 | Scenario 2 |  | PPK¦SelectPro¦VDI3805¦Internet_EU |  |  | H6015X2P5-S2+LV230A-TPC | Globe valve | 800 kPa | 800 kPa |  | EU\Inbox\Combinations\Folder..6/..7\ | 34
133656 | H6015X2P5-S2/LV230A-TPC | H6015X2P5-S2/LV230A-TPC |  | H6015X2P5-S2 | / | LV230A-TPC | Standard actuator | 1 | Scenario 2 |  | PPK¦SelectPro¦VDI3805¦Internet_EU |  |  | H6015X2P5-S2/LV230A-TPC | Globe valve | 800 kPa | 800 kPa |  | EU\Inbox\Combinations\Folder..6/..7\ | 34
133659 | H6015X2P5-S2+LV24A-TPC | H6015X2P5-S2+LV24A-TPC |  | H6015X2P5-S2 | + | LV24A-TPC | Standard actuator | 1 | Scenario 2 |  | PPK¦SelectPro¦VDI3805¦Internet_EU |  |  | H6015X2P5-S2+LV24A-TPC | Globe valve | 800 kPa | 800 kPa |  | EU\Inbox\Combinations\Folder..6/..7\ | 30
133660 | H6015X2P5-S2/LV24A-TPC | H6015X2P5-S2/LV24A-TPC |  | H6015X2P5-S2 | / | LV24A-TPC | Standard actuator | 1 | Scenario 2 |  | PPK¦SelectPro¦VDI3805¦Internet_EU |  |  | H6015X2P5-S2/LV24A-TPC | Globe valve | 800 kPa | 800 kPa |  | EU\Inbox\Combinations\Folder..6/..7\ | 30
133665 | H6015X4-S2+LV230A-TPC | H6015X4-S2+LV230A-TPC |  | H6015X4-S2 | + | LV230A-TPC | Standard actuator | 1 | Scenario 2 |  | PPK¦SelectPro¦VDI3805¦Internet_EU |  |  | H6015X4-S2+LV230A-TPC | Globe valve | 800 kPa | 800 kPa |  | EU\Inbox\Combinations\Folder..6/..7\ | 34
133666 | H6015X4-S2/LV230A-TPC | H6015X4-S2/LV230A-TPC |  | H6015X4-S2 | / | LV230A-TPC | Standard actuator | 1 | Scenario 2 |  | PPK¦SelectPro¦VDI3805¦Internet_EU |  |  | H6015X4-S2/LV230A-TPC | Globe valve | 800 kPa | 800 kPa |  | EU\Inbox\Combinations\Folder..6/..7\ | 34
133669 | H6015X4-S2+LV24A-TPC | H6015X4-S2+LV24A-TPC |  | H6015X4-S2 | + | LV24A-TPC | Standard actuator | 1 | Scenario 2 |  | PPK¦SelectPro¦VDI3805¦Internet_EU |  |  | H6015X4-S2+LV24A-TPC | Globe valve | 800 kPa | 800 kPa |  | EU\Inbox\Combinations\Folder..6/..7\ | 30
133670 | H6015X4-S2/LV24A-TPC | H6015X4-S2/LV24A-TPC |  | H6015X4-S2 | / | LV24A-TPC | Standard actuator | 1 | Scenario 2 |  | PPK¦SelectPro¦VDI3805¦Internet_EU |  |  | H6015X4-S2/LV24A-TPC | Globe valve | 800 kPa | 800 kPa |  | EU\Inbox\Combinations\Folder..6/..7\ | 30
133675 | H6015XP4-S2+LV230A-TPC | H6015XP4-S2+LV230A-TPC |  | H6015XP4-S2 | + | LV230A-TPC | Standard actuator | 1 | Scenario 2 |  | PPK¦SelectPro¦VDI3805¦Internet_EU |  |  | H6015XP4-S2+LV230A-TPC | Globe valve | 2500 kPa | 1000 kPa |  | EU\Inbox\Combinations\Folder..6/..7\ | 34
133676 | H6015XP4-S2/LV230A-TPC | H6015XP4-S2/LV230A-TPC |  | H6015XP4-S2 | / | LV230A-TPC | Standard actuator | 1 | Scenario 2 |  | PPK¦SelectPro¦VDI3805¦Internet_EU |  |  | H6015XP4-S2/LV230A-TPC | Globe valve | 2500 kPa | 1000 kPa |  | EU\Inbox\Combinations\Folder..6/..7\ | 34
133679 | H6015XP4-S2+LV24A-TPC | H6015XP4-S2+LV24A-TPC |  | H6015XP4-S2 | + | LV24A-TPC | Standard actuator | 1 | Scenario 2 |  | PPK¦SelectPro¦VDI3805¦Internet_EU |  |  | H6015XP4-S2+LV24A-TPC | Globe valve | 2500 kPa | 1000 kPa |  | EU\Inbox\Combinations\Folder..6/..7\ | 30
133680 | H6015XP4-S2/LV24A-TPC | H6015XP4-S2/LV24A-TPC |  | H6015XP4-S2 | / | LV24A-TPC | Standard actuator | 1 | Scenario 2 |  | PPK¦SelectPro¦VDI3805¦Internet_EU |  |  | H6015XP4-S2/LV24A-TPC | Globe valve | 2500 kPa | 1000 kPa |  | EU\Inbox\Combinations\Folder..6/..7\ | 30
133685 | H6015XP63-S2+LV230A-TPC | H6015XP63-S2+LV230A-TPC |  | H6015XP63-S2 | + | LV230A-TPC | Standard actuator | 1 | Scenario 2 |  | PPK¦SelectPro¦VDI3805¦Internet_EU |  |  | H6015XP63-S2+LV230A-TPC | Globe valve | 2500 kPa | 1000 kPa |  | EU\Inbox\Combinations\Folder..6/..7\ | 35
133686 | H6015XP63-S2/LV230A-TPC | H6015XP63-S2/LV230A-TPC |  | H6015XP63-S2 | / | LV230A-TPC | Standard actuator | 1 | Scenario 2 |  | PPK¦SelectPro¦VDI3805¦Internet_EU |  |  | H6015XP63-S2/LV230A-TPC | Globe valve | 2500 kPa | 1000 kPa |  | EU\Inbox\Combinations\Folder..6/..7\ | 35
133689 | H6015XP63-S2+LV24A-TPC | H6015XP63-S2+LV24A-TPC |  | H6015XP63-S2 | + | LV24A-TPC | Standard actuator | 1 | Scenario 2 |  | PPK¦SelectPro¦VDI3805¦Internet_EU |  |  | H6015XP63-S2+LV24A-TPC | Globe valve | 2500 kPa | 1000 kPa |  | EU\Inbox\Combinations\Folder..6/..7\ | 30
133690 | H6015XP63-S2/LV24A-TPC | H6015XP63-S2/LV24A-TPC |  | H6015XP63-S2 | / | LV24A-TPC | Standard actuator | 1 | Scenario 2 |  | PPK¦SelectPro¦VDI3805¦Internet_EU |  |  | H6015XP63-S2/LV24A-TPC | Globe valve | 2500 kPa | 1000 kPa |  | EU\Inbox\Combinations\Folder..6/..7\ | 30
133697 | H7015Y4-S2+NV24A-TPC | H7015Y4-S2+NV24A-TPC |  | H7015Y4-S2 | + | NV24A-TPC | Standard actuator | 1 | Scenario 2 |  | PPK¦SelectPro¦VDI3805¦Internet_EU |  |  | H7015Y4-S2+NV24A-TPC | Globe valve | 2200 kPa | 1000 kPa |  | EU\Inbox\Combinations\Folder..6/..7\ | 34
133698 | H7015Y4-S2/NV24A-TPC | H7015Y4-S2/NV24A-TPC |  | H7015Y4-S2 | / | NV24A-TPC | Standard actuator | 1 | Scenario 2 |  | PPK¦SelectPro¦VDI3805¦Internet_EU |  |  | H7015Y4-S2/NV24A-TPC | Globe valve | 2200 kPa | 1000 kPa |  | EU\Inbox\Combinations\Folder..6/..7\ | 34
133709 | H7020X6P3-S2+NV24A-TPC | H7020X6P3-S2+NV24A-TPC |  | H7020X6P3-S2 | + | NV24A-TPC | Standard actuator | 1 | Scenario 2 |  | PPK¦SelectPro¦VDI3805¦Internet_EU |  |  | H7020X6P3-S2+NV24A-TPC | Globe valve | 1500 kPa | 1000 kPa |  | EU\Inbox\Combinations\Folder..6/..7\ | 32
133710 | H7020X6P3-S2/NV24A-TPC | H7020X6P3-S2/NV24A-TPC |  | H7020X6P3-S2 | / | NV24A-TPC | Standard actuator | 1 | Scenario 2 |  | PPK¦SelectPro¦VDI3805¦Internet_EU |  |  | H7020X6P3-S2/NV24A-TPC | Globe valve | 1500 kPa | 1000 kPa |  | EU\Inbox\Combinations\Folder..6/..7\ | 32
133721 | H7020Y6P3-S2+NV24A-TPC | H7020Y6P3-S2+NV24A-TPC |  | H7020Y6P3-S2 | + | NV24A-TPC | Standard actuator | 1 | Scenario 2 |  | PPK¦SelectPro¦VDI3805¦Internet_EU |  |  | H7020Y6P3-S2+NV24A-TPC | Globe valve | 1500 kPa | 1000 kPa |  | EU\Inbox\Combinations\Folder..6/..7\ | 32
133722 | H7020Y6P3-S2/NV24A-TPC | H7020Y6P3-S2/NV24A-TPC |  | H7020Y6P3-S2 | / | NV24A-TPC | Standard actuator | 1 | Scenario 2 |  | PPK¦SelectPro¦VDI3805¦Internet_EU |  |  | H7020Y6P3-S2/NV24A-TPC | Globe valve | 1500 kPa | 1000 kPa |  | EU\Inbox\Combinations\Folder..6/..7\ | 32
133733 | H7025X10-S2+NV24A-TPC | H7025X10-S2+NV24A-TPC |  | H7025X10-S2 | + | NV24A-TPC | Standard actuator | 1 | Scenario 2 |  | PPK¦SelectPro¦VDI3805¦Internet_EU |  |  | H7025X10-S2+NV24A-TPC | Globe valve | 1300 kPa | 1000 kPa |  | EU\Inbox\Combinations\Folder..6/..7\ | 32
133734 | H7025X10-S2/NV24A-TPC | H7025X10-S2/NV24A-TPC |  | H7025X10-S2 | / | NV24A-TPC | Standard actuator | 1 | Scenario 2 |  | PPK¦SelectPro¦VDI3805¦Internet_EU |  |  | H7025X10-S2/NV24A-TPC | Globe valve | 1300 kPa | 1000 kPa |  | EU\Inbox\Combinations\Folder..6/..7\ | 32
133745 | H7025Y10-S2+NV24A-TPC | H7025Y10-S2+NV24A-TPC |  | H7025Y10-S2 | + | NV24A-TPC | Standard actuator | 1 | Scenario 2 |  | PPK¦SelectPro¦VDI3805¦Internet_EU |  |  | H7025Y10-S2+NV24A-TPC | Globe valve | 1300 kPa | 1000 kPa |  | EU\Inbox\Combinations\Folder..6/..7\ | 32
133746 | H7025Y10-S2/NV24A-TPC | H7025Y10-S2/NV24A-TPC |  | H7025Y10-S2 | / | NV24A-TPC | Standard actuator | 1 | Scenario 2 |  | PPK¦SelectPro¦VDI3805¦Internet_EU |  |  | H7025Y10-S2/NV24A-TPC | Globe valve | 1300 kPa | 1000 kPa |  | EU\Inbox\Combinations\Folder..6/..7\ | 32
133757 | H7032X16-S2+NV24A-TPC | H7032X16-S2+NV24A-TPC |  | H7032X16-S2 | + | NV24A-TPC | Standard actuator | 0 | Scenario 2 |  | PPK¦SelectPro¦VDI3805¦Internet_EU |  |  | H7032X16-S2+NV24A-TPC | Globe valve | 900 kPa | 900 kPa |  | EU\Inbox\Combinations\Folder..6/..7\ | 32
133758 | H7032X16-S2/NV24A-TPC | H7032X16-S2/NV24A-TPC |  | H7032X16-S2 | / | NV24A-TPC | Standard actuator | 0 | Scenario 2 |  | PPK¦SelectPro¦VDI3805¦Internet_EU |  |  | H7032X16-S2/NV24A-TPC | Globe valve | 900 kPa | 900 kPa |  | EU\Inbox\Combinations\Folder..6/..7\ | 32
133769 | H7032Y16-S2+NV24A-TPC | H7032Y16-S2+NV24A-TPC |  | H7032Y16-S2 | + | NV24A-TPC | Standard actuator | 0 | Scenario 2 |  | PPK¦SelectPro¦VDI3805¦Internet_EU |  |  | H7032Y16-S2+NV24A-TPC | Globe valve | 900 kPa | 900 kPa |  | EU\Inbox\Combinations\Folder..6/..7\ | 33
133770 | H7032Y16-S2/NV24A-TPC | H7032Y16-S2/NV24A-TPC |  | H7032Y16-S2 | / | NV24A-TPC | Standard actuator | 0 | Scenario 2 |  | PPK¦SelectPro¦VDI3805¦Internet_EU |  |  | H7032Y16-S2/NV24A-TPC | Globe valve | 900 kPa | 900 kPa |  | EU\Inbox\Combinations\Folder..6/..7\ | 33
133781 | H7040X25-S2+NV24A-TPC | H7040X25-S2+NV24A-TPC |  | H7040X25-S2 | + | NV24A-TPC | Standard actuator | 0 | Scenario 2 |  | PPK¦SelectPro¦VDI3805¦Internet_EU |  |  | H7040X25-S2+NV24A-TPC | Globe valve | 500 kPa | 500 kPa |  | EU\Inbox\Combinations\Folder..6/..7\ | 33
133782 | H7040X25-S2/NV24A-TPC | H7040X25-S2/NV24A-TPC |  | H7040X25-S2 | / | NV24A-TPC | Standard actuator | 0 | Scenario 2 |  | PPK¦SelectPro¦VDI3805¦Internet_EU |  |  | H7040X25-S2/NV24A-TPC | Globe valve | 500 kPa | 500 kPa |  | EU\Inbox\Combinations\Folder..6/..7\ | 33
133793 | H7040Y25-S2+NV24A-TPC | H7040Y25-S2+NV24A-TPC |  | H7040Y25-S2 | + | NV24A-TPC | Standard actuator | 0 | Scenario 2 |  | PPK¦SelectPro¦VDI3805¦Internet_EU |  |  | H7040Y25-S2+NV24A-TPC | Globe valve | 500 kPa | 500 kPa |  | EU\Inbox\Combinations\Folder..6/..7\ | 33
133794 | H7040Y25-S2/NV24A-TPC | H7040Y25-S2/NV24A-TPC |  | H7040Y25-S2 | / | NV24A-TPC | Standard actuator | 0 | Scenario 2 |  | PPK¦SelectPro¦VDI3805¦Internet_EU |  |  | H7040Y25-S2/NV24A-TPC | Globe valve | 500 kPa | 500 kPa |  | EU\Inbox\Combinations\Folder..6/..7\ | 33
133805 | H7050X40-S2+NV24A-TPC | H7050X40-S2+NV24A-TPC |  | H7050X40-S2 | + | NV24A-TPC | Standard actuator | 0 | Scenario 2 |  | PPK¦SelectPro¦VDI3805¦Internet_EU |  |  | H7050X40-S2+NV24A-TPC | Globe valve | 300 kPa | 300 kPa |  | EU\Inbox\Combinations\Folder..6/..7\ | 33
133806 | H7050X40-S2/NV24A-TPC | H7050X40-S2/NV24A-TPC |  | H7050X40-S2 | / | NV24A-TPC | Standard actuator | 0 | Scenario 2 |  | PPK¦SelectPro¦VDI3805¦Internet_EU |  |  | H7050X40-S2/NV24A-TPC | Globe valve | 300 kPa | 300 kPa |  | EU\Inbox\Combinations\Folder..6/..7\ | 33
133817 | H7050Y40-S2+NV24A-TPC | H7050Y40-S2+NV24A-TPC |  | H7050Y40-S2 | + | NV24A-TPC | Standard actuator | 0 | Scenario 2 |  | PPK¦SelectPro¦VDI3805¦Internet_EU |  |  | H7050Y40-S2+NV24A-TPC | Globe valve | 300 kPa | 300 kPa |  | EU\Inbox\Combinations\Folder..6/..7\ | 33
133818 | H7050Y40-S2/NV24A-TPC | H7050Y40-S2/NV24A-TPC |  | H7050Y40-S2 | / | NV24A-TPC | Standard actuator | 0 | Scenario 2 |  | PPK¦SelectPro¦VDI3805¦Internet_EU |  |  | H7050Y40-S2/NV24A-TPC | Globe valve | 300 kPa | 300 kPa |  | EU\Inbox\Combinations\Folder..6/..7\ | 33
133829 | H711N+NV24A-TPC | H711N+NV24A-TPC |  | H711N | + | NV24A-TPC | Standard actuator | 0 | Scenario 2 |  | PPK¦SelectPro¦VDI3805¦Internet_EU |  |  | H711N+NV24A-TPC | Globe valve | 1600 kPa | 400 kPa |  | EU\Inbox\Combinations\Folder..6/..7\ | 33
133830 | H711N/NV24A-TPC | H711N/NV24A-TPC |  | H711N | / | NV24A-TPC | Standard actuator | 0 | Scenario 2 |  | PPK¦SelectPro¦VDI3805¦Internet_EU |  |  | H711N/NV24A-TPC | Globe valve | 1600 kPa | 400 kPa |  | EU\Inbox\Combinations\Folder..6/..7\ | 33
133841 | H711R+NV24A-TPC | H711R+NV24A-TPC |  | H711R | + | NV24A-TPC | Standard actuator | 0 | Scenario 2 |  | PPK¦SelectPro¦VDI3805¦Internet_EU |  |  | H711R+NV24A-TPC | Globe valve | 600 kPa | 400 kPa |  | EU\Inbox\Combinations\Folder..6/..7\ | 32
133842 | H711R/NV24A-TPC | H711R/NV24A-TPC |  | H711R | / | NV24A-TPC | Standard actuator | 0 | Scenario 2 |  | PPK¦SelectPro¦VDI3805¦Internet_EU |  |  | H711R/NV24A-TPC | Globe valve | 600 kPa | 400 kPa |  | EU\Inbox\Combinations\Folder..6/..7\ | 32
133853 | H712N+NV24A-TPC | H712N+NV24A-TPC |  | H712N | + | NV24A-TPC | Standard actuator | 0 | Scenario 2 |  | PPK¦SelectPro¦VDI3805¦Internet_EU |  |  | H712N+NV24A-TPC | Globe valve | 1600 kPa | 400 kPa |  | EU\Inbox\Combinations\Folder..6/..7\ | 33
133854 | H712N/NV24A-TPC | H712N/NV24A-TPC |  | H712N | / | NV24A-TPC | Standard actuator | 0 | Scenario 2 |  | PPK¦SelectPro¦VDI3805¦Internet_EU |  |  | H712N/NV24A-TPC | Globe valve | 1600 kPa | 400 kPa |  | EU\Inbox\Combinations\Folder..6/..7\ | 33
133865 | H712R+NV24A-TPC | H712R+NV24A-TPC |  | H712R | + | NV24A-TPC | Standard actuator | 0 | Scenario 2 |  | PPK¦SelectPro¦VDI3805¦Internet_EU |  |  | H712R+NV24A-TPC | Globe valve | 600 kPa | 400 kPa |  | EU\Inbox\Combinations\Folder..6/..7\ | 32
133866 | H712R/NV24A-TPC | H712R/NV24A-TPC |  | H712R | / | NV24A-TPC | Standard actuator | 0 | Scenario 2 |  | PPK¦SelectPro¦VDI3805¦Internet_EU |  |  | H712R/NV24A-TPC | Globe valve | 600 kPa | 400 kPa |  | EU\Inbox\Combinations\Folder..6/..7\ | 32
133877 | H713N+NV24A-TPC | H713N+NV24A-TPC |  | H713N | + | NV24A-TPC | Standard actuator | 0 | Scenario 2 |  | PPK¦SelectPro¦VDI3805¦Internet_EU |  |  | H713N+NV24A-TPC | Globe valve | 1600 kPa | 400 kPa |  | EU\Inbox\Combinations\Folder..6/..7\ | 33
133878 | H713N/NV24A-TPC | H713N/NV24A-TPC |  | H713N | / | NV24A-TPC | Standard actuator | 0 | Scenario 2 |  | PPK¦SelectPro¦VDI3805¦Internet_EU |  |  | H713N/NV24A-TPC | Globe valve | 1600 kPa | 400 kPa |  | EU\Inbox\Combinations\Folder..6/..7\ | 33
133889 | H713R+NV24A-TPC | H713R+NV24A-TPC |  | H713R | + | NV24A-TPC | Standard actuator | 0 | Scenario 2 |  | PPK¦SelectPro¦VDI3805¦Internet_EU |  |  | H713R+NV24A-TPC | Globe valve | 600 kPa | 400 kPa |  | EU\Inbox\Combinations\Folder..6/..7\ | 32
133890 | H713R/NV24A-TPC | H713R/NV24A-TPC |  | H713R | / | NV24A-TPC | Standard actuator | 0 | Scenario 2 |  | PPK¦SelectPro¦VDI3805¦Internet_EU |  |  | H713R/NV24A-TPC | Globe valve | 600 kPa | 400 kPa |  | EU\Inbox\Combinations\Folder..6/..7\ | 32
133901 | H714N+NV24A-TPC | H714N+NV24A-TPC |  | H714N | + | NV24A-TPC | Standard actuator | 0 | Scenario 2 |  | PPK¦SelectPro¦VDI3805¦Internet_EU |  |  | H714N+NV24A-TPC | Globe valve | 1600 kPa | 400 kPa |  | EU\Inbox\Combinations\Folder..6/..7\ | 33
133902 | H714N/NV24A-TPC | H714N/NV24A-TPC |  | H714N | / | NV24A-TPC | Standard actuator | 0 | Scenario 2 |  | PPK¦SelectPro¦VDI3805¦Internet_EU |  |  | H714N/NV24A-TPC | Globe valve | 1600 kPa | 400 kPa |  | EU\Inbox\Combinations\Folder..6/..7\ | 33
133913 | H714R+NV24A-TPC | H714R+NV24A-TPC |  | H714R | + | NV24A-TPC | Standard actuator | 0 | Scenario 2 |  | PPK¦SelectPro¦VDI3805¦Internet_EU |  |  | H714R+NV24A-TPC | Globe valve | 600 kPa | 400 kPa |  | EU\Inbox\Combinations\Folder..6/..7\ | 32
133914 | H714R/NV24A-TPC | H714R/NV24A-TPC |  | H714R | / | NV24A-TPC | Standard actuator | 0 | Scenario 2 |  | PPK¦SelectPro¦VDI3805¦Internet_EU |  |  | H714R/NV24A-TPC | Globe valve | 600 kPa | 400 kPa |  | EU\Inbox\Combinations\Folder..6/..7\ | 32
133925 | H715N+NV24A-TPC | H715N+NV24A-TPC |  | H715N | + | NV24A-TPC | Standard actuator | 0 | Scenario 2 |  | PPK¦SelectPro¦VDI3805¦Internet_EU |  |  | H715N+NV24A-TPC | Globe valve | 1600 kPa | 400 kPa |  | EU\Inbox\Combinations\Folder..6/..7\ | 33
133926 | H715N/NV24A-TPC | H715N/NV24A-TPC |  | H715N | / | NV24A-TPC | Standard actuator | 0 | Scenario 2 |  | PPK¦SelectPro¦VDI3805¦Internet_EU |  |  | H715N/NV24A-TPC | Globe valve | 1600 kPa | 400 kPa |  | EU\Inbox\Combinations\Folder..6/..7\ | 33
133937 | H715R+NV24A-TPC | H715R+NV24A-TPC |  | H715R | + | NV24A-TPC | Standard actuator | 0 | Scenario 2 |  | PPK¦SelectPro¦VDI3805¦Internet_EU |  |  | H715R+NV24A-TPC | Globe valve | 600 kPa | 400 kPa |  | EU\Inbox\Combinations\Folder..6/..7\ | 32
133938 | H715R/NV24A-TPC | H715R/NV24A-TPC |  | H715R | / | NV24A-TPC | Standard actuator | 0 | Scenario 2 |  | PPK¦SelectPro¦VDI3805¦Internet_EU |  |  | H715R/NV24A-TPC | Globe valve | 600 kPa | 400 kPa |  | EU\Inbox\Combinations\Folder..6/..7\ | 32
133949 | H720N+NV24A-TPC | H720N+NV24A-TPC |  | H720N | + | NV24A-TPC | Standard actuator | 0 | Scenario 2 |  | PPK¦SelectPro¦VDI3805¦Internet_EU |  |  | H720N+NV24A-TPC | Globe valve | 1600 kPa | 400 kPa |  | EU\Inbox\Combinations\Folder..6/..7\ | 33
133950 | H720N/NV24A-TPC | H720N/NV24A-TPC |  | H720N | / | NV24A-TPC | Standard actuator | 0 | Scenario 2 |  | PPK¦SelectPro¦VDI3805¦Internet_EU |  |  | H720N/NV24A-TPC | Globe valve | 1600 kPa | 400 kPa |  | EU\Inbox\Combinations\Folder..6/..7\ | 33
133961 | H720R+NV24A-TPC | H720R+NV24A-TPC |  | H720R | + | NV24A-TPC | Standard actuator | 0 | Scenario 2 |  | PPK¦SelectPro¦VDI3805¦Internet_EU |  |  | H720R+NV24A-TPC | Globe valve | 600 kPa | 400 kPa |  | EU\Inbox\Combinations\Folder..6/..7\ | 32
133962 | H720R/NV24A-TPC | H720R/NV24A-TPC |  | H720R | / | NV24A-TPC | Standard actuator | 0 | Scenario 2 |  | PPK¦SelectPro¦VDI3805¦Internet_EU |  |  | H720R/NV24A-TPC | Globe valve | 600 kPa | 400 kPa |  | EU\Inbox\Combinations\Folder..6/..7\ | 32
133971 | H6020X4-S2+LV230A-TPC | H6020X4-S2+LV230A-TPC |  | H6020X4-S2 | + | LV230A-TPC | Standard actuator | 0 | Scenario 2 |  | PPK¦SelectPro¦VDI3805¦Internet_EU |  |  | H6020X4-S2+LV230A-TPC | Globe valve | 800 kPa | 800 kPa |  | EU\Inbox\Combinations\Folder..6/..7\ | 33
133972 | H6020X4-S2/LV230A-TPC | H6020X4-S2/LV230A-TPC |  | H6020X4-S2 | / | LV230A-TPC | Standard actuator | 0 | Scenario 2 |  | PPK¦SelectPro¦VDI3805¦Internet_EU |  |  | H6020X4-S2/LV230A-TPC | Globe valve | 800 kPa | 800 kPa |  | EU\Inbox\Combinations\Folder..6/..7\ | 33
133975 | H6020X4-S2+LV24A-TPC | H6020X4-S2+LV24A-TPC |  | H6020X4-S2 | + | LV24A-TPC | Standard actuator | 0 | Scenario 2 |  | PPK¦SelectPro¦VDI3805¦Internet_EU |  |  | H6020X4-S2+LV24A-TPC | Globe valve | 800 kPa | 800 kPa |  | EU\Inbox\Combinations\Folder..6/..7\ | 30
133976 | H6020X4-S2/LV24A-TPC | H6020X4-S2/LV24A-TPC |  | H6020X4-S2 | / | LV24A-TPC | Standard actuator | 0 | Scenario 2 |  | PPK¦SelectPro¦VDI3805¦Internet_EU |  |  | H6020X4-S2/LV24A-TPC | Globe valve | 800 kPa | 800 kPa |  | EU\Inbox\Combinations\Folder..6/..7\ | 30
133981 | H6020X6P3-S2+LV230A-TPC | H6020X6P3-S2+LV230A-TPC |  | H6020X6P3-S2 | + | LV230A-TPC | Standard actuator | 0 | Scenario 2 |  | PPK¦SelectPro¦VDI3805¦Internet_EU |  |  | H6020X6P3-S2+LV230A-TPC | Globe valve | 600 kPa | 600 kPa |  | EU\Inbox\Combinations\Folder..6/..7\ | 34
133982 | H6020X6P3-S2/LV230A-TPC | H6020X6P3-S2/LV230A-TPC |  | H6020X6P3-S2 | / | LV230A-TPC | Standard actuator | 0 | Scenario 2 |  | PPK¦SelectPro¦VDI3805¦Internet_EU |  |  | H6020X6P3-S2/LV230A-TPC | Globe valve | 600 kPa | 600 kPa |  | EU\Inbox\Combinations\Folder..6/..7\ | 34
133985 | H6020X6P3-S2+LV24A-TPC | H6020X6P3-S2+LV24A-TPC |  | H6020X6P3-S2 | + | LV24A-TPC | Standard actuator | 0 | Scenario 2 |  | PPK¦SelectPro¦VDI3805¦Internet_EU |  |  | H6020X6P3-S2+LV24A-TPC | Globe valve | 600 kPa | 600 kPa |  | EU\Inbox\Combinations\Folder..6/..7\ | 30
133986 | H6020X6P3-S2/LV24A-TPC | H6020X6P3-S2/LV24A-TPC |  | H6020X6P3-S2 | / | LV24A-TPC | Standard actuator | 0 | Scenario 2 |  | PPK¦SelectPro¦VDI3805¦Internet_EU |  |  | H6020X6P3-S2/LV24A-TPC | Globe valve | 600 kPa | 600 kPa |  | EU\Inbox\Combinations\Folder..6/..7\ | 30
133991 | H6025X10-S2+LV230A-TPC | H6025X10-S2+LV230A-TPC |  | H6025X10-S2 | + | LV230A-TPC | Standard actuator | 0 | Scenario 2 |  | PPK¦SelectPro¦VDI3805¦Internet_EU |  |  | H6025X10-S2+LV230A-TPC | Globe valve | 450 kPa | 450 kPa |  | EU\Inbox\Combinations\Folder..6/..7\ | 33
133992 | H6025X10-S2/LV230A-TPC | H6025X10-S2/LV230A-TPC |  | H6025X10-S2 | / | LV230A-TPC | Standard actuator | 0 | Scenario 2 |  | PPK¦SelectPro¦VDI3805¦Internet_EU |  |  | H6025X10-S2/LV230A-TPC | Globe valve | 450 kPa | 450 kPa |  | EU\Inbox\Combinations\Folder..6/..7\ | 33
133995 | H6025X10-S2+LV24A-TPC | H6025X10-S2+LV24A-TPC |  | H6025X10-S2 | + | LV24A-TPC | Standard actuator | 0 | Scenario 2 |  | PPK¦SelectPro¦VDI3805¦Internet_EU |  |  | H6025X10-S2+LV24A-TPC | Globe valve | 450 kPa | 450 kPa |  | EU\Inbox\Combinations\Folder..6/..7\ | 30
133996 | H6025X10-S2/LV24A-TPC | H6025X10-S2/LV24A-TPC |  | H6025X10-S2 | / | LV24A-TPC | Standard actuator | 0 | Scenario 2 |  | PPK¦SelectPro¦VDI3805¦Internet_EU |  |  | H6025X10-S2/LV24A-TPC | Globe valve | 450 kPa | 450 kPa |  | EU\Inbox\Combinations\Folder..6/..7\ | 30
134001 | H6025X6P3-S2+LV230A-TPC | H6025X6P3-S2+LV230A-TPC |  | H6025X6P3-S2 | + | LV230A-TPC | Standard actuator | 0 | Scenario 2 |  | PPK¦SelectPro¦VDI3805¦Internet_EU |  |  | H6025X6P3-S2+LV230A-TPC | Globe valve | 450 kPa | 450 kPa |  | EU\Inbox\Combinations\Folder..6/..7\ | 33
134002 | H6025X6P3-S2/LV230A-TPC | H6025X6P3-S2/LV230A-TPC |  | H6025X6P3-S2 | / | LV230A-TPC | Standard actuator | 0 | Scenario 2 |  | PPK¦SelectPro¦VDI3805¦Internet_EU |  |  | H6025X6P3-S2/LV230A-TPC | Globe valve | 450 kPa | 450 kPa |  | EU\Inbox\Combinations\Folder..6/..7\ | 33
134005 | H6025X6P3-S2+LV24A-TPC | H6025X6P3-S2+LV24A-TPC |  | H6025X6P3-S2 | + | LV24A-TPC | Standard actuator | 0 | Scenario 2 |  | PPK¦SelectPro¦VDI3805¦Internet_EU |  |  | H6025X6P3-S2+LV24A-TPC | Globe valve | 450 kPa | 450 kPa |  | EU\Inbox\Combinations\Folder..6/..7\ | 30
134006 | H6025X6P3-S2/LV24A-TPC | H6025X6P3-S2/LV24A-TPC |  | H6025X6P3-S2 | / | LV24A-TPC | Standard actuator | 0 | Scenario 2 |  | PPK¦SelectPro¦VDI3805¦Internet_EU |  |  | H6025X6P3-S2/LV24A-TPC | Globe valve | 450 kPa | 450 kPa |  | EU\Inbox\Combinations\Folder..6/..7\ | 30
134011 | H6032X10-S2+LV230A-TPC | H6032X10-S2+LV230A-TPC |  | H6032X10-S2 | + | LV230A-TPC | Standard actuator | 0 | Scenario 2 |  | PPK¦SelectPro¦VDI3805¦Internet_EU |  |  | H6032X10-S2+LV230A-TPC | Globe valve | 300 kPa | 300 kPa |  | EU\Inbox\Combinations\Folder..6/..7\ | 33
134012 | H6032X10-S2/LV230A-TPC | H6032X10-S2/LV230A-TPC |  | H6032X10-S2 | / | LV230A-TPC | Standard actuator | 0 | Scenario 2 |  | PPK¦SelectPro¦VDI3805¦Internet_EU |  |  | H6032X10-S2/LV230A-TPC | Globe valve | 300 kPa | 300 kPa |  | EU\Inbox\Combinations\Folder..6/..7\ | 33
134015 | H6032X10-S2+LV24A-TPC | H6032X10-S2+LV24A-TPC |  | H6032X10-S2 | + | LV24A-TPC | Standard actuator | 0 | Scenario 2 |  | PPK¦SelectPro¦VDI3805¦Internet_EU |  |  | H6032X10-S2+LV24A-TPC | Globe valve | 300 kPa | 300 kPa |  | EU\Inbox\Combinations\Folder..6/..7\ | 30
134016 | H6032X10-S2/LV24A-TPC | H6032X10-S2/LV24A-TPC |  | H6032X10-S2 | / | LV24A-TPC | Standard actuator | 0 | Scenario 2 |  | PPK¦SelectPro¦VDI3805¦Internet_EU |  |  | H6032X10-S2/LV24A-TPC | Globe valve | 300 kPa | 300 kPa |  | EU\Inbox\Combinations\Folder..6/..7\ | 30
134021 | H6032X16-S2+LV230A-TPC | H6032X16-S2+LV230A-TPC |  | H6032X16-S2 | + | LV230A-TPC | Standard actuator | 0 | Scenario 2 |  | PPK¦SelectPro¦VDI3805¦Internet_EU |  |  | H6032X16-S2+LV230A-TPC | Globe valve | 300 kPa | 300 kPa |  | EU\Inbox\Combinations\Folder..6/..7\ | 33
134022 | H6032X16-S2/LV230A-TPC | H6032X16-S2/LV230A-TPC |  | H6032X16-S2 | / | LV230A-TPC | Standard actuator | 0 | Scenario 2 |  | PPK¦SelectPro¦VDI3805¦Internet_EU |  |  | H6032X16-S2/LV230A-TPC | Globe valve | 300 kPa | 300 kPa |  | EU\Inbox\Combinations\Folder..6/..7\ | 33
134025 | H6032X16-S2+LV24A-TPC | H6032X16-S2+LV24A-TPC |  | H6032X16-S2 | + | LV24A-TPC | Standard actuator | 0 | Scenario 2 |  | PPK¦SelectPro¦VDI3805¦Internet_EU |  |  | H6032X16-S2+LV24A-TPC | Globe valve | 300 kPa | 300 kPa |  | EU\Inbox\Combinations\Folder..6/..7\ | 30
134026 | H6032X16-S2/LV24A-TPC | H6032X16-S2/LV24A-TPC |  | H6032X16-S2 | / | LV24A-TPC | Standard actuator | 0 | Scenario 2 |  | PPK¦SelectPro¦VDI3805¦Internet_EU |  |  | H6032X16-S2/LV24A-TPC | Globe valve | 300 kPa | 300 kPa |  | EU\Inbox\Combinations\Folder..6/..7\ | 30
134031 | H6040X16-S2+LV230A-TPC | H6040X16-S2+LV230A-TPC |  | H6040X16-S2 | + | LV230A-TPC | Standard actuator | 0 | Scenario 2 |  | PPK¦SelectPro¦VDI3805¦Internet_EU |  |  | H6040X16-S2+LV230A-TPC | Globe valve | 140 kPa | 140 kPa |  | EU\Inbox\Combinations\Folder..6/..7\ | 33
134032 | H6040X16-S2/LV230A-TPC | H6040X16-S2/LV230A-TPC |  | H6040X16-S2 | / | LV230A-TPC | Standard actuator | 0 | Scenario 2 |  | PPK¦SelectPro¦VDI3805¦Internet_EU |  |  | H6040X16-S2/LV230A-TPC | Globe valve | 140 kPa | 140 kPa |  | EU\Inbox\Combinations\Folder..6/..7\ | 33
134035 | H6040X16-S2+LV24A-TPC | H6040X16-S2+LV24A-TPC |  | H6040X16-S2 | + | LV24A-TPC | Standard actuator | 0 | Scenario 2 |  | PPK¦SelectPro¦VDI3805¦Internet_EU |  |  | H6040X16-S2+LV24A-TPC | Globe valve | 140 kPa | 140 kPa |  | EU\Inbox\Combinations\Folder..6/..7\ | 29
134036 | H6040X16-S2/LV24A-TPC | H6040X16-S2/LV24A-TPC |  | H6040X16-S2 | / | LV24A-TPC | Standard actuator | 0 | Scenario 2 |  | PPK¦SelectPro¦VDI3805¦Internet_EU |  |  | H6040X16-S2/LV24A-TPC | Globe valve | 140 kPa | 140 kPa |  | EU\Inbox\Combinations\Folder..6/..7\ | 29
134041 | H6040X25-S2+LV230A-TPC | H6040X25-S2+LV230A-TPC |  | H6040X25-S2 | + | LV230A-TPC | Standard actuator | 0 | Scenario 2 |  | PPK¦SelectPro¦VDI3805¦Internet_EU |  |  | H6040X25-S2+LV230A-TPC | Globe valve | 140 kPa | 140 kPa |  | EU\Inbox\Combinations\Folder..6/..7\ | 31
134042 | H6040X25-S2/LV230A-TPC | H6040X25-S2/LV230A-TPC |  | H6040X25-S2 | / | LV230A-TPC | Standard actuator | 0 | Scenario 2 |  | PPK¦SelectPro¦VDI3805¦Internet_EU |  |  | H6040X25-S2/LV230A-TPC | Globe valve | 140 kPa | 140 kPa |  | EU\Inbox\Combinations\Folder..6/..7\ | 33
134045 | H6040X25-S2+LV24A-TPC | H6040X25-S2+LV24A-TPC |  | H6040X25-S2 | + | LV24A-TPC | Standard actuator | 0 | Scenario 2 |  | PPK¦SelectPro¦VDI3805¦Internet_EU |  |  | H6040X25-S2+LV24A-TPC | Globe valve | 140 kPa | 140 kPa |  | EU\Inbox\Combinations\Folder..6/..7\ | 29
134046 | H6040X25-S2/LV24A-TPC | H6040X25-S2/LV24A-TPC |  | H6040X25-S2 | / | LV24A-TPC | Standard actuator | 0 | Scenario 2 |  | PPK¦SelectPro¦VDI3805¦Internet_EU |  |  | H6040X25-S2/LV24A-TPC | Globe valve | 140 kPa | 140 kPa |  | EU\Inbox\Combinations\Folder..6/..7\ | 29
134051 | H6050X25-S2+LV230A-TPC | H6050X25-S2+LV230A-TPC |  | H6050X25-S2 | + | LV230A-TPC | Standard actuator | 0 | Scenario 2 |  | PPK¦SelectPro¦VDI3805¦Internet_EU |  |  | H6050X25-S2+LV230A-TPC | Globe valve | 60 kPa | 60 kPa |  | EU\Inbox\Combinations\Folder..6/..7\ | 31
134052 | H6050X25-S2/LV230A-TPC | H6050X25-S2/LV230A-TPC |  | H6050X25-S2 | / | LV230A-TPC | Standard actuator | 0 | Scenario 2 |  | PPK¦SelectPro¦VDI3805¦Internet_EU |  |  | H6050X25-S2/LV230A-TPC | Globe valve | 60 kPa | 60 kPa |  | EU\Inbox\Combinations\Folder..6/..7\ | 33
134055 | H6050X25-S2+LV24A-TPC | H6050X25-S2+LV24A-TPC |  | H6050X25-S2 | + | LV24A-TPC | Standard actuator | 0 | Scenario 2 |  | PPK¦SelectPro¦VDI3805¦Internet_EU |  |  | H6050X25-S2+LV24A-TPC | Globe valve | 60 kPa | 60 kPa |  | EU\Inbox\Combinations\Folder..6/..7\ | 30
134056 | H6050X25-S2/LV24A-TPC | H6050X25-S2/LV24A-TPC |  | H6050X25-S2 | / | LV24A-TPC | Standard actuator | 0 | Scenario 2 |  | PPK¦SelectPro¦VDI3805¦Internet_EU |  |  | H6050X25-S2/LV24A-TPC | Globe valve | 60 kPa | 60 kPa |  | EU\Inbox\Combinations\Folder..6/..7\ | 30
134061 | H6050X40-S2+LV230A-TPC | H6050X40-S2+LV230A-TPC |  | H6050X40-S2 | + | LV230A-TPC | Standard actuator | 0 | Scenario 2 |  | PPK¦SelectPro¦VDI3805¦Internet_EU |  |  | H6050X40-S2+LV230A-TPC | Globe valve | 60 kPa | 60 kPa |  | EU\Inbox\Combinations\Folder..6/..7\ | 33
134062 | H6050X40-S2/LV230A-TPC | H6050X40-S2/LV230A-TPC |  | H6050X40-S2 | / | LV230A-TPC | Standard actuator | 0 | Scenario 2 |  | PPK¦SelectPro¦VDI3805¦Internet_EU |  |  | H6050X40-S2/LV230A-TPC | Globe valve | 60 kPa | 60 kPa |  | EU\Inbox\Combinations\Folder..6/..7\ | 33
134065 | H6050X40-S2+LV24A-TPC | H6050X40-S2+LV24A-TPC |  | H6050X40-S2 | + | LV24A-TPC | Standard actuator | 0 | Scenario 2 |  | PPK¦SelectPro¦VDI3805¦Internet_EU |  |  | H6050X40-S2+LV24A-TPC | Globe valve | 60 kPa | 60 kPa |  | EU\Inbox\Combinations\Folder..6/..7\ | 30
134066 | H6050X40-S2/LV24A-TPC | H6050X40-S2/LV24A-TPC |  | H6050X40-S2 | / | LV24A-TPC | Standard actuator | 0 | Scenario 2 |  | PPK¦SelectPro¦VDI3805¦Internet_EU |  |  | H6050X40-S2/LV24A-TPC | Globe valve | 60 kPa | 60 kPa |  | EU\Inbox\Combinations\Folder..6/..7\ | 30
134071 | H610S+LV230A-TPC | H610S+LV230A-TPC |  | H610S | + | LV230A-TPC | Standard actuator | 1 | Scenario 2 |  | PPK¦SelectPro¦VDI3805¦Internet_EU |  |  | H610S+LV230A-TPC | Globe valve | 1600 kPa | 1000 kPa |  | EU\Inbox\Combinations\Folder..6/..7\ | 33
134072 | H610S/LV230A-TPC | H610S/LV230A-TPC |  | H610S | / | LV230A-TPC | Standard actuator | 1 | Scenario 2 |  | PPK¦SelectPro¦VDI3805¦Internet_EU |  |  | H610S/LV230A-TPC | Globe valve | 1600 kPa | 1000 kPa |  | EU\Inbox\Combinations\Folder..6/..7\ | 33
134075 | H610S+LV24A-TPC | H610S+LV24A-TPC |  | H610S | + | LV24A-TPC | Standard actuator | 1 | Scenario 2 |  | PPK¦SelectPro¦VDI3805¦Internet_EU |  |  | H610S+LV24A-TPC | Globe valve | 1600 kPa | 1000 kPa |  | EU\Inbox\Combinations\Folder..6/..7\ | 30
134076 | H610S/LV24A-TPC | H610S/LV24A-TPC |  | H610S | / | LV24A-TPC | Standard actuator | 1 | Scenario 2 |  | PPK¦SelectPro¦VDI3805¦Internet_EU |  |  | H610S/LV24A-TPC | Globe valve | 1600 kPa | 1000 kPa |  | EU\Inbox\Combinations\Folder..6/..7\ | 30
134081 | H611N+LV230A-TPC | H611N+LV230A-TPC |  | H611N | + | LV230A-TPC | Standard actuator | 1 | Scenario 2 |  | PPK¦SelectPro¦VDI3805¦Internet_EU |  |  | H611N+LV230A-TPC | Globe valve | 1300 kPa | 400 kPa |  | EU\Inbox\Combinations\Folder..6/..7\ | 33
134082 | H611N/LV230A-TPC | H611N/LV230A-TPC |  | H611N | / | LV230A-TPC | Standard actuator | 1 | Scenario 2 |  | PPK¦SelectPro¦VDI3805¦Internet_EU |  |  | H611N/LV230A-TPC | Globe valve | 1300 kPa | 400 kPa |  | EU\Inbox\Combinations\Folder..6/..7\ | 33
134085 | H611N+LV24A-TPC | H611N+LV24A-TPC |  | H611N | + | LV24A-TPC | Standard actuator | 1 | Scenario 2 |  | PPK¦SelectPro¦VDI3805¦Internet_EU |  |  | H611N+LV24A-TPC | Globe valve | 1300 kPa | 400 kPa |  | EU\Inbox\Combinations\Folder..6/..7\ | 30
134086 | H611N/LV24A-TPC | H611N/LV24A-TPC |  | H611N | / | LV24A-TPC | Standard actuator | 1 | Scenario 2 |  | PPK¦SelectPro¦VDI3805¦Internet_EU |  |  | H611N/LV24A-TPC | Globe valve | 1300 kPa | 400 kPa |  | EU\Inbox\Combinations\Folder..6/..7\ | 30
134091 | H611R+LV230A-TPC | H611R+LV230A-TPC |  | H611R | + | LV230A-TPC | Standard actuator | 1 | Scenario 2 |  | PPK¦SelectPro¦VDI3805¦Internet_EU |  |  | H611R+LV230A-TPC | Globe valve | 600 kPa | 400 kPa |  | EU\Inbox\Combinations\Folder..6/..7\ | 33
134092 | H611R/LV230A-TPC | H611R/LV230A-TPC |  | H611R | / | LV230A-TPC | Standard actuator | 1 | Scenario 2 |  | PPK¦SelectPro¦VDI3805¦Internet_EU |  |  | H611R/LV230A-TPC | Globe valve | 600 kPa | 400 kPa |  | EU\Inbox\Combinations\Folder..6/..7\ | 33
134095 | H611R+LV24A-TPC | H611R+LV24A-TPC |  | H611R | + | LV24A-TPC | Standard actuator | 1 | Scenario 2 |  | PPK¦SelectPro¦VDI3805¦Internet_EU |  |  | H611R+LV24A-TPC | Globe valve | 600 kPa | 400 kPa |  | EU\Inbox\Combinations\Folder..6/..7\ | 30
134096 | H611R/LV24A-TPC | H611R/LV24A-TPC |  | H611R | / | LV24A-TPC | Standard actuator | 1 | Scenario 2 |  | PPK¦SelectPro¦VDI3805¦Internet_EU |  |  | H611R/LV24A-TPC | Globe valve | 600 kPa | 400 kPa |  | EU\Inbox\Combinations\Folder..6/..7\ | 30
134101 | H611S+LV230A-TPC | H611S+LV230A-TPC |  | H611S | + | LV230A-TPC | Standard actuator | 1 | Scenario 2 |  | PPK¦SelectPro¦VDI3805¦Internet_EU |  |  | H611S+LV230A-TPC | Globe valve | 1600 kPa | 1000 kPa |  | EU\Inbox\Combinations\Folder..6/..7\ | 33
134102 | H611S/LV230A-TPC | H611S/LV230A-TPC |  | H611S | / | LV230A-TPC | Standard actuator | 1 | Scenario 2 |  | PPK¦SelectPro¦VDI3805¦Internet_EU |  |  | H611S/LV230A-TPC | Globe valve | 1600 kPa | 1000 kPa |  | EU\Inbox\Combinations\Folder..6/..7\ | 33
134105 | H611S+LV24A-TPC | H611S+LV24A-TPC |  | H611S | + | LV24A-TPC | Standard actuator | 1 | Scenario 2 |  | PPK¦SelectPro¦VDI3805¦Internet_EU |  |  | H611S+LV24A-TPC | Globe valve | 1600 kPa | 1000 kPa |  | EU\Inbox\Combinations\Folder..6/..7\ | 30
134106 | H611S/LV24A-TPC | H611S/LV24A-TPC |  | H611S | / | LV24A-TPC | Standard actuator | 1 | Scenario 2 |  | PPK¦SelectPro¦VDI3805¦Internet_EU |  |  | H611S/LV24A-TPC | Globe valve | 1600 kPa | 1000 kPa |  | EU\Inbox\Combinations\Folder..6/..7\ | 30
134111 | H612N+LV230A-TPC | H612N+LV230A-TPC |  | H612N | + | LV230A-TPC | Standard actuator | 1 | Scenario 2 |  | PPK¦SelectPro¦VDI3805¦Internet_EU |  |  | H612N+LV230A-TPC | Globe valve | 1300 kPa | 400 kPa |  | EU\Inbox\Combinations\Folder..6/..7\ | 33
134112 | H612N/LV230A-TPC | H612N/LV230A-TPC |  | H612N | / | LV230A-TPC | Standard actuator | 1 | Scenario 2 |  | PPK¦SelectPro¦VDI3805¦Internet_EU |  |  | H612N/LV230A-TPC | Globe valve | 1300 kPa | 400 kPa |  | EU\Inbox\Combinations\Folder..6/..7\ | 33
134115 | H612N+LV24A-TPC | H612N+LV24A-TPC |  | H612N | + | LV24A-TPC | Standard actuator | 1 | Scenario 2 |  | PPK¦SelectPro¦VDI3805¦Internet_EU |  |  | H612N+LV24A-TPC | Globe valve | 1300 kPa | 400 kPa |  | EU\Inbox\Combinations\Folder..6/..7\ | 30
134116 | H612N/LV24A-TPC | H612N/LV24A-TPC |  | H612N | / | LV24A-TPC | Standard actuator | 1 | Scenario 2 |  | PPK¦SelectPro¦VDI3805¦Internet_EU |  |  | H612N/LV24A-TPC | Globe valve | 1300 kPa | 400 kPa |  | EU\Inbox\Combinations\Folder..6/..7\ | 30
134121 | H612R+LV230A-TPC | H612R+LV230A-TPC |  | H612R | + | LV230A-TPC | Standard actuator | 1 | Scenario 2 |  | PPK¦SelectPro¦VDI3805¦Internet_EU |  |  | H612R+LV230A-TPC | Globe valve | 600 kPa | 400 kPa |  | EU\Inbox\Combinations\Folder..6/..7\ | 33
134122 | H612R/LV230A-TPC | H612R/LV230A-TPC |  | H612R | / | LV230A-TPC | Standard actuator | 1 | Scenario 2 |  | PPK¦SelectPro¦VDI3805¦Internet_EU |  |  | H612R/LV230A-TPC | Globe valve | 600 kPa | 400 kPa |  | EU\Inbox\Combinations\Folder..6/..7\ | 33
134125 | H612R+LV24A-TPC | H612R+LV24A-TPC |  | H612R | + | LV24A-TPC | Standard actuator | 1 | Scenario 2 |  | PPK¦SelectPro¦VDI3805¦Internet_EU |  |  | H612R+LV24A-TPC | Globe valve | 600 kPa | 400 kPa |  | EU\Inbox\Combinations\Folder..6/..7\ | 30
134126 | H612R/LV24A-TPC | H612R/LV24A-TPC |  | H612R | / | LV24A-TPC | Standard actuator | 1 | Scenario 2 |  | PPK¦SelectPro¦VDI3805¦Internet_EU |  |  | H612R/LV24A-TPC | Globe valve | 600 kPa | 400 kPa |  | EU\Inbox\Combinations\Folder..6/..7\ | 30
134131 | H612S+LV230A-TPC | H612S+LV230A-TPC |  | H612S | + | LV230A-TPC | Standard actuator | 1 | Scenario 2 |  | PPK¦SelectPro¦VDI3805¦Internet_EU |  |  | H612S+LV230A-TPC | Globe valve | 800 kPa | 800 kPa |  | EU\Inbox\Combinations\Folder..6/..7\ | 33
134132 | H612S/LV230A-TPC | H612S/LV230A-TPC |  | H612S | / | LV230A-TPC | Standard actuator | 1 | Scenario 2 |  | PPK¦SelectPro¦VDI3805¦Internet_EU |  |  | H612S/LV230A-TPC | Globe valve | 800 kPa | 800 kPa |  | EU\Inbox\Combinations\Folder..6/..7\ | 33
134135 | H612S+LV24A-TPC | H612S+LV24A-TPC |  | H612S | + | LV24A-TPC | Standard actuator | 1 | Scenario 2 |  | PPK¦SelectPro¦VDI3805¦Internet_EU |  |  | H612S+LV24A-TPC | Globe valve | 800 kPa | 800 kPa |  | EU\Inbox\Combinations\Folder..6/..7\ | 30
134136 | H612S/LV24A-TPC | H612S/LV24A-TPC |  | H612S | / | LV24A-TPC | Standard actuator | 1 | Scenario 2 |  | PPK¦SelectPro¦VDI3805¦Internet_EU |  |  | H612S/LV24A-TPC | Globe valve | 800 kPa | 800 kPa |  | EU\Inbox\Combinations\Folder..6/..7\ | 30
134141 | H613N+LV230A-TPC | H613N+LV230A-TPC |  | H613N | + | LV230A-TPC | Standard actuator | 1 | Scenario 2 |  | PPK¦SelectPro¦VDI3805¦Internet_EU |  |  | H613N+LV230A-TPC | Globe valve | 1300 kPa | 400 kPa |  | EU\Inbox\Combinations\Folder..6/..7\ | 33
134142 | H613N/LV230A-TPC | H613N/LV230A-TPC |  | H613N | / | LV230A-TPC | Standard actuator | 1 | Scenario 2 |  | PPK¦SelectPro¦VDI3805¦Internet_EU |  |  | H613N/LV230A-TPC | Globe valve | 1300 kPa | 400 kPa |  | EU\Inbox\Combinations\Folder..6/..7\ | 33
134145 | H613N+LV24A-TPC | H613N+LV24A-TPC |  | H613N | + | LV24A-TPC | Standard actuator | 1 | Scenario 2 |  | PPK¦SelectPro¦VDI3805¦Internet_EU |  |  | H613N+LV24A-TPC | Globe valve | 1300 kPa | 400 kPa |  | EU\Inbox\Combinations\Folder..6/..7\ | 30
134146 | H613N/LV24A-TPC | H613N/LV24A-TPC |  | H613N | / | LV24A-TPC | Standard actuator | 1 | Scenario 2 |  | PPK¦SelectPro¦VDI3805¦Internet_EU |  |  | H613N/LV24A-TPC | Globe valve | 1300 kPa | 400 kPa |  | EU\Inbox\Combinations\Folder..6/..7\ | 30
134151 | H613R+LV230A-TPC | H613R+LV230A-TPC |  | H613R | + | LV230A-TPC | Standard actuator | 1 | Scenario 2 |  | PPK¦SelectPro¦VDI3805¦Internet_EU |  |  | H613R+LV230A-TPC | Globe valve | 600 kPa | 400 kPa |  | EU\Inbox\Combinations\Folder..6/..7\ | 33
134152 | H613R/LV230A-TPC | H613R/LV230A-TPC |  | H613R | / | LV230A-TPC | Standard actuator | 1 | Scenario 2 |  | PPK¦SelectPro¦VDI3805¦Internet_EU |  |  | H613R/LV230A-TPC | Globe valve | 600 kPa | 400 kPa |  | EU\Inbox\Combinations\Folder..6/..7\ | 33
134155 | H613R+LV24A-TPC | H613R+LV24A-TPC |  | H613R | + | LV24A-TPC | Standard actuator | 1 | Scenario 2 |  | PPK¦SelectPro¦VDI3805¦Internet_EU |  |  | H613R+LV24A-TPC | Globe valve | 600 kPa | 400 kPa |  | EU\Inbox\Combinations\Folder..6/..7\ | 30
134156 | H613R/LV24A-TPC | H613R/LV24A-TPC |  | H613R | / | LV24A-TPC | Standard actuator | 1 | Scenario 2 |  | PPK¦SelectPro¦VDI3805¦Internet_EU |  |  | H613R/LV24A-TPC | Globe valve | 600 kPa | 400 kPa |  | EU\Inbox\Combinations\Folder..6/..7\ | 30
134161 | H613S+LV230A-TPC | H613S+LV230A-TPC |  | H613S | + | LV230A-TPC | Standard actuator | 1 | Scenario 2 |  | PPK¦SelectPro¦VDI3805¦Internet_EU |  |  | H613S+LV230A-TPC | Globe valve | 800 kPa | 800 kPa |  | EU\Inbox\Combinations\Folder..6/..7\ | 33
134162 | H613S/LV230A-TPC | H613S/LV230A-TPC |  | H613S | / | LV230A-TPC | Standard actuator | 1 | Scenario 2 |  | PPK¦SelectPro¦VDI3805¦Internet_EU |  |  | H613S/LV230A-TPC | Globe valve | 800 kPa | 800 kPa |  | EU\Inbox\Combinations\Folder..6/..7\ | 33
134165 | H613S+LV24A-TPC | H613S+LV24A-TPC |  | H613S | + | LV24A-TPC | Standard actuator | 1 | Scenario 2 |  | PPK¦SelectPro¦VDI3805¦Internet_EU |  |  | H613S+LV24A-TPC | Globe valve | 800 kPa | 800 kPa |  | EU\Inbox\Combinations\Folder..6/..7\ | 30
134166 | H613S/LV24A-TPC | H613S/LV24A-TPC |  | H613S | / | LV24A-TPC | Standard actuator | 1 | Scenario 2 |  | PPK¦SelectPro¦VDI3805¦Internet_EU |  |  | H613S/LV24A-TPC | Globe valve | 800 kPa | 800 kPa |  | EU\Inbox\Combinations\Folder..6/..7\ | 30
134171 | H614N+LV230A-TPC | H614N+LV230A-TPC |  | H614N | + | LV230A-TPC | Standard actuator | 1 | Scenario 2 |  | PPK¦SelectPro¦VDI3805¦Internet_EU |  |  | H614N+LV230A-TPC | Globe valve | 1300 kPa | 400 kPa |  | EU\Inbox\Combinations\Folder..6/..7\ | 33
134172 | H614N/LV230A-TPC | H614N/LV230A-TPC |  | H614N | / | LV230A-TPC | Standard actuator | 1 | Scenario 2 |  | PPK¦SelectPro¦VDI3805¦Internet_EU |  |  | H614N/LV230A-TPC | Globe valve | 1300 kPa | 400 kPa |  | EU\Inbox\Combinations\Folder..6/..7\ | 33
134175 | H614N+LV24A-TPC | H614N+LV24A-TPC |  | H614N | + | LV24A-TPC | Standard actuator | 1 | Scenario 2 |  | PPK¦SelectPro¦VDI3805¦Internet_EU |  |  | H614N+LV24A-TPC | Globe valve | 1300 kPa | 400 kPa |  | EU\Inbox\Combinations\Folder..6/..7\ | 30
134176 | H614N/LV24A-TPC | H614N/LV24A-TPC |  | H614N | / | LV24A-TPC | Standard actuator | 1 | Scenario 2 |  | PPK¦SelectPro¦VDI3805¦Internet_EU |  |  | H614N/LV24A-TPC | Globe valve | 1300 kPa | 400 kPa |  | EU\Inbox\Combinations\Folder..6/..7\ | 30
134181 | H614R+LV230A-TPC | H614R+LV230A-TPC |  | H614R | + | LV230A-TPC | Standard actuator | 1 | Scenario 2 |  | PPK¦SelectPro¦VDI3805¦Internet_EU |  |  | H614R+LV230A-TPC | Globe valve | 600 kPa | 400 kPa |  | EU\Inbox\Combinations\Folder..6/..7\ | 33
134182 | H614R/LV230A-TPC | H614R/LV230A-TPC |  | H614R | / | LV230A-TPC | Standard actuator | 1 | Scenario 2 |  | PPK¦SelectPro¦VDI3805¦Internet_EU |  |  | H614R/LV230A-TPC | Globe valve | 600 kPa | 400 kPa |  | EU\Inbox\Combinations\Folder..6/..7\ | 33
134185 | H614R+LV24A-TPC | H614R+LV24A-TPC |  | H614R | + | LV24A-TPC | Standard actuator | 1 | Scenario 2 |  | PPK¦SelectPro¦VDI3805¦Internet_EU |  |  | H614R+LV24A-TPC | Globe valve | 600 kPa | 400 kPa |  | EU\Inbox\Combinations\Folder..6/..7\ | 30
134186 | H614R/LV24A-TPC | H614R/LV24A-TPC |  | H614R | / | LV24A-TPC | Standard actuator | 1 | Scenario 2 |  | PPK¦SelectPro¦VDI3805¦Internet_EU |  |  | H614R/LV24A-TPC | Globe valve | 600 kPa | 400 kPa |  | EU\Inbox\Combinations\Folder..6/..7\ | 30
134191 | H614S+LV230A-TPC | H614S+LV230A-TPC |  | H614S | + | LV230A-TPC | Standard actuator | 1 | Scenario 2 |  | PPK¦SelectPro¦VDI3805¦Internet_EU |  |  | H614S+LV230A-TPC | Globe valve | 800 kPa | 800 kPa |  | EU\Inbox\Combinations\Folder..6/..7\ | 33
134192 | H614S/LV230A-TPC | H614S/LV230A-TPC |  | H614S | / | LV230A-TPC | Standard actuator | 1 | Scenario 2 |  | PPK¦SelectPro¦VDI3805¦Internet_EU |  |  | H614S/LV230A-TPC | Globe valve | 800 kPa | 800 kPa |  | EU\Inbox\Combinations\Folder..6/..7\ | 33
134195 | H614S+LV24A-TPC | H614S+LV24A-TPC |  | H614S | + | LV24A-TPC | Standard actuator | 1 | Scenario 2 |  | PPK¦SelectPro¦VDI3805¦Internet_EU |  |  | H614S+LV24A-TPC | Globe valve | 800 kPa | 800 kPa |  | EU\Inbox\Combinations\Folder..6/..7\ | 30
134196 | H614S/LV24A-TPC | H614S/LV24A-TPC |  | H614S | / | LV24A-TPC | Standard actuator | 1 | Scenario 2 |  | PPK¦SelectPro¦VDI3805¦Internet_EU |  |  | H614S/LV24A-TPC | Globe valve | 800 kPa | 800 kPa |  | EU\Inbox\Combinations\Folder..6/..7\ | 30
134201 | H615N+LV230A-TPC | H615N+LV230A-TPC |  | H615N | + | LV230A-TPC | Standard actuator | 1 | Scenario 2 |  | PPK¦SelectPro¦VDI3805¦Internet_EU |  |  | H615N+LV230A-TPC | Globe valve | 1300 kPa | 400 kPa |  | EU\Inbox\Combinations\Folder..6/..7\ | 33
134202 | H615N/LV230A-TPC | H615N/LV230A-TPC |  | H615N | / | LV230A-TPC | Standard actuator | 1 | Scenario 2 |  | PPK¦SelectPro¦VDI3805¦Internet_EU |  |  | H615N/LV230A-TPC | Globe valve | 1300 kPa | 400 kPa |  | EU\Inbox\Combinations\Folder..6/..7\ | 33
134205 | H615N+LV24A-TPC | H615N+LV24A-TPC |  | H615N | + | LV24A-TPC | Standard actuator | 1 | Scenario 2 |  | PPK¦SelectPro¦VDI3805¦Internet_EU |  |  | H615N+LV24A-TPC | Globe valve | 1300 kPa | 400 kPa |  | EU\Inbox\Combinations\Folder..6/..7\ | 30
134206 | H615N/LV24A-TPC | H615N/LV24A-TPC |  | H615N | / | LV24A-TPC | Standard actuator | 1 | Scenario 2 |  | PPK¦SelectPro¦VDI3805¦Internet_EU |  |  | H615N/LV24A-TPC | Globe valve | 1300 kPa | 400 kPa |  | EU\Inbox\Combinations\Folder..6/..7\ | 30
134211 | H615R+LV230A-TPC | H615R+LV230A-TPC |  | H615R | + | LV230A-TPC | Standard actuator | 1 | Scenario 2 |  | PPK¦SelectPro¦VDI3805¦Internet_EU |  |  | H615R+LV230A-TPC | Globe valve | 600 kPa | 400 kPa |  | EU\Inbox\Combinations\Folder..6/..7\ | 33
134212 | H615R/LV230A-TPC | H615R/LV230A-TPC |  | H615R | / | LV230A-TPC | Standard actuator | 1 | Scenario 2 |  | PPK¦SelectPro¦VDI3805¦Internet_EU |  |  | H615R/LV230A-TPC | Globe valve | 600 kPa | 400 kPa |  | EU\Inbox\Combinations\Folder..6/..7\ | 33
134215 | H615R+LV24A-TPC | H615R+LV24A-TPC |  | H615R | + | LV24A-TPC | Standard actuator | 1 | Scenario 2 |  | PPK¦SelectPro¦VDI3805¦Internet_EU |  |  | H615R+LV24A-TPC | Globe valve | 600 kPa | 400 kPa |  | EU\Inbox\Combinations\Folder..6/..7\ | 30
134216 | H615R/LV24A-TPC | H615R/LV24A-TPC |  | H615R | / | LV24A-TPC | Standard actuator | 1 | Scenario 2 |  | PPK¦SelectPro¦VDI3805¦Internet_EU |  |  | H615R/LV24A-TPC | Globe valve | 600 kPa | 400 kPa |  | EU\Inbox\Combinations\Folder..6/..7\ | 30
134221 | H615S+LV230A-TPC | H615S+LV230A-TPC |  | H615S | + | LV230A-TPC | Standard actuator | 1 | Scenario 2 |  | PPK¦SelectPro¦VDI3805¦Internet_EU |  |  | H615S+LV230A-TPC | Globe valve | 800 kPa | 800 kPa |  | EU\Inbox\Combinations\Folder..6/..7\ | 33
134222 | H615S/LV230A-TPC | H615S/LV230A-TPC |  | H615S | / | LV230A-TPC | Standard actuator | 1 | Scenario 2 |  | PPK¦SelectPro¦VDI3805¦Internet_EU |  |  | H615S/LV230A-TPC | Globe valve | 800 kPa | 800 kPa |  | EU\Inbox\Combinations\Folder..6/..7\ | 33
134225 | H615S+LV24A-TPC | H615S+LV24A-TPC |  | H615S | + | LV24A-TPC | Standard actuator | 1 | Scenario 2 |  | PPK¦SelectPro¦VDI3805¦Internet_EU |  |  | H615S+LV24A-TPC | Globe valve | 800 kPa | 800 kPa |  | EU\Inbox\Combinations\Folder..6/..7\ | 30
134226 | H615S/LV24A-TPC | H615S/LV24A-TPC |  | H615S | / | LV24A-TPC | Standard actuator | 1 | Scenario 2 |  | PPK¦SelectPro¦VDI3805¦Internet_EU |  |  | H615S/LV24A-TPC | Globe valve | 800 kPa | 800 kPa |  | EU\Inbox\Combinations\Folder..6/..7\ | 30
134231 | H619S+LV230A-TPC | H619S+LV230A-TPC |  | H619S | + | LV230A-TPC | Standard actuator | 0 | Scenario 2 |  | PPK¦SelectPro¦VDI3805¦Internet_EU |  |  | H619S+LV230A-TPC | Globe valve | 800 kPa | 800 kPa |  | EU\Inbox\Combinations\Folder..6/..7\ | 34
134232 | H619S/LV230A-TPC | H619S/LV230A-TPC |  | H619S | / | LV230A-TPC | Standard actuator | 0 | Scenario 2 |  | PPK¦SelectPro¦VDI3805¦Internet_EU |  |  | H619S/LV230A-TPC | Globe valve | 800 kPa | 800 kPa |  | EU\Inbox\Combinations\Folder..6/..7\ | 34
134235 | H725N+NV24A-TPC | H725N+NV24A-TPC |  | H725N | + | NV24A-TPC | Standard actuator | 0 | Scenario 2 |  | PPK¦SelectPro¦VDI3805¦Internet_EU |  |  | H725N+NV24A-TPC | Globe valve | 1300 kPa | 400 kPa |  | EU\Inbox\Combinations\Folder..6/..7\ | 32
134236 | H725N/NV24A-TPC | H725N/NV24A-TPC |  | H725N | / | NV24A-TPC | Standard actuator | 0 | Scenario 2 |  | PPK¦SelectPro¦VDI3805¦Internet_EU |  |  | H725N/NV24A-TPC | Globe valve | 1300 kPa | 400 kPa |  | EU\Inbox\Combinations\Folder..6/..7\ | 32
134247 | H725R+NV24A-TPC | H725R+NV24A-TPC |  | H725R | + | NV24A-TPC | Standard actuator | 0 | Scenario 2 |  | PPK¦SelectPro¦VDI3805¦Internet_EU |  |  | H725R+NV24A-TPC | Globe valve | 600 kPa | 400 kPa |  | EU\Inbox\Combinations\Folder..6/..7\ | 33
134248 | H725R/NV24A-TPC | H725R/NV24A-TPC |  | H725R | / | NV24A-TPC | Standard actuator | 0 | Scenario 2 |  | PPK¦SelectPro¦VDI3805¦Internet_EU |  |  | H725R/NV24A-TPC | Globe valve | 600 kPa | 400 kPa |  | EU\Inbox\Combinations\Folder..6/..7\ | 33
134259 | H732N+NV24A-TPC | H732N+NV24A-TPC |  | H732N | + | NV24A-TPC | Standard actuator | 1 | Scenario 2 |  | PPK¦SelectPro¦VDI3805¦Internet_EU |  |  | H732N+NV24A-TPC | Globe valve | 1000 kPa | 400 kPa |  | EU\Inbox\Combinations\Folder..6/..7\ | 31
134260 | H732N/NV24A-TPC | H732N/NV24A-TPC |  | H732N | / | NV24A-TPC | Standard actuator | 1 | Scenario 2 |  | PPK¦SelectPro¦VDI3805¦Internet_EU |  |  | H732N/NV24A-TPC | Globe valve | 1000 kPa | 400 kPa |  | EU\Inbox\Combinations\Folder..6/..7\ | 31
134271 | H732R+NV24A-TPC | H732R+NV24A-TPC |  | H732R | + | NV24A-TPC | Standard actuator | 1 | Scenario 2 |  | PPK¦SelectPro¦VDI3805¦Internet_EU |  |  | H732R+NV24A-TPC | Globe valve | 600 kPa | 400 kPa |  | EU\Inbox\Combinations\Folder..6/..7\ | 32
134272 | H732R/NV24A-TPC | H732R/NV24A-TPC |  | H732R | / | NV24A-TPC | Standard actuator | 1 | Scenario 2 |  | PPK¦SelectPro¦VDI3805¦Internet_EU |  |  | H732R/NV24A-TPC | Globe valve | 600 kPa | 400 kPa |  | EU\Inbox\Combinations\Folder..6/..7\ | 32
134283 | H740N+NV24A-TPC | H740N+NV24A-TPC |  | H740N | + | NV24A-TPC | Standard actuator | 1 | Scenario 2 |  | PPK¦SelectPro¦VDI3805¦Internet_EU |  |  | H740N+NV24A-TPC | Globe valve | 500 kPa | 400 kPa |  | EU\Inbox\Combinations\Folder..6/..7\ | 31
134284 | H740N/NV24A-TPC | H740N/NV24A-TPC |  | H740N | / | NV24A-TPC | Standard actuator | 1 | Scenario 2 |  | PPK¦SelectPro¦VDI3805¦Internet_EU |  |  | H740N/NV24A-TPC | Globe valve | 500 kPa | 400 kPa |  | EU\Inbox\Combinations\Folder..6/..7\ | 31
134295 | H740R+NV24A-TPC | H740R+NV24A-TPC |  | H740R | + | NV24A-TPC | Standard actuator | 1 | Scenario 2 |  | PPK¦SelectPro¦VDI3805¦Internet_EU |  |  | H740R+NV24A-TPC | Globe valve | 500 kPa | 400 kPa |  | EU\Inbox\Combinations\Folder..6/..7\ | 32
134296 | H740R/NV24A-TPC | H740R/NV24A-TPC |  | H740R | / | NV24A-TPC | Standard actuator | 1 | Scenario 2 |  | PPK¦SelectPro¦VDI3805¦Internet_EU |  |  | H740R/NV24A-TPC | Globe valve | 500 kPa | 400 kPa |  | EU\Inbox\Combinations\Folder..6/..7\ | 32
134307 | H750N+NV24A-TPC | H750N+NV24A-TPC |  | H750N | + | NV24A-TPC | Standard actuator | 0 | Scenario 2 |  | PPK¦SelectPro¦VDI3805¦Internet_EU |  |  | H750N+NV24A-TPC | Globe valve | 300 kPa | 300 kPa |  | EU\Inbox\Combinations\Folder..6/..7\ | 33
134308 | H750N/NV24A-TPC | H750N/NV24A-TPC |  | H750N | / | NV24A-TPC | Standard actuator | 0 | Scenario 2 |  | PPK¦SelectPro¦VDI3805¦Internet_EU |  |  | H750N/NV24A-TPC | Globe valve | 300 kPa | 300 kPa |  | EU\Inbox\Combinations\Folder..6/..7\ | 33
134319 | H750R+NV24A-TPC | H750R+NV24A-TPC |  | H750R | + | NV24A-TPC | Standard actuator | 0 | Scenario 2 |  | PPK¦SelectPro¦VDI3805¦Internet_EU |  |  | H750R+NV24A-TPC | Globe valve | 300 kPa | 300 kPa |  | EU\Inbox\Combinations\Folder..6/..7\ | 33
134320 | H750R/NV24A-TPC | H750R/NV24A-TPC |  | H750R | / | NV24A-TPC | Standard actuator | 0 | Scenario 2 |  | PPK¦SelectPro¦VDI3805¦Internet_EU |  |  | H750R/NV24A-TPC | Globe valve | 300 kPa | 300 kPa |  | EU\Inbox\Combinations\Folder..6/..7\ | 33
134331 | H764N+NV24A-TPC | H764N+NV24A-TPC |  | H764N | + | NV24A-TPC | Standard actuator | 0 | Scenario 2 |  | PPK¦SelectPro¦VDI3805¦Internet_EU |  |  | H764N+NV24A-TPC | Globe valve | 140 kPa | 140 kPa |  | EU\Inbox\Combinations\Folder..6/..7\ | 33
134332 | H764N/NV24A-TPC | H764N/NV24A-TPC |  | H764N | / | NV24A-TPC | Standard actuator | 0 | Scenario 2 |  | PPK¦SelectPro¦VDI3805¦Internet_EU |  |  | H764N/NV24A-TPC | Globe valve | 140 kPa | 140 kPa |  | EU\Inbox\Combinations\Folder..6/..7\ | 33
134343 | H764R+NV24A-TPC | H764R+NV24A-TPC |  | H764R | + | NV24A-TPC | Standard actuator | 0 | Scenario 2 |  | PPK¦SelectPro¦VDI3805¦Internet_EU |  |  | H764R+NV24A-TPC | Globe valve | 140 kPa | 140 kPa |  | EU\Inbox\Combinations\Folder..6/..7\ | 33
134344 | H764R/NV24A-TPC | H764R/NV24A-TPC |  | H764R | / | NV24A-TPC | Standard actuator | 0 | Scenario 2 |  | PPK¦SelectPro¦VDI3805¦Internet_EU |  |  | H764R/NV24A-TPC | Globe valve | 140 kPa | 140 kPa |  | EU\Inbox\Combinations\Folder..6/..7\ | 33
134355 | H779N+NV24A-TPC | H779N+NV24A-TPC |  | H779N | + | NV24A-TPC | Standard actuator | 0 | Scenario 2 |  | PPK¦SelectPro¦VDI3805¦Internet_EU |  |  | H779N+NV24A-TPC | Globe valve | 80 kPa | 80 kPa |  | EU\Inbox\Combinations\Folder..6/..7\ | 36
134356 | H779N/NV24A-TPC | H779N/NV24A-TPC |  | H779N | / | NV24A-TPC | Standard actuator | 0 | Scenario 2 |  | PPK¦SelectPro¦VDI3805¦Internet_EU |  |  | H779N/NV24A-TPC | Globe valve | 80 kPa | 80 kPa |  | EU\Inbox\Combinations\Folder..6/..7\ | 36
134367 | H779R+NV24A-TPC | H779R+NV24A-TPC |  | H779R | + | NV24A-TPC | Standard actuator | 0 | Scenario 2 |  | PPK¦SelectPro¦VDI3805¦Internet_EU |  |  | H779R+NV24A-TPC | Globe valve | 80 kPa | 80 kPa |  | EU\Inbox\Combinations\Folder..6/..7\ | 33
134368 | H779R/NV24A-TPC | H779R/NV24A-TPC |  | H779R | / | NV24A-TPC | Standard actuator | 0 | Scenario 2 |  | PPK¦SelectPro¦VDI3805¦Internet_EU |  |  | H779R/NV24A-TPC | Globe valve | 80 kPa | 80 kPa |  | EU\Inbox\Combinations\Folder..6/..7\ | 33
134573 | H679SP+NV230A-TPC | H679SP+NV230A-TPC |  | H679SP | + | NV230A-TPC | Standard actuator | 1 | Scenario 2 |  | PPK¦SelectPro¦VDI3805¦Internet_EU |  |  | H679SP+NV230A-TPC | Globe valve (partial pressure-balanced) | 1600 kPa | 1000 kPa |  | EU\Inbox\Combinations\Folder..6/..7\ | 31
134574 | H679SP/NV230A-TPC | H679SP/NV230A-TPC |  | H679SP | / | NV230A-TPC | Standard actuator | 1 | Scenario 2 |  | PPK¦SelectPro¦VDI3805¦Internet_EU |  |  | H679SP/NV230A-TPC | Globe valve (partial pressure-balanced) | 1600 kPa | 1000 kPa |  | EU\Inbox\Combinations\Folder..6/..7\ | 31
134585 | H7015X4-S2+NV230A-TPC | H7015X4-S2+NV230A-TPC |  | H7015X4-S2 | + | NV230A-TPC | Standard actuator | 1 | Scenario 2 |  | PPK¦SelectPro¦VDI3805¦Internet_EU |  |  | H7015X4-S2+NV230A-TPC | Globe valve | 2200 kPa | 1000 kPa |  | EU\Inbox\Combinations\Folder..6/..7\ | 30
134586 | H7015X4-S2/NV230A-TPC | H7015X4-S2/NV230A-TPC |  | H7015X4-S2 | / | NV230A-TPC | Standard actuator | 1 | Scenario 2 |  | PPK¦SelectPro¦VDI3805¦Internet_EU |  |  | H7015X4-S2/NV230A-TPC | Globe valve | 2200 kPa | 1000 kPa |  | EU\Inbox\Combinations\Folder..6/..7\ | 30
134597 | H7015Y4-S2+NV230A-TPC | H7015Y4-S2+NV230A-TPC |  | H7015Y4-S2 | + | NV230A-TPC | Standard actuator | 1 | Scenario 2 |  | PPK¦SelectPro¦VDI3805¦Internet_EU |  |  | H7015Y4-S2+NV230A-TPC | Globe valve | 2200 kPa | 1000 kPa |  | EU\Inbox\Combinations\Folder..6/..7\ | 30
134598 | H7015Y4-S2/NV230A-TPC | H7015Y4-S2/NV230A-TPC |  | H7015Y4-S2 | / | NV230A-TPC | Standard actuator | 1 | Scenario 2 |  | PPK¦SelectPro¦VDI3805¦Internet_EU |  |  | H7015Y4-S2/NV230A-TPC | Globe valve | 2200 kPa | 1000 kPa |  | EU\Inbox\Combinations\Folder..6/..7\ | 30
134609 | H7020X6P3-S2+NV230A-TPC | H7020X6P3-S2+NV230A-TPC |  | H7020X6P3-S2 | + | NV230A-TPC | Standard actuator | 1 | Scenario 2 |  | PPK¦SelectPro¦VDI3805¦Internet_EU |  |  | H7020X6P3-S2+NV230A-TPC | Globe valve | 1500 kPa | 1000 kPa |  | EU\Inbox\Combinations\Folder..6/..7\ | 30
134610 | H7020X6P3-S2/NV230A-TPC | H7020X6P3-S2/NV230A-TPC |  | H7020X6P3-S2 | / | NV230A-TPC | Standard actuator | 1 | Scenario 2 |  | PPK¦SelectPro¦VDI3805¦Internet_EU |  |  | H7020X6P3-S2/NV230A-TPC | Globe valve | 1500 kPa | 1000 kPa |  | EU\Inbox\Combinations\Folder..6/..7\ | 30
134621 | H7020Y6P3-S2+NV230A-TPC | H7020Y6P3-S2+NV230A-TPC |  | H7020Y6P3-S2 | + | NV230A-TPC | Standard actuator | 1 | Scenario 2 |  | PPK¦SelectPro¦VDI3805¦Internet_EU |  |  | H7020Y6P3-S2+NV230A-TPC | Globe valve | 1500 kPa | 1000 kPa |  | EU\Inbox\Combinations\Folder..6/..7\ | 30
134622 | H7020Y6P3-S2/NV230A-TPC | H7020Y6P3-S2/NV230A-TPC |  | H7020Y6P3-S2 | / | NV230A-TPC | Standard actuator | 1 | Scenario 2 |  | PPK¦SelectPro¦VDI3805¦Internet_EU |  |  | H7020Y6P3-S2/NV230A-TPC | Globe valve | 1500 kPa | 1000 kPa |  | EU\Inbox\Combinations\Folder..6/..7\ | 30
134633 | H7025X10-S2+NV230A-TPC | H7025X10-S2+NV230A-TPC |  | H7025X10-S2 | + | NV230A-TPC | Standard actuator | 1 | Scenario 2 |  | PPK¦SelectPro¦VDI3805¦Internet_EU |  |  | H7025X10-S2+NV230A-TPC | Globe valve | 1300 kPa | 1000 kPa |  | EU\Inbox\Combinations\Folder..6/..7\ | 31
134634 | H7025X10-S2/NV230A-TPC | H7025X10-S2/NV230A-TPC |  | H7025X10-S2 | / | NV230A-TPC | Standard actuator | 1 | Scenario 2 |  | PPK¦SelectPro¦VDI3805¦Internet_EU |  |  | H7025X10-S2/NV230A-TPC | Globe valve | 1300 kPa | 1000 kPa |  | EU\Inbox\Combinations\Folder..6/..7\ | 31
134645 | H7025Y10-S2+NV230A-TPC | H7025Y10-S2+NV230A-TPC |  | H7025Y10-S2 | + | NV230A-TPC | Standard actuator | 1 | Scenario 2 |  | PPK¦SelectPro¦VDI3805¦Internet_EU |  |  | H7025Y10-S2+NV230A-TPC | Globe valve | 1300 kPa | 1000 kPa |  | EU\Inbox\Combinations\Folder..6/..7\ | 30
134646 | H7025Y10-S2/NV230A-TPC | H7025Y10-S2/NV230A-TPC |  | H7025Y10-S2 | / | NV230A-TPC | Standard actuator | 1 | Scenario 2 |  | PPK¦SelectPro¦VDI3805¦Internet_EU |  |  | H7025Y10-S2/NV230A-TPC | Globe valve | 1300 kPa | 1000 kPa |  | EU\Inbox\Combinations\Folder..6/..7\ | 30
134657 | H7032X16-S2+NV230A-TPC | H7032X16-S2+NV230A-TPC |  | H7032X16-S2 | + | NV230A-TPC | Standard actuator | 0 | Scenario 2 |  | PPK¦SelectPro¦VDI3805¦Internet_EU |  |  | H7032X16-S2+NV230A-TPC | Globe valve | 900 kPa | 900 kPa |  | EU\Inbox\Combinations\Folder..6/..7\ | 30
134658 | H7032X16-S2/NV230A-TPC | H7032X16-S2/NV230A-TPC |  | H7032X16-S2 | / | NV230A-TPC | Standard actuator | 0 | Scenario 2 |  | PPK¦SelectPro¦VDI3805¦Internet_EU |  |  | H7032X16-S2/NV230A-TPC | Globe valve | 900 kPa | 900 kPa |  | EU\Inbox\Combinations\Folder..6/..7\ | 30
134669 | H7032Y16-S2+NV230A-TPC | H7032Y16-S2+NV230A-TPC |  | H7032Y16-S2 | + | NV230A-TPC | Standard actuator | 0 | Scenario 2 |  | PPK¦SelectPro¦VDI3805¦Internet_EU |  |  | H7032Y16-S2+NV230A-TPC | Globe valve | 900 kPa | 900 kPa |  | EU\Inbox\Combinations\Folder..6/..7\ | 30
134670 | H7032Y16-S2/NV230A-TPC | H7032Y16-S2/NV230A-TPC |  | H7032Y16-S2 | / | NV230A-TPC | Standard actuator | 0 | Scenario 2 |  | PPK¦SelectPro¦VDI3805¦Internet_EU |  |  | H7032Y16-S2/NV230A-TPC | Globe valve | 900 kPa | 900 kPa |  | EU\Inbox\Combinations\Folder..6/..7\ | 30
134681 | H7040X25-S2+NV230A-TPC | H7040X25-S2+NV230A-TPC |  | H7040X25-S2 | + | NV230A-TPC | Standard actuator | 0 | Scenario 2 |  | PPK¦SelectPro¦VDI3805¦Internet_EU |  |  | H7040X25-S2+NV230A-TPC | Globe valve | 500 kPa | 500 kPa |  | EU\Inbox\Combinations\Folder..6/..7\ | 30
134682 | H7040X25-S2/NV230A-TPC | H7040X25-S2/NV230A-TPC |  | H7040X25-S2 | / | NV230A-TPC | Standard actuator | 0 | Scenario 2 |  | PPK¦SelectPro¦VDI3805¦Internet_EU |  |  | H7040X25-S2/NV230A-TPC | Globe valve | 500 kPa | 500 kPa |  | EU\Inbox\Combinations\Folder..6/..7\ | 30
134693 | H7040Y25-S2+NV230A-TPC | H7040Y25-S2+NV230A-TPC |  | H7040Y25-S2 | + | NV230A-TPC | Standard actuator | 0 | Scenario 2 |  | PPK¦SelectPro¦VDI3805¦Internet_EU |  |  | H7040Y25-S2+NV230A-TPC | Globe valve | 500 kPa | 500 kPa |  | EU\Inbox\Combinations\Folder..6/..7\ | 30
134694 | H7040Y25-S2/NV230A-TPC | H7040Y25-S2/NV230A-TPC |  | H7040Y25-S2 | / | NV230A-TPC | Standard actuator | 0 | Scenario 2 |  | PPK¦SelectPro¦VDI3805¦Internet_EU |  |  | H7040Y25-S2/NV230A-TPC | Globe valve | 500 kPa | 500 kPa |  | EU\Inbox\Combinations\Folder..6/..7\ | 30
134705 | H7050X40-S2+NV230A-TPC | H7050X40-S2+NV230A-TPC |  | H7050X40-S2 | + | NV230A-TPC | Standard actuator | 0 | Scenario 2 |  | PPK¦SelectPro¦VDI3805¦Internet_EU |  |  | H7050X40-S2+NV230A-TPC | Globe valve | 300 kPa | 300 kPa |  | EU\Inbox\Combinations\Folder..6/..7\ | 30
134706 | H7050X40-S2/NV230A-TPC | H7050X40-S2/NV230A-TPC |  | H7050X40-S2 | / | NV230A-TPC | Standard actuator | 0 | Scenario 2 |  | PPK¦SelectPro¦VDI3805¦Internet_EU |  |  | H7050X40-S2/NV230A-TPC | Globe valve | 300 kPa | 300 kPa |  | EU\Inbox\Combinations\Folder..6/..7\ | 30
134717 | H7050Y40-S2+NV230A-TPC | H7050Y40-S2+NV230A-TPC |  | H7050Y40-S2 | + | NV230A-TPC | Standard actuator | 0 | Scenario 2 |  | PPK¦SelectPro¦VDI3805¦Internet_EU |  |  | H7050Y40-S2+NV230A-TPC | Globe valve | 300 kPa | 300 kPa |  | EU\Inbox\Combinations\Folder..6/..7\ | 30
134718 | H7050Y40-S2/NV230A-TPC | H7050Y40-S2/NV230A-TPC |  | H7050Y40-S2 | / | NV230A-TPC | Standard actuator | 0 | Scenario 2 |  | PPK¦SelectPro¦VDI3805¦Internet_EU |  |  | H7050Y40-S2/NV230A-TPC | Globe valve | 300 kPa | 300 kPa |  | EU\Inbox\Combinations\Folder..6/..7\ | 30
134729 | H711N+NV230A-TPC | H711N+NV230A-TPC |  | H711N | + | NV230A-TPC | Standard actuator | 0 | Scenario 2 |  | PPK¦SelectPro¦VDI3805¦Internet_EU |  |  | H711N+NV230A-TPC | Globe valve | 1600 kPa | 400 kPa |  | EU\Inbox\Combinations\Folder..6/..7\ | 31
134730 | H711N/NV230A-TPC | H711N/NV230A-TPC |  | H711N | / | NV230A-TPC | Standard actuator | 0 | Scenario 2 |  | PPK¦SelectPro¦VDI3805¦Internet_EU |  |  | H711N/NV230A-TPC | Globe valve | 1600 kPa | 400 kPa |  | EU\Inbox\Combinations\Folder..6/..7\ | 31
134741 | H711R+NV230A-TPC | H711R+NV230A-TPC |  | H711R | + | NV230A-TPC | Standard actuator | 0 | Scenario 2 |  | PPK¦SelectPro¦VDI3805¦Internet_EU |  |  | H711R+NV230A-TPC | Globe valve | 600 kPa | 400 kPa |  | EU\Inbox\Combinations\Folder..6/..7\ | 29
134742 | H711R/NV230A-TPC | H711R/NV230A-TPC |  | H711R | / | NV230A-TPC | Standard actuator | 0 | Scenario 2 |  | PPK¦SelectPro¦VDI3805¦Internet_EU |  |  | H711R/NV230A-TPC | Globe valve | 600 kPa | 400 kPa |  | EU\Inbox\Combinations\Folder..6/..7\ | 29
134753 | H712N+NV230A-TPC | H712N+NV230A-TPC |  | H712N | + | NV230A-TPC | Standard actuator | 0 | Scenario 2 |  | PPK¦SelectPro¦VDI3805¦Internet_EU |  |  | H712N+NV230A-TPC | Globe valve | 1600 kPa | 400 kPa |  | EU\Inbox\Combinations\Folder..6/..7\ | 30
134754 | H712N/NV230A-TPC | H712N/NV230A-TPC |  | H712N | / | NV230A-TPC | Standard actuator | 0 | Scenario 2 |  | PPK¦SelectPro¦VDI3805¦Internet_EU |  |  | H712N/NV230A-TPC | Globe valve | 1600 kPa | 400 kPa |  | EU\Inbox\Combinations\Folder..6/..7\ | 30
134765 | H712R+NV230A-TPC | H712R+NV230A-TPC |  | H712R | + | NV230A-TPC | Standard actuator | 0 | Scenario 2 |  | PPK¦SelectPro¦VDI3805¦Internet_EU |  |  | H712R+NV230A-TPC | Globe valve | 600 kPa | 400 kPa |  | EU\Inbox\Combinations\Folder..6/..7\ | 29
134766 | H712R/NV230A-TPC | H712R/NV230A-TPC |  | H712R | / | NV230A-TPC | Standard actuator | 0 | Scenario 2 |  | PPK¦SelectPro¦VDI3805¦Internet_EU |  |  | H712R/NV230A-TPC | Globe valve | 600 kPa | 400 kPa |  | EU\Inbox\Combinations\Folder..6/..7\ | 29
134777 | H713N+NV230A-TPC | H713N+NV230A-TPC |  | H713N | + | NV230A-TPC | Standard actuator | 0 | Scenario 2 |  | PPK¦SelectPro¦VDI3805¦Internet_EU |  |  | H713N+NV230A-TPC | Globe valve | 1600 kPa | 400 kPa |  | EU\Inbox\Combinations\Folder..6/..7\ | 30
134778 | H713N/NV230A-TPC | H713N/NV230A-TPC |  | H713N | / | NV230A-TPC | Standard actuator | 0 | Scenario 2 |  | PPK¦SelectPro¦VDI3805¦Internet_EU |  |  | H713N/NV230A-TPC | Globe valve | 1600 kPa | 400 kPa |  | EU\Inbox\Combinations\Folder..6/..7\ | 30
134789 | H713R+NV230A-TPC | H713R+NV230A-TPC |  | H713R | + | NV230A-TPC | Standard actuator | 0 | Scenario 2 |  | PPK¦SelectPro¦VDI3805¦Internet_EU |  |  | H713R+NV230A-TPC | Globe valve | 600 kPa | 400 kPa |  | EU\Inbox\Combinations\Folder..6/..7\ | 29
134790 | H713R/NV230A-TPC | H713R/NV230A-TPC |  | H713R | / | NV230A-TPC | Standard actuator | 0 | Scenario 2 |  | PPK¦SelectPro¦VDI3805¦Internet_EU |  |  | H713R/NV230A-TPC | Globe valve | 600 kPa | 400 kPa |  | EU\Inbox\Combinations\Folder..6/..7\ | 29
134801 | H714N+NV230A-TPC | H714N+NV230A-TPC |  | H714N | + | NV230A-TPC | Standard actuator | 0 | Scenario 2 |  | PPK¦SelectPro¦VDI3805¦Internet_EU |  |  | H714N+NV230A-TPC | Globe valve | 1600 kPa | 400 kPa |  | EU\Inbox\Combinations\Folder..6/..7\ | 30
134802 | H714N/NV230A-TPC | H714N/NV230A-TPC |  | H714N | / | NV230A-TPC | Standard actuator | 0 | Scenario 2 |  | PPK¦SelectPro¦VDI3805¦Internet_EU |  |  | H714N/NV230A-TPC | Globe valve | 1600 kPa | 400 kPa |  | EU\Inbox\Combinations\Folder..6/..7\ | 30
134813 | H714R+NV230A-TPC | H714R+NV230A-TPC |  | H714R | + | NV230A-TPC | Standard actuator | 0 | Scenario 2 |  | PPK¦SelectPro¦VDI3805¦Internet_EU |  |  | H714R+NV230A-TPC | Globe valve | 600 kPa | 400 kPa |  | EU\Inbox\Combinations\Folder..6/..7\ | 29
134814 | H714R/NV230A-TPC | H714R/NV230A-TPC |  | H714R | / | NV230A-TPC | Standard actuator | 0 | Scenario 2 |  | PPK¦SelectPro¦VDI3805¦Internet_EU |  |  | H714R/NV230A-TPC | Globe valve | 600 kPa | 400 kPa |  | EU\Inbox\Combinations\Folder..6/..7\ | 29
135095 | H715N+NV230A-TPC | H715N+NV230A-TPC |  | H715N | + | NV230A-TPC | Standard actuator | 0 | Scenario 2 |  | PPK¦SelectPro¦VDI3805¦Internet_EU |  |  | H715N+NV230A-TPC | Globe valve | 1600 kPa | 400 kPa |  | EU\Inbox\Combinations\Folder..6/..7\ | 30
135096 | H715N/NV230A-TPC | H715N/NV230A-TPC |  | H715N | / | NV230A-TPC | Standard actuator | 0 | Scenario 2 |  | PPK¦SelectPro¦VDI3805¦Internet_EU |  |  | H715N/NV230A-TPC | Globe valve | 1600 kPa | 400 kPa |  | EU\Inbox\Combinations\Folder..6/..7\ | 30
135107 | H715R+NV230A-TPC | H715R+NV230A-TPC |  | H715R | + | NV230A-TPC | Standard actuator | 0 | Scenario 2 |  | PPK¦SelectPro¦VDI3805¦Internet_EU |  |  | H715R+NV230A-TPC | Globe valve | 600 kPa | 400 kPa |  | EU\Inbox\Combinations\Folder..6/..7\ | 29
135108 | H715R/NV230A-TPC | H715R/NV230A-TPC |  | H715R | / | NV230A-TPC | Standard actuator | 0 | Scenario 2 |  | PPK¦SelectPro¦VDI3805¦Internet_EU |  |  | H715R/NV230A-TPC | Globe valve | 600 kPa | 400 kPa |  | EU\Inbox\Combinations\Folder..6/..7\ | 29
135119 | H720N+NV230A-TPC | H720N+NV230A-TPC |  | H720N | + | NV230A-TPC | Standard actuator | 0 | Scenario 2 |  | PPK¦SelectPro¦VDI3805¦Internet_EU |  |  | H720N+NV230A-TPC | Globe valve | 1600 kPa | 400 kPa |  | EU\Inbox\Combinations\Folder..6/..7\ | 30
135120 | H720N/NV230A-TPC | H720N/NV230A-TPC |  | H720N | / | NV230A-TPC | Standard actuator | 0 | Scenario 2 |  | PPK¦SelectPro¦VDI3805¦Internet_EU |  |  | H720N/NV230A-TPC | Globe valve | 1600 kPa | 400 kPa |  | EU\Inbox\Combinations\Folder..6/..7\ | 30
135131 | H720R+NV230A-TPC | H720R+NV230A-TPC |  | H720R | + | NV230A-TPC | Standard actuator | 0 | Scenario 2 |  | PPK¦SelectPro¦VDI3805¦Internet_EU |  |  | H720R+NV230A-TPC | Globe valve | 600 kPa | 400 kPa |  | EU\Inbox\Combinations\Folder..6/..7\ | 29
135132 | H720R/NV230A-TPC | H720R/NV230A-TPC |  | H720R | / | NV230A-TPC | Standard actuator | 0 | Scenario 2 |  | PPK¦SelectPro¦VDI3805¦Internet_EU |  |  | H720R/NV230A-TPC | Globe valve | 600 kPa | 400 kPa |  | EU\Inbox\Combinations\Folder..6/..7\ | 29
135143 | H725N+NV230A-TPC | H725N+NV230A-TPC |  | H725N | + | NV230A-TPC | Standard actuator | 0 | Scenario 2 |  | PPK¦SelectPro¦VDI3805¦Internet_EU |  |  | H725N+NV230A-TPC | Globe valve | 1300 kPa | 400 kPa |  | EU\Inbox\Combinations\Folder..6/..7\ | 35
135144 | H725N/NV230A-TPC | H725N/NV230A-TPC |  | H725N | / | NV230A-TPC | Standard actuator | 0 | Scenario 2 |  | PPK¦SelectPro¦VDI3805¦Internet_EU |  |  | H725N/NV230A-TPC | Globe valve | 1300 kPa | 400 kPa |  | EU\Inbox\Combinations\Folder..6/..7\ | 35
135155 | H725R+NV230A-TPC | H725R+NV230A-TPC |  | H725R | + | NV230A-TPC | Standard actuator | 0 | Scenario 2 |  | PPK¦SelectPro¦VDI3805¦Internet_EU |  |  | H725R+NV230A-TPC | Globe valve | 600 kPa | 400 kPa |  | EU\Inbox\Combinations\Folder..6/..7\ | 30
135156 | H725R/NV230A-TPC | H725R/NV230A-TPC |  | H725R | / | NV230A-TPC | Standard actuator | 0 | Scenario 2 |  | PPK¦SelectPro¦VDI3805¦Internet_EU |  |  | H725R/NV230A-TPC | Globe valve | 600 kPa | 400 kPa |  | EU\Inbox\Combinations\Folder..6/..7\ | 30
135167 | H732N+NV230A-TPC | H732N+NV230A-TPC |  | H732N | + | NV230A-TPC | Standard actuator | 1 | Scenario 2 |  | PPK¦SelectPro¦VDI3805¦Internet_EU |  |  | H732N+NV230A-TPC | Globe valve | 1000 kPa | 400 kPa |  | EU\Inbox\Combinations\Folder..6/..7\ | 30
135168 | H732N/NV230A-TPC | H732N/NV230A-TPC |  | H732N | / | NV230A-TPC | Standard actuator | 1 | Scenario 2 |  | PPK¦SelectPro¦VDI3805¦Internet_EU |  |  | H732N/NV230A-TPC | Globe valve | 1000 kPa | 400 kPa |  | EU\Inbox\Combinations\Folder..6/..7\ | 30
135179 | H732R+NV230A-TPC | H732R+NV230A-TPC |  | H732R | + | NV230A-TPC | Standard actuator | 1 | Scenario 2 |  | PPK¦SelectPro¦VDI3805¦Internet_EU |  |  | H732R+NV230A-TPC | Globe valve | 600 kPa | 400 kPa |  | EU\Inbox\Combinations\Folder..6/..7\ | 30
135180 | H732R/NV230A-TPC | H732R/NV230A-TPC |  | H732R | / | NV230A-TPC | Standard actuator | 1 | Scenario 2 |  | PPK¦SelectPro¦VDI3805¦Internet_EU |  |  | H732R/NV230A-TPC | Globe valve | 600 kPa | 400 kPa |  | EU\Inbox\Combinations\Folder..6/..7\ | 30
135191 | H740N+NV230A-TPC | H740N+NV230A-TPC |  | H740N | + | NV230A-TPC | Standard actuator | 1 | Scenario 2 |  | PPK¦SelectPro¦VDI3805¦Internet_EU |  |  | H740N+NV230A-TPC | Globe valve | 500 kPa | 400 kPa |  | EU\Inbox\Combinations\Folder..6/..7\ | 30
135192 | H740N/NV230A-TPC | H740N/NV230A-TPC |  | H740N | / | NV230A-TPC | Standard actuator | 1 | Scenario 2 |  | PPK¦SelectPro¦VDI3805¦Internet_EU |  |  | H740N/NV230A-TPC | Globe valve | 500 kPa | 400 kPa |  | EU\Inbox\Combinations\Folder..6/..7\ | 30
135203 | H740R+NV230A-TPC | H740R+NV230A-TPC |  | H740R | + | NV230A-TPC | Standard actuator | 1 | Scenario 2 |  | PPK¦SelectPro¦VDI3805¦Internet_EU |  |  | H740R+NV230A-TPC | Globe valve | 500 kPa | 400 kPa |  | EU\Inbox\Combinations\Folder..6/..7\ | 30
135204 | H740R/NV230A-TPC | H740R/NV230A-TPC |  | H740R | / | NV230A-TPC | Standard actuator | 1 | Scenario 2 |  | PPK¦SelectPro¦VDI3805¦Internet_EU |  |  | H740R/NV230A-TPC | Globe valve | 500 kPa | 400 kPa |  | EU\Inbox\Combinations\Folder..6/..7\ | 30
135215 | H750N+NV230A-TPC | H750N+NV230A-TPC |  | H750N | + | NV230A-TPC | Standard actuator | 0 | Scenario 2 |  | PPK¦SelectPro¦VDI3805¦Internet_EU |  |  | H750N+NV230A-TPC | Globe valve | 300 kPa | 300 kPa |  | EU\Inbox\Combinations\Folder..6/..7\ | 30
135216 | H750N/NV230A-TPC | H750N/NV230A-TPC |  | H750N | / | NV230A-TPC | Standard actuator | 0 | Scenario 2 |  | PPK¦SelectPro¦VDI3805¦Internet_EU |  |  | H750N/NV230A-TPC | Globe valve | 300 kPa | 300 kPa |  | EU\Inbox\Combinations\Folder..6/..7\ | 30
135227 | H750R+NV230A-TPC | H750R+NV230A-TPC |  | H750R | + | NV230A-TPC | Standard actuator | 0 | Scenario 2 |  | PPK¦SelectPro¦VDI3805¦Internet_EU |  |  | H750R+NV230A-TPC | Globe valve | 300 kPa | 300 kPa |  | EU\Inbox\Combinations\Folder..6/..7\ | 30
135228 | H750R/NV230A-TPC | H750R/NV230A-TPC |  | H750R | / | NV230A-TPC | Standard actuator | 0 | Scenario 2 |  | PPK¦SelectPro¦VDI3805¦Internet_EU |  |  | H750R/NV230A-TPC | Globe valve | 300 kPa | 300 kPa |  | EU\Inbox\Combinations\Folder..6/..7\ | 30
135239 | H764N+NV230A-TPC | H764N+NV230A-TPC |  | H764N | + | NV230A-TPC | Standard actuator | 0 | Scenario 2 |  | PPK¦SelectPro¦VDI3805¦Internet_EU |  |  | H764N+NV230A-TPC | Globe valve | 140 kPa | 140 kPa |  | EU\Inbox\Combinations\Folder..6/..7\ | 30
135240 | H764N/NV230A-TPC | H764N/NV230A-TPC |  | H764N | / | NV230A-TPC | Standard actuator | 0 | Scenario 2 |  | PPK¦SelectPro¦VDI3805¦Internet_EU |  |  | H764N/NV230A-TPC | Globe valve | 140 kPa | 140 kPa |  | EU\Inbox\Combinations\Folder..6/..7\ | 30
135251 | H764R+NV230A-TPC | H764R+NV230A-TPC |  | H764R | + | NV230A-TPC | Standard actuator | 0 | Scenario 2 |  | PPK¦SelectPro¦VDI3805¦Internet_EU |  |  | H764R+NV230A-TPC | Globe valve | 140 kPa | 140 kPa |  | EU\Inbox\Combinations\Folder..6/..7\ | 30
135252 | H764R/NV230A-TPC | H764R/NV230A-TPC |  | H764R | / | NV230A-TPC | Standard actuator | 0 | Scenario 2 |  | PPK¦SelectPro¦VDI3805¦Internet_EU |  |  | H764R/NV230A-TPC | Globe valve | 140 kPa | 140 kPa |  | EU\Inbox\Combinations\Folder..6/..7\ | 30
135263 | H779N+NV230A-TPC | H779N+NV230A-TPC |  | H779N | + | NV230A-TPC | Standard actuator | 0 | Scenario 2 |  | PPK¦SelectPro¦VDI3805¦Internet_EU |  |  | H779N+NV230A-TPC | Globe valve | 80 kPa | 80 kPa |  | EU\Inbox\Combinations\Folder..6/..7\ | 32
135264 | H779N/NV230A-TPC | H779N/NV230A-TPC |  | H779N | / | NV230A-TPC | Standard actuator | 0 | Scenario 2 |  | PPK¦SelectPro¦VDI3805¦Internet_EU |  |  | H779N/NV230A-TPC | Globe valve | 80 kPa | 80 kPa |  | EU\Inbox\Combinations\Folder..6/..7\ | 33
135275 | H779R+NV230A-TPC | H779R+NV230A-TPC |  | H779R | + | NV230A-TPC | Standard actuator | 0 | Scenario 2 |  | PPK¦SelectPro¦VDI3805¦Internet_EU |  |  | H779R+NV230A-TPC | Globe valve | 80 kPa | 80 kPa |  | EU\Inbox\Combinations\Folder..6/..7\ | 30
135276 | H779R/NV230A-TPC | H779R/NV230A-TPC |  | H779R | / | NV230A-TPC | Standard actuator | 0 | Scenario 2 |  | PPK¦SelectPro¦VDI3805¦Internet_EU |  |  | H779R/NV230A-TPC | Globe valve | 80 kPa | 80 kPa |  | EU\Inbox\Combinations\Folder..6/..7\ | 30
137953 | H411B+NVK24A-3-TPC | H411B+NVK24A-3-TPC |  | H411B | + | NVK24A-3-TPC | Actuator with emergency control function | 1 | Scenario 2 |  | PPK¦SelectPro¦VDI3805¦Internet_EU |  |  | H411B+NVK24A-3-TPC | Globe valve | 1600 kPa | 400 kPa |  | EU\Inbox\Combinations\Folder..4/..5\ | 32
137954 | H411B/NVK24A-3-TPC | H411B/NVK24A-3-TPC |  | H411B | / | NVK24A-3-TPC | Actuator with emergency control function | 1 | Scenario 2 |  | PPK¦SelectPro¦VDI3805¦Internet_EU |  |  | H411B/NVK24A-3-TPC | Globe valve | 1600 kPa | 400 kPa |  | EU\Inbox\Combinations\Folder..4/..5\ | 32
137959 | H412B+NVK24A-3-TPC | H412B+NVK24A-3-TPC |  | H412B | + | NVK24A-3-TPC | Actuator with emergency control function | 1 | Scenario 2 |  | PPK¦SelectPro¦VDI3805¦Internet_EU |  |  | H412B+NVK24A-3-TPC | Globe valve | 1600 kPa | 400 kPa |  | EU\Inbox\Combinations\Folder..4/..5\ | 32
137960 | H412B/NVK24A-3-TPC | H412B/NVK24A-3-TPC |  | H412B | / | NVK24A-3-TPC | Actuator with emergency control function | 1 | Scenario 2 |  | PPK¦SelectPro¦VDI3805¦Internet_EU |  |  | H412B/NVK24A-3-TPC | Globe valve | 1600 kPa | 400 kPa |  | EU\Inbox\Combinations\Folder..4/..5\ | 32
137965 | H413B+NVK24A-3-TPC | H413B+NVK24A-3-TPC |  | H413B | + | NVK24A-3-TPC | Actuator with emergency control function | 1 | Scenario 2 |  | PPK¦SelectPro¦VDI3805¦Internet_EU |  |  | H413B+NVK24A-3-TPC | Globe valve | 1600 kPa | 400 kPa |  | EU\Inbox\Combinations\Folder..4/..5\ | 32
137966 | H413B/NVK24A-3-TPC | H413B/NVK24A-3-TPC |  | H413B | / | NVK24A-3-TPC | Actuator with emergency control function | 1 | Scenario 2 |  | PPK¦SelectPro¦VDI3805¦Internet_EU |  |  | H413B/NVK24A-3-TPC | Globe valve | 1600 kPa | 400 kPa |  | EU\Inbox\Combinations\Folder..4/..5\ | 32
137971 | H414B+NVK24A-3-TPC | H414B+NVK24A-3-TPC |  | H414B | + | NVK24A-3-TPC | Actuator with emergency control function | 1 | Scenario 2 |  | PPK¦SelectPro¦VDI3805¦Internet_EU |  |  | H414B+NVK24A-3-TPC | Globe valve | 1600 kPa | 400 kPa |  | EU\Inbox\Combinations\Folder..4/..5\ | 32
137972 | H414B/NVK24A-3-TPC | H414B/NVK24A-3-TPC |  | H414B | / | NVK24A-3-TPC | Actuator with emergency control function | 1 | Scenario 2 |  | PPK¦SelectPro¦VDI3805¦Internet_EU |  |  | H414B/NVK24A-3-TPC | Globe valve | 1600 kPa | 400 kPa |  | EU\Inbox\Combinations\Folder..4/..5\ | 32
137977 | H415B+NVK24A-3-TPC | H415B+NVK24A-3-TPC |  | H415B | + | NVK24A-3-TPC | Actuator with emergency control function | 1 | Scenario 2 |  | PPK¦SelectPro¦VDI3805¦Internet_EU |  |  | H415B+NVK24A-3-TPC | Globe valve | 1600 kPa | 400 kPa |  | EU\Inbox\Combinations\Folder..4/..5\ | 31
137978 | H415B/NVK24A-3-TPC | H415B/NVK24A-3-TPC |  | H415B | / | NVK24A-3-TPC | Actuator with emergency control function | 1 | Scenario 2 |  | PPK¦SelectPro¦VDI3805¦Internet_EU |  |  | H415B/NVK24A-3-TPC | Globe valve | 1600 kPa | 400 kPa |  | EU\Inbox\Combinations\Folder..4/..5\ | 31
137983 | H420B+NVK24A-3-TPC | H420B+NVK24A-3-TPC |  | H420B | + | NVK24A-3-TPC | Actuator with emergency control function | 1 | Scenario 2 |  | PPK¦SelectPro¦VDI3805¦Internet_EU |  |  | H420B+NVK24A-3-TPC | Globe valve | 1600 kPa | 400 kPa |  | EU\Inbox\Combinations\Folder..4/..5\ | 31
137984 | H420B/NVK24A-3-TPC | H420B/NVK24A-3-TPC |  | H420B | / | NVK24A-3-TPC | Actuator with emergency control function | 1 | Scenario 2 |  | PPK¦SelectPro¦VDI3805¦Internet_EU |  |  | H420B/NVK24A-3-TPC | Globe valve | 1600 kPa | 400 kPa |  | EU\Inbox\Combinations\Folder..4/..5\ | 31
137989 | H425B+NVK24A-3-TPC | H425B+NVK24A-3-TPC |  | H425B | + | NVK24A-3-TPC | Actuator with emergency control function | 1 | Scenario 2 |  | PPK¦SelectPro¦VDI3805¦Internet_EU |  |  | H425B+NVK24A-3-TPC | Globe valve | 1300 kPa | 400 kPa |  | EU\Inbox\Combinations\Folder..4/..5\ | 31
137990 | H425B/NVK24A-3-TPC | H425B/NVK24A-3-TPC |  | H425B | / | NVK24A-3-TPC | Actuator with emergency control function | 1 | Scenario 2 |  | PPK¦SelectPro¦VDI3805¦Internet_EU |  |  | H425B/NVK24A-3-TPC | Globe valve | 1300 kPa | 400 kPa |  | EU\Inbox\Combinations\Folder..4/..5\ | 31
137995 | H432B+NVK24A-3-TPC | H432B+NVK24A-3-TPC |  | H432B | + | NVK24A-3-TPC | Actuator with emergency control function | 1 | Scenario 2 |  | PPK¦SelectPro¦VDI3805¦Internet_EU |  |  | H432B+NVK24A-3-TPC | Globe valve | 1000 kPa | 400 kPa |  | EU\Inbox\Combinations\Folder..4/..5\ | 36
137996 | H432B/NVK24A-3-TPC | H432B/NVK24A-3-TPC |  | H432B | / | NVK24A-3-TPC | Actuator with emergency control function | 1 | Scenario 2 |  | PPK¦SelectPro¦VDI3805¦Internet_EU |  |  | H432B/NVK24A-3-TPC | Globe valve | 1000 kPa | 400 kPa |  | EU\Inbox\Combinations\Folder..4/..5\ | 36
138001 | H440B+NVK24A-3-TPC | H440B+NVK24A-3-TPC |  | H440B | + | NVK24A-3-TPC | Actuator with emergency control function | 1 | Scenario 2 |  | PPK¦SelectPro¦VDI3805¦Internet_EU |  |  | H440B+NVK24A-3-TPC | Globe valve | 500 kPa | 400 kPa |  | EU\Inbox\Combinations\Folder..4/..5\ | 34
138002 | H440B/NVK24A-3-TPC | H440B/NVK24A-3-TPC |  | H440B | / | NVK24A-3-TPC | Actuator with emergency control function | 1 | Scenario 2 |  | PPK¦SelectPro¦VDI3805¦Internet_EU |  |  | H440B/NVK24A-3-TPC | Globe valve | 500 kPa | 400 kPa |  | EU\Inbox\Combinations\Folder..4/..5\ | 33
138007 | H450B+NVK24A-3-TPC | H450B+NVK24A-3-TPC |  | H450B | + | NVK24A-3-TPC | Actuator with emergency control function | 1 | Scenario 2 |  | PPK¦SelectPro¦VDI3805¦Internet_EU |  |  | H450B+NVK24A-3-TPC | Globe valve | 300 kPa | 300 kPa |  | EU\Inbox\Combinations\Folder..4/..5\ | 30
138008 | H450B/NVK24A-3-TPC | H450B/NVK24A-3-TPC |  | H450B | / | NVK24A-3-TPC | Actuator with emergency control function | 1 | Scenario 2 |  | PPK¦SelectPro¦VDI3805¦Internet_EU |  |  | H450B/NVK24A-3-TPC | Globe valve | 300 kPa | 300 kPa |  | EU\Inbox\Combinations\Folder..4/..5\ | 30
138013 | H511B+NVK24A-3-TPC | H511B+NVK24A-3-TPC |  | H511B | + | NVK24A-3-TPC | Actuator with emergency control function | 1 | Scenario 2 |  | PPK¦SelectPro¦VDI3805¦Internet_EU |  |  | H511B+NVK24A-3-TPC | Globe valve | 1600 kPa | 400 kPa |  | EU\Inbox\Combinations\Folder..4/..5\ | 32
138014 | H511B/NVK24A-3-TPC | H511B/NVK24A-3-TPC |  | H511B | / | NVK24A-3-TPC | Actuator with emergency control function | 1 | Scenario 2 |  | PPK¦SelectPro¦VDI3805¦Internet_EU |  |  | H511B/NVK24A-3-TPC | Globe valve | 1600 kPa | 400 kPa |  | EU\Inbox\Combinations\Folder..4/..5\ | 32
138019 | H512B+NVK24A-3-TPC | H512B+NVK24A-3-TPC |  | H512B | + | NVK24A-3-TPC | Actuator with emergency control function | 1 | Scenario 2 |  | PPK¦SelectPro¦VDI3805¦Internet_EU |  |  | H512B+NVK24A-3-TPC | Globe valve | 1600 kPa | 400 kPa |  | EU\Inbox\Combinations\Folder..4/..5\ | 31
138020 | H512B/NVK24A-3-TPC | H512B/NVK24A-3-TPC |  | H512B | / | NVK24A-3-TPC | Actuator with emergency control function | 1 | Scenario 2 |  | PPK¦SelectPro¦VDI3805¦Internet_EU |  |  | H512B/NVK24A-3-TPC | Globe valve | 1600 kPa | 400 kPa |  | EU\Inbox\Combinations\Folder..4/..5\ | 31
138025 | H513B+NVK24A-3-TPC | H513B+NVK24A-3-TPC |  | H513B | + | NVK24A-3-TPC | Actuator with emergency control function | 1 | Scenario 2 |  | PPK¦SelectPro¦VDI3805¦Internet_EU |  |  | H513B+NVK24A-3-TPC | Globe valve | 1600 kPa | 400 kPa |  | EU\Inbox\Combinations\Folder..4/..5\ | 31
138026 | H513B/NVK24A-3-TPC | H513B/NVK24A-3-TPC |  | H513B | / | NVK24A-3-TPC | Actuator with emergency control function | 1 | Scenario 2 |  | PPK¦SelectPro¦VDI3805¦Internet_EU |  |  | H513B/NVK24A-3-TPC | Globe valve | 1600 kPa | 400 kPa |  | EU\Inbox\Combinations\Folder..4/..5\ | 31
138031 | H514B+NVK24A-3-TPC | H514B+NVK24A-3-TPC |  | H514B | + | NVK24A-3-TPC | Actuator with emergency control function | 1 | Scenario 2 |  | PPK¦SelectPro¦VDI3805¦Internet_EU |  |  | H514B+NVK24A-3-TPC | Globe valve | 1600 kPa | 400 kPa |  | EU\Inbox\Combinations\Folder..4/..5\ | 31
138032 | H514B/NVK24A-3-TPC | H514B/NVK24A-3-TPC |  | H514B | / | NVK24A-3-TPC | Actuator with emergency control function | 1 | Scenario 2 |  | PPK¦SelectPro¦VDI3805¦Internet_EU |  |  | H514B/NVK24A-3-TPC | Globe valve | 1600 kPa | 400 kPa |  | EU\Inbox\Combinations\Folder..4/..5\ | 31
138037 | H515B+NVK24A-3-TPC | H515B+NVK24A-3-TPC |  | H515B | + | NVK24A-3-TPC | Actuator with emergency control function | 1 | Scenario 2 |  | PPK¦SelectPro¦VDI3805¦Internet_EU |  |  | H515B+NVK24A-3-TPC | Globe valve | 1600 kPa | 400 kPa |  | EU\Inbox\Combinations\Folder..4/..5\ | 31
138038 | H515B/NVK24A-3-TPC | H515B/NVK24A-3-TPC |  | H515B | / | NVK24A-3-TPC | Actuator with emergency control function | 1 | Scenario 2 |  | PPK¦SelectPro¦VDI3805¦Internet_EU |  |  | H515B/NVK24A-3-TPC | Globe valve | 1600 kPa | 400 kPa |  | EU\Inbox\Combinations\Folder..4/..5\ | 31
138043 | H520B+NVK24A-3-TPC | H520B+NVK24A-3-TPC |  | H520B | + | NVK24A-3-TPC | Actuator with emergency control function | 1 | Scenario 2 |  | PPK¦SelectPro¦VDI3805¦Internet_EU |  |  | H520B+NVK24A-3-TPC | Globe valve | 1600 kPa | 400 kPa |  | EU\Inbox\Combinations\Folder..4/..5\ | 31
138044 | H520B/NVK24A-3-TPC | H520B/NVK24A-3-TPC |  | H520B | / | NVK24A-3-TPC | Actuator with emergency control function | 1 | Scenario 2 |  | PPK¦SelectPro¦VDI3805¦Internet_EU |  |  | H520B/NVK24A-3-TPC | Globe valve | 1600 kPa | 400 kPa |  | EU\Inbox\Combinations\Folder..4/..5\ | 31
138049 | H525B+NVK24A-3-TPC | H525B+NVK24A-3-TPC |  | H525B | + | NVK24A-3-TPC | Actuator with emergency control function | 1 | Scenario 2 |  | PPK¦SelectPro¦VDI3805¦Internet_EU |  |  | H525B+NVK24A-3-TPC | Globe valve | 1300 kPa | 400 kPa |  | EU\Inbox\Combinations\Folder..4/..5\ | 31
138050 | H525B/NVK24A-3-TPC | H525B/NVK24A-3-TPC |  | H525B | / | NVK24A-3-TPC | Actuator with emergency control function | 1 | Scenario 2 |  | PPK¦SelectPro¦VDI3805¦Internet_EU |  |  | H525B/NVK24A-3-TPC | Globe valve | 1300 kPa | 400 kPa |  | EU\Inbox\Combinations\Folder..4/..5\ | 31
138055 | H532B+NVK24A-3-TPC | H532B+NVK24A-3-TPC |  | H532B | + | NVK24A-3-TPC | Actuator with emergency control function | 1 | Scenario 2 |  | PPK¦SelectPro¦VDI3805¦Internet_EU |  |  | H532B+NVK24A-3-TPC | Globe valve | 1000 kPa | 400 kPa |  | EU\Inbox\Combinations\Folder..4/..5\ | 31
138056 | H532B/NVK24A-3-TPC | H532B/NVK24A-3-TPC |  | H532B | / | NVK24A-3-TPC | Actuator with emergency control function | 1 | Scenario 2 |  | PPK¦SelectPro¦VDI3805¦Internet_EU |  |  | H532B/NVK24A-3-TPC | Globe valve | 1000 kPa | 400 kPa |  | EU\Inbox\Combinations\Folder..4/..5\ | 31
138061 | H540B+NVK24A-3-TPC | H540B+NVK24A-3-TPC |  | H540B | + | NVK24A-3-TPC | Actuator with emergency control function | 1 | Scenario 2 |  | PPK¦SelectPro¦VDI3805¦Internet_EU |  |  | H540B+NVK24A-3-TPC | Globe valve | 500 kPa | 400 kPa |  | EU\Inbox\Combinations\Folder..4/..5\ | 33
138062 | H540B/NVK24A-3-TPC | H540B/NVK24A-3-TPC |  | H540B | / | NVK24A-3-TPC | Actuator with emergency control function | 1 | Scenario 2 |  | PPK¦SelectPro¦VDI3805¦Internet_EU |  |  | H540B/NVK24A-3-TPC | Globe valve | 500 kPa | 400 kPa |  | EU\Inbox\Combinations\Folder..4/..5\ | 34
138067 | H550B+NVK24A-3-TPC | H550B+NVK24A-3-TPC |  | H550B | + | NVK24A-3-TPC | Actuator with emergency control function | 1 | Scenario 2 |  | PPK¦SelectPro¦VDI3805¦Internet_EU |  |  | H550B+NVK24A-3-TPC | Globe valve | 300 kPa | 300 kPa |  | EU\Inbox\Combinations\Folder..4/..5\ | 30
138068 | H550B/NVK24A-3-TPC | H550B/NVK24A-3-TPC |  | H550B | / | NVK24A-3-TPC | Actuator with emergency control function | 1 | Scenario 2 |  | PPK¦SelectPro¦VDI3805¦Internet_EU |  |  | H550B/NVK24A-3-TPC | Globe valve | 300 kPa | 300 kPa |  | EU\Inbox\Combinations\Folder..4/..5\ | 30
138073 | H6015X1-S2+NVK24A-3-TPC | H6015X1-S2+NVK24A-3-TPC |  | H6015X1-S2 | + | NVK24A-3-TPC | Actuator with emergency control function | 1 | Scenario 2 |  | PPK¦SelectPro¦VDI3805¦Internet_EU |  |  | H6015X1-S2+NVK24A-3-TPC | Globe valve | 2200 kPa | 1000 kPa |  | EU\Inbox\Combinations\Folder..6/..7\ | 31
138074 | H6015X1-S2/NVK24A-3-TPC | H6015X1-S2/NVK24A-3-TPC |  | H6015X1-S2 | / | NVK24A-3-TPC | Actuator with emergency control function | 1 | Scenario 2 |  | PPK¦SelectPro¦VDI3805¦Internet_EU |  |  | H6015X1-S2/NVK24A-3-TPC | Globe valve | 2200 kPa | 1000 kPa |  | EU\Inbox\Combinations\Folder..6/..7\ | 31
138079 | H6015X1P6-S2+NVK24A-3-TPC | H6015X1P6-S2+NVK24A-3-TPC |  | H6015X1P6-S2 | + | NVK24A-3-TPC | Actuator with emergency control function | 1 | Scenario 2 |  | PPK¦SelectPro¦VDI3805¦Internet_EU |  |  | H6015X1P6-S2+NVK24A-3-TPC | Globe valve | 2200 kPa | 1000 kPa |  | EU\Inbox\Combinations\Folder..6/..7\ | 31
138080 | H6015X1P6-S2/NVK24A-3-TPC | H6015X1P6-S2/NVK24A-3-TPC |  | H6015X1P6-S2 | / | NVK24A-3-TPC | Actuator with emergency control function | 1 | Scenario 2 |  | PPK¦SelectPro¦VDI3805¦Internet_EU |  |  | H6015X1P6-S2/NVK24A-3-TPC | Globe valve | 2200 kPa | 1000 kPa |  | EU\Inbox\Combinations\Folder..6/..7\ | 31
138355 | H6015X2P5-S2+NVK24A-3-TPC | H6015X2P5-S2+NVK24A-3-TPC |  | H6015X2P5-S2 | + | NVK24A-3-TPC | Actuator with emergency control function | 1 | Scenario 2 |  | PPK¦SelectPro¦VDI3805¦Internet_EU |  |  | H6015X2P5-S2+NVK24A-3-TPC | Globe valve | 2200 kPa | 1000 kPa |  | EU\Inbox\Combinations\Folder..6/..7\ | 31
138356 | H6015X2P5-S2/NVK24A-3-TPC | H6015X2P5-S2/NVK24A-3-TPC |  | H6015X2P5-S2 | / | NVK24A-3-TPC | Actuator with emergency control function | 1 | Scenario 2 |  | PPK¦SelectPro¦VDI3805¦Internet_EU |  |  | H6015X2P5-S2/NVK24A-3-TPC | Globe valve | 2200 kPa | 1000 kPa |  | EU\Inbox\Combinations\Folder..6/..7\ | 31
138361 | H6015X4-S2+NVK24A-3-TPC | H6015X4-S2+NVK24A-3-TPC |  | H6015X4-S2 | + | NVK24A-3-TPC | Actuator with emergency control function | 1 | Scenario 2 |  | PPK¦SelectPro¦VDI3805¦Internet_EU |  |  | H6015X4-S2+NVK24A-3-TPC | Globe valve | 2200 kPa | 1000 kPa |  | EU\Inbox\Combinations\Folder..6/..7\ | 31
138362 | H6015X4-S2/NVK24A-3-TPC | H6015X4-S2/NVK24A-3-TPC |  | H6015X4-S2 | / | NVK24A-3-TPC | Actuator with emergency control function | 1 | Scenario 2 |  | PPK¦SelectPro¦VDI3805¦Internet_EU |  |  | H6015X4-S2/NVK24A-3-TPC | Globe valve | 2200 kPa | 1000 kPa |  | EU\Inbox\Combinations\Folder..6/..7\ | 31
138367 | H6015XP4-S2+NVK24A-3-TPC | H6015XP4-S2+NVK24A-3-TPC |  | H6015XP4-S2 | + | NVK24A-3-TPC | Actuator with emergency control function | 1 | Scenario 2 |  | PPK¦SelectPro¦VDI3805¦Internet_EU |  |  | H6015XP4-S2+NVK24A-3-TPC | Globe valve | 2500 kPa | 1000 kPa |  | EU\Inbox\Combinations\Folder..6/..7\ | 31
138368 | H6015XP4-S2/NVK24A-3-TPC | H6015XP4-S2/NVK24A-3-TPC |  | H6015XP4-S2 | / | NVK24A-3-TPC | Actuator with emergency control function | 1 | Scenario 2 |  | PPK¦SelectPro¦VDI3805¦Internet_EU |  |  | H6015XP4-S2/NVK24A-3-TPC | Globe valve | 2500 kPa | 1000 kPa |  | EU\Inbox\Combinations\Folder..6/..7\ | 31
138373 | H6015XP63-S2+NVK24A-3-TPC | H6015XP63-S2+NVK24A-3-TPC |  | H6015XP63-S2 | + | NVK24A-3-TPC | Actuator with emergency control function | 1 | Scenario 2 |  | PPK¦SelectPro¦VDI3805¦Internet_EU |  |  | H6015XP63-S2+NVK24A-3-TPC | Globe valve | 2500 kPa | 1000 kPa |  | EU\Inbox\Combinations\Folder..6/..7\ | 31
138374 | H6015XP63-S2/NVK24A-3-TPC | H6015XP63-S2/NVK24A-3-TPC |  | H6015XP63-S2 | / | NVK24A-3-TPC | Actuator with emergency control function | 1 | Scenario 2 |  | PPK¦SelectPro¦VDI3805¦Internet_EU |  |  | H6015XP63-S2/NVK24A-3-TPC | Globe valve | 2500 kPa | 1000 kPa |  | EU\Inbox\Combinations\Folder..6/..7\ | 31
138379 | H6020X4-S2+NVK24A-3-TPC | H6020X4-S2+NVK24A-3-TPC |  | H6020X4-S2 | + | NVK24A-3-TPC | Actuator with emergency control function | 1 | Scenario 2 |  | PPK¦SelectPro¦VDI3805¦Internet_EU |  |  | H6020X4-S2+NVK24A-3-TPC | Globe valve | 2200 kPa | 1000 kPa |  | EU\Inbox\Combinations\Folder..6/..7\ | 31
138380 | H6020X4-S2/NVK24A-3-TPC | H6020X4-S2/NVK24A-3-TPC |  | H6020X4-S2 | / | NVK24A-3-TPC | Actuator with emergency control function | 1 | Scenario 2 |  | PPK¦SelectPro¦VDI3805¦Internet_EU |  |  | H6020X4-S2/NVK24A-3-TPC | Globe valve | 2200 kPa | 1000 kPa |  | EU\Inbox\Combinations\Folder..6/..7\ | 31
138385 | H6020X6P3-S2+NVK24A-3-TPC | H6020X6P3-S2+NVK24A-3-TPC |  | H6020X6P3-S2 | + | NVK24A-3-TPC | Actuator with emergency control function | 1 | Scenario 2 |  | PPK¦SelectPro¦VDI3805¦Internet_EU |  |  | H6020X6P3-S2+NVK24A-3-TPC | Globe valve | 1500 kPa | 1000 kPa |  | EU\Inbox\Combinations\Folder..6/..7\ | 31
138386 | H6020X6P3-S2/NVK24A-3-TPC | H6020X6P3-S2/NVK24A-3-TPC |  | H6020X6P3-S2 | / | NVK24A-3-TPC | Actuator with emergency control function | 1 | Scenario 2 |  | PPK¦SelectPro¦VDI3805¦Internet_EU |  |  | H6020X6P3-S2/NVK24A-3-TPC | Globe valve | 1500 kPa | 1000 kPa |  | EU\Inbox\Combinations\Folder..6/..7\ | 31
138391 | H6025X10-S2+NVK24A-3-TPC | H6025X10-S2+NVK24A-3-TPC |  | H6025X10-S2 | + | NVK24A-3-TPC | Actuator with emergency control function | 1 | Scenario 2 |  | PPK¦SelectPro¦VDI3805¦Internet_EU |  |  | H6025X10-S2+NVK24A-3-TPC | Globe valve | 1300 kPa | 1000 kPa |  | EU\Inbox\Combinations\Folder..6/..7\ | 31
138392 | H6025X10-S2/NVK24A-3-TPC | H6025X10-S2/NVK24A-3-TPC |  | H6025X10-S2 | / | NVK24A-3-TPC | Actuator with emergency control function | 1 | Scenario 2 |  | PPK¦SelectPro¦VDI3805¦Internet_EU |  |  | H6025X10-S2/NVK24A-3-TPC | Globe valve | 1300 kPa | 1000 kPa |  | EU\Inbox\Combinations\Folder..6/..7\ | 31
138397 | H6025X6P3-S2+NVK24A-3-TPC | H6025X6P3-S2+NVK24A-3-TPC |  | H6025X6P3-S2 | + | NVK24A-3-TPC | Actuator with emergency control function | 1 | Scenario 2 |  | PPK¦SelectPro¦VDI3805¦Internet_EU |  |  | H6025X6P3-S2+NVK24A-3-TPC | Globe valve | 1300 kPa | 1000 kPa |  | EU\Inbox\Combinations\Folder..6/..7\ | 31
138398 | H6025X6P3-S2/NVK24A-3-TPC | H6025X6P3-S2/NVK24A-3-TPC |  | H6025X6P3-S2 | / | NVK24A-3-TPC | Actuator with emergency control function | 1 | Scenario 2 |  | PPK¦SelectPro¦VDI3805¦Internet_EU |  |  | H6025X6P3-S2/NVK24A-3-TPC | Globe valve | 1300 kPa | 1000 kPa |  | EU\Inbox\Combinations\Folder..6/..7\ | 31
138403 | H6032X10-S2+NVK24A-3-TPC | H6032X10-S2+NVK24A-3-TPC |  | H6032X10-S2 | + | NVK24A-3-TPC | Actuator with emergency control function | 1 | Scenario 2 |  | PPK¦SelectPro¦VDI3805¦Internet_EU |  |  | H6032X10-S2+NVK24A-3-TPC | Globe valve | 900 kPa | 900 kPa |  | EU\Inbox\Combinations\Folder..6/..7\ | 31
138404 | H6032X10-S2/NVK24A-3-TPC | H6032X10-S2/NVK24A-3-TPC |  | H6032X10-S2 | / | NVK24A-3-TPC | Actuator with emergency control function | 1 | Scenario 2 |  | PPK¦SelectPro¦VDI3805¦Internet_EU |  |  | H6032X10-S2/NVK24A-3-TPC | Globe valve | 900 kPa | 900 kPa |  | EU\Inbox\Combinations\Folder..6/..7\ | 31
138409 | H6032X16-S2+NVK24A-3-TPC | H6032X16-S2+NVK24A-3-TPC |  | H6032X16-S2 | + | NVK24A-3-TPC | Actuator with emergency control function | 1 | Scenario 2 |  | PPK¦SelectPro¦VDI3805¦Internet_EU |  |  | H6032X16-S2+NVK24A-3-TPC | Globe valve | 900 kPa | 900 kPa |  | EU\Inbox\Combinations\Folder..6/..7\ | 31
138410 | H6032X16-S2/NVK24A-3-TPC | H6032X16-S2/NVK24A-3-TPC |  | H6032X16-S2 | / | NVK24A-3-TPC | Actuator with emergency control function | 1 | Scenario 2 |  | PPK¦SelectPro¦VDI3805¦Internet_EU |  |  | H6032X16-S2/NVK24A-3-TPC | Globe valve | 900 kPa | 900 kPa |  | EU\Inbox\Combinations\Folder..6/..7\ | 31
138415 | H6040X16-S2+NVK24A-3-TPC | H6040X16-S2+NVK24A-3-TPC |  | H6040X16-S2 | + | NVK24A-3-TPC | Actuator with emergency control function | 1 | Scenario 2 |  | PPK¦SelectPro¦VDI3805¦Internet_EU |  |  | H6040X16-S2+NVK24A-3-TPC | Globe valve | 500 kPa | 500 kPa |  | EU\Inbox\Combinations\Folder..6/..7\ | 32
138416 | H6040X16-S2/NVK24A-3-TPC | H6040X16-S2/NVK24A-3-TPC |  | H6040X16-S2 | / | NVK24A-3-TPC | Actuator with emergency control function | 1 | Scenario 2 |  | PPK¦SelectPro¦VDI3805¦Internet_EU |  |  | H6040X16-S2/NVK24A-3-TPC | Globe valve | 500 kPa | 500 kPa |  | EU\Inbox\Combinations\Folder..6/..7\ | 32
138421 | H6040X25-S2+NVK24A-3-TPC | H6040X25-S2+NVK24A-3-TPC |  | H6040X25-S2 | + | NVK24A-3-TPC | Actuator with emergency control function | 1 | Scenario 2 |  | PPK¦SelectPro¦VDI3805¦Internet_EU |  |  | H6040X25-S2+NVK24A-3-TPC | Globe valve | 500 kPa | 500 kPa |  | EU\Inbox\Combinations\Folder..6/..7\ | 32
138422 | H6040X25-S2/NVK24A-3-TPC | H6040X25-S2/NVK24A-3-TPC |  | H6040X25-S2 | / | NVK24A-3-TPC | Actuator with emergency control function | 1 | Scenario 2 |  | PPK¦SelectPro¦VDI3805¦Internet_EU |  |  | H6040X25-S2/NVK24A-3-TPC | Globe valve | 500 kPa | 500 kPa |  | EU\Inbox\Combinations\Folder..6/..7\ | 32
138427 | H6050X25-S2+NVK24A-3-TPC | H6050X25-S2+NVK24A-3-TPC |  | H6050X25-S2 | + | NVK24A-3-TPC | Actuator with emergency control function | 1 | Scenario 2 |  | PPK¦SelectPro¦VDI3805¦Internet_EU |  |  | H6050X25-S2+NVK24A-3-TPC | Globe valve | 300 kPa | 300 kPa |  | EU\Inbox\Combinations\Folder..6/..7\ | 31
138428 | H6050X25-S2/NVK24A-3-TPC | H6050X25-S2/NVK24A-3-TPC |  | H6050X25-S2 | / | NVK24A-3-TPC | Actuator with emergency control function | 1 | Scenario 2 |  | PPK¦SelectPro¦VDI3805¦Internet_EU |  |  | H6050X25-S2/NVK24A-3-TPC | Globe valve | 300 kPa | 300 kPa |  | EU\Inbox\Combinations\Folder..6/..7\ | 31
138433 | H6050X40-S2+NVK24A-3-TPC | H6050X40-S2+NVK24A-3-TPC |  | H6050X40-S2 | + | NVK24A-3-TPC | Actuator with emergency control function | 1 | Scenario 2 |  | PPK¦SelectPro¦VDI3805¦Internet_EU |  |  | H6050X40-S2+NVK24A-3-TPC | Globe valve | 300 kPa | 300 kPa |  | EU\Inbox\Combinations\Folder..6/..7\ | 31
138434 | H6050X40-S2/NVK24A-3-TPC | H6050X40-S2/NVK24A-3-TPC |  | H6050X40-S2 | / | NVK24A-3-TPC | Actuator with emergency control function | 1 | Scenario 2 |  | PPK¦SelectPro¦VDI3805¦Internet_EU |  |  | H6050X40-S2/NVK24A-3-TPC | Globe valve | 300 kPa | 300 kPa |  | EU\Inbox\Combinations\Folder..6/..7\ | 31
138439 | H6065X58-SP2+NVK24A-3-TPC | H6065X58-SP2+NVK24A-3-TPC |  | H6065X58-SP2 | + | NVK24A-3-TPC | Actuator with emergency control function | 1 | Scenario 2 |  | PPK¦SelectPro¦VDI3805¦Internet_EU |  |  | H6065X58-SP2+NVK24A-3-TPC | Globe valve (partial pressure-balanced) | 2100 kPa | 1000 kPa |  | EU\Inbox\Combinations\Folder..6/..7\ | 31
138440 | H6065X58-SP2/NVK24A-3-TPC | H6065X58-SP2/NVK24A-3-TPC |  | H6065X58-SP2 | / | NVK24A-3-TPC | Actuator with emergency control function | 1 | Scenario 2 |  | PPK¦SelectPro¦VDI3805¦Internet_EU |  |  | H6065X58-SP2/NVK24A-3-TPC | Globe valve (partial pressure-balanced) | 2100 kPa | 1000 kPa |  | EU\Inbox\Combinations\Folder..6/..7\ | 31
138445 | H6080X90-SP2+NVK24A-3-TPC | H6080X90-SP2+NVK24A-3-TPC |  | H6080X90-SP2 | + | NVK24A-3-TPC | Actuator with emergency control function | 1 | Scenario 2 |  | PPK¦SelectPro¦VDI3805¦Internet_EU |  |  | H6080X90-SP2+NVK24A-3-TPC | Globe valve (partial pressure-balanced) | 1600 kPa | 1000 kPa |  | EU\Inbox\Combinations\Folder..6/..7\ | 31
138446 | H6080X90-SP2/NVK24A-3-TPC | H6080X90-SP2/NVK24A-3-TPC |  | H6080X90-SP2 | / | NVK24A-3-TPC | Actuator with emergency control function | 1 | Scenario 2 |  | PPK¦SelectPro¦VDI3805¦Internet_EU |  |  | H6080X90-SP2/NVK24A-3-TPC | Globe valve (partial pressure-balanced) | 1600 kPa | 1000 kPa |  | EU\Inbox\Combinations\Folder..6/..7\ | 31
138451 | H6100X125-SP2+NVK24A-3-TPC | H6100X125-SP2+NVK24A-3-TPC |  | H6100X125-SP2 | + | NVK24A-3-TPC | Actuator with emergency control function | 1 | Scenario 2 |  | PPK¦SelectPro¦VDI3805¦Internet_EU |  |  | H6100X125-SP2+NVK24A-3-TPC | Globe valve (partial pressure-balanced) | 1000 kPa | 1000 kPa |  | EU\Inbox\Combinations\Folder..6/..7\ | 31
138452 | H6100X125-SP2/NVK24A-3-TPC | H6100X125-SP2/NVK24A-3-TPC |  | H6100X125-SP2 | / | NVK24A-3-TPC | Actuator with emergency control function | 1 | Scenario 2 |  | PPK¦SelectPro¦VDI3805¦Internet_EU |  |  | H6100X125-SP2/NVK24A-3-TPC | Globe valve (partial pressure-balanced) | 1000 kPa | 1000 kPa |  | EU\Inbox\Combinations\Folder..6/..7\ | 31
138457 | H610S+NVK24A-3-TPC | H610S+NVK24A-3-TPC |  | H610S | + | NVK24A-3-TPC | Actuator with emergency control function | 1 | Scenario 2 |  | PPK¦SelectPro¦VDI3805¦Internet_EU |  |  | H610S+NVK24A-3-TPC | Globe valve | 1600 kPa | 1000 kPa |  | EU\Inbox\Combinations\Folder..6/..7\ | 31
138458 | H610S/NVK24A-3-TPC | H610S/NVK24A-3-TPC |  | H610S | / | NVK24A-3-TPC | Actuator with emergency control function | 1 | Scenario 2 |  | PPK¦SelectPro¦VDI3805¦Internet_EU |  |  | H610S/NVK24A-3-TPC | Globe valve | 1600 kPa | 1000 kPa |  | EU\Inbox\Combinations\Folder..6/..7\ | 31
138463 | H611N+NVK24A-3-TPC | H611N+NVK24A-3-TPC |  | H611N | + | NVK24A-3-TPC | Actuator with emergency control function | 1 | Scenario 2 |  | PPK¦SelectPro¦VDI3805¦Internet_EU |  |  | H611N+NVK24A-3-TPC | Globe valve | 1600 kPa | 400 kPa |  | EU\Inbox\Combinations\Folder..6/..7\ | 31
138464 | H611N/NVK24A-3-TPC | H611N/NVK24A-3-TPC |  | H611N | / | NVK24A-3-TPC | Actuator with emergency control function | 1 | Scenario 2 |  | PPK¦SelectPro¦VDI3805¦Internet_EU |  |  | H611N/NVK24A-3-TPC | Globe valve | 1600 kPa | 400 kPa |  | EU\Inbox\Combinations\Folder..6/..7\ | 31
138469 | H611R+NVK24A-3-TPC | H611R+NVK24A-3-TPC |  | H611R | + | NVK24A-3-TPC | Actuator with emergency control function | 1 | Scenario 2 |  | PPK¦SelectPro¦VDI3805¦Internet_EU |  |  | H611R+NVK24A-3-TPC | Globe valve | 600 kPa | 400 kPa |  | EU\Inbox\Combinations\Folder..6/..7\ | 31
138470 | H611R/NVK24A-3-TPC | H611R/NVK24A-3-TPC |  | H611R | / | NVK24A-3-TPC | Actuator with emergency control function | 1 | Scenario 2 |  | PPK¦SelectPro¦VDI3805¦Internet_EU |  |  | H611R/NVK24A-3-TPC | Globe valve | 600 kPa | 400 kPa |  | EU\Inbox\Combinations\Folder..6/..7\ | 31
138475 | H611S+NVK24A-3-TPC | H611S+NVK24A-3-TPC |  | H611S | + | NVK24A-3-TPC | Actuator with emergency control function | 1 | Scenario 2 |  | PPK¦SelectPro¦VDI3805¦Internet_EU |  |  | H611S+NVK24A-3-TPC | Globe valve | 1600 kPa | 1000 kPa |  | EU\Inbox\Combinations\Folder..6/..7\ | 31
138476 | H611S/NVK24A-3-TPC | H611S/NVK24A-3-TPC |  | H611S | / | NVK24A-3-TPC | Actuator with emergency control function | 1 | Scenario 2 |  | PPK¦SelectPro¦VDI3805¦Internet_EU |  |  | H611S/NVK24A-3-TPC | Globe valve | 1600 kPa | 1000 kPa |  | EU\Inbox\Combinations\Folder..6/..7\ | 31
138481 | H612N+NVK24A-3-TPC | H612N+NVK24A-3-TPC |  | H612N | + | NVK24A-3-TPC | Actuator with emergency control function | 1 | Scenario 2 |  | PPK¦SelectPro¦VDI3805¦Internet_EU |  |  | H612N+NVK24A-3-TPC | Globe valve | 1600 kPa | 400 kPa |  | EU\Inbox\Combinations\Folder..6/..7\ | 31
138482 | H612N/NVK24A-3-TPC | H612N/NVK24A-3-TPC |  | H612N | / | NVK24A-3-TPC | Actuator with emergency control function | 1 | Scenario 2 |  | PPK¦SelectPro¦VDI3805¦Internet_EU |  |  | H612N/NVK24A-3-TPC | Globe valve | 1600 kPa | 400 kPa |  | EU\Inbox\Combinations\Folder..6/..7\ | 31
138487 | H612R+NVK24A-3-TPC | H612R+NVK24A-3-TPC |  | H612R | + | NVK24A-3-TPC | Actuator with emergency control function | 1 | Scenario 2 |  | PPK¦SelectPro¦VDI3805¦Internet_EU |  |  | H612R+NVK24A-3-TPC | Globe valve | 600 kPa | 400 kPa |  | EU\Inbox\Combinations\Folder..6/..7\ | 31
138488 | H612R/NVK24A-3-TPC | H612R/NVK24A-3-TPC |  | H612R | / | NVK24A-3-TPC | Actuator with emergency control function | 1 | Scenario 2 |  | PPK¦SelectPro¦VDI3805¦Internet_EU |  |  | H612R/NVK24A-3-TPC | Globe valve | 600 kPa | 400 kPa |  | EU\Inbox\Combinations\Folder..6/..7\ | 31
138493 | H612S+NVK24A-3-TPC | H612S+NVK24A-3-TPC |  | H612S | + | NVK24A-3-TPC | Actuator with emergency control function | 1 | Scenario 2 |  | PPK¦SelectPro¦VDI3805¦Internet_EU |  |  | H612S+NVK24A-3-TPC | Globe valve | 1600 kPa | 1000 kPa |  | EU\Inbox\Combinations\Folder..6/..7\ | 31
138494 | H612S/NVK24A-3-TPC | H612S/NVK24A-3-TPC |  | H612S | / | NVK24A-3-TPC | Actuator with emergency control function | 1 | Scenario 2 |  | PPK¦SelectPro¦VDI3805¦Internet_EU |  |  | H612S/NVK24A-3-TPC | Globe valve | 1600 kPa | 1000 kPa |  | EU\Inbox\Combinations\Folder..6/..7\ | 31
138499 | H613N+NVK24A-3-TPC | H613N+NVK24A-3-TPC |  | H613N | + | NVK24A-3-TPC | Actuator with emergency control function | 1 | Scenario 2 |  | PPK¦SelectPro¦VDI3805¦Internet_EU |  |  | H613N+NVK24A-3-TPC | Globe valve | 1600 kPa | 400 kPa |  | EU\Inbox\Combinations\Folder..6/..7\ | 31
138500 | H613N/NVK24A-3-TPC | H613N/NVK24A-3-TPC |  | H613N | / | NVK24A-3-TPC | Actuator with emergency control function | 1 | Scenario 2 |  | PPK¦SelectPro¦VDI3805¦Internet_EU |  |  | H613N/NVK24A-3-TPC | Globe valve | 1600 kPa | 400 kPa |  | EU\Inbox\Combinations\Folder..6/..7\ | 31
138505 | H613R+NVK24A-3-TPC | H613R+NVK24A-3-TPC |  | H613R | + | NVK24A-3-TPC | Actuator with emergency control function | 1 | Scenario 2 |  | PPK¦SelectPro¦VDI3805¦Internet_EU |  |  | H613R+NVK24A-3-TPC | Globe valve | 600 kPa | 400 kPa |  | EU\Inbox\Combinations\Folder..6/..7\ | 31
138506 | H613R/NVK24A-3-TPC | H613R/NVK24A-3-TPC |  | H613R | / | NVK24A-3-TPC | Actuator with emergency control function | 1 | Scenario 2 |  | PPK¦SelectPro¦VDI3805¦Internet_EU |  |  | H613R/NVK24A-3-TPC | Globe valve | 600 kPa | 400 kPa |  | EU\Inbox\Combinations\Folder..6/..7\ | 31
138511 | H613S+NVK24A-3-TPC | H613S+NVK24A-3-TPC |  | H613S | + | NVK24A-3-TPC | Actuator with emergency control function | 1 | Scenario 2 |  | PPK¦SelectPro¦VDI3805¦Internet_EU |  |  | H613S+NVK24A-3-TPC | Globe valve | 1600 kPa | 1000 kPa |  | EU\Inbox\Combinations\Folder..6/..7\ | 31
138512 | H613S/NVK24A-3-TPC | H613S/NVK24A-3-TPC |  | H613S | / | NVK24A-3-TPC | Actuator with emergency control function | 1 | Scenario 2 |  | PPK¦SelectPro¦VDI3805¦Internet_EU |  |  | H613S/NVK24A-3-TPC | Globe valve | 1600 kPa | 1000 kPa |  | EU\Inbox\Combinations\Folder..6/..7\ | 31
138517 | H614N+NVK24A-3-TPC | H614N+NVK24A-3-TPC |  | H614N | + | NVK24A-3-TPC | Actuator with emergency control function | 1 | Scenario 2 |  | PPK¦SelectPro¦VDI3805¦Internet_EU |  |  | H614N+NVK24A-3-TPC | Globe valve | 1600 kPa | 400 kPa |  | EU\Inbox\Combinations\Folder..6/..7\ | 31
138518 | H614N/NVK24A-3-TPC | H614N/NVK24A-3-TPC |  | H614N | / | NVK24A-3-TPC | Actuator with emergency control function | 1 | Scenario 2 |  | PPK¦SelectPro¦VDI3805¦Internet_EU |  |  | H614N/NVK24A-3-TPC | Globe valve | 1600 kPa | 400 kPa |  | EU\Inbox\Combinations\Folder..6/..7\ | 31
138523 | H614R+NVK24A-3-TPC | H614R+NVK24A-3-TPC |  | H614R | + | NVK24A-3-TPC | Actuator with emergency control function | 1 | Scenario 2 |  | PPK¦SelectPro¦VDI3805¦Internet_EU |  |  | H614R+NVK24A-3-TPC | Globe valve | 600 kPa | 400 kPa |  | EU\Inbox\Combinations\Folder..6/..7\ | 31
138524 | H614R/NVK24A-3-TPC | H614R/NVK24A-3-TPC |  | H614R | / | NVK24A-3-TPC | Actuator with emergency control function | 1 | Scenario 2 |  | PPK¦SelectPro¦VDI3805¦Internet_EU |  |  | H614R/NVK24A-3-TPC | Globe valve | 600 kPa | 400 kPa |  | EU\Inbox\Combinations\Folder..6/..7\ | 31
138529 | H614S+NVK24A-3-TPC | H614S+NVK24A-3-TPC |  | H614S | + | NVK24A-3-TPC | Actuator with emergency control function | 1 | Scenario 2 |  | PPK¦SelectPro¦VDI3805¦Internet_EU |  |  | H614S+NVK24A-3-TPC | Globe valve | 1600 kPa | 1000 kPa |  | EU\Inbox\Combinations\Folder..6/..7\ | 31
138530 | H614S/NVK24A-3-TPC | H614S/NVK24A-3-TPC |  | H614S | / | NVK24A-3-TPC | Actuator with emergency control function | 1 | Scenario 2 |  | PPK¦SelectPro¦VDI3805¦Internet_EU |  |  | H614S/NVK24A-3-TPC | Globe valve | 1600 kPa | 1000 kPa |  | EU\Inbox\Combinations\Folder..6/..7\ | 31
138535 | H615N+NVK24A-3-TPC | H615N+NVK24A-3-TPC |  | H615N | + | NVK24A-3-TPC | Actuator with emergency control function | 1 | Scenario 2 |  | PPK¦SelectPro¦VDI3805¦Internet_EU |  |  | H615N+NVK24A-3-TPC | Globe valve | 1600 kPa | 400 kPa |  | EU\Inbox\Combinations\Folder..6/..7\ | 31
138536 | H615N/NVK24A-3-TPC | H615N/NVK24A-3-TPC |  | H615N | / | NVK24A-3-TPC | Actuator with emergency control function | 1 | Scenario 2 |  | PPK¦SelectPro¦VDI3805¦Internet_EU |  |  | H615N/NVK24A-3-TPC | Globe valve | 1600 kPa | 400 kPa |  | EU\Inbox\Combinations\Folder..6/..7\ | 31
138541 | H615R+NVK24A-3-TPC | H615R+NVK24A-3-TPC |  | H615R | + | NVK24A-3-TPC | Actuator with emergency control function | 1 | Scenario 2 |  | PPK¦SelectPro¦VDI3805¦Internet_EU |  |  | H615R+NVK24A-3-TPC | Globe valve | 600 kPa | 400 kPa |  | EU\Inbox\Combinations\Folder..6/..7\ | 31
138542 | H615R/NVK24A-3-TPC | H615R/NVK24A-3-TPC |  | H615R | / | NVK24A-3-TPC | Actuator with emergency control function | 1 | Scenario 2 |  | PPK¦SelectPro¦VDI3805¦Internet_EU |  |  | H615R/NVK24A-3-TPC | Globe valve | 600 kPa | 400 kPa |  | EU\Inbox\Combinations\Folder..6/..7\ | 31
138547 | H615S+NVK24A-3-TPC | H615S+NVK24A-3-TPC |  | H615S | + | NVK24A-3-TPC | Actuator with emergency control function | 1 | Scenario 2 |  | PPK¦SelectPro¦VDI3805¦Internet_EU |  |  | H615S+NVK24A-3-TPC | Globe valve | 1600 kPa | 1000 kPa |  | EU\Inbox\Combinations\Folder..6/..7\ | 31
138548 | H615S/NVK24A-3-TPC | H615S/NVK24A-3-TPC |  | H615S | / | NVK24A-3-TPC | Actuator with emergency control function | 1 | Scenario 2 |  | PPK¦SelectPro¦VDI3805¦Internet_EU |  |  | H615S/NVK24A-3-TPC | Globe valve | 1600 kPa | 1000 kPa |  | EU\Inbox\Combinations\Folder..6/..7\ | 31
138553 | H619S+NVK24A-3-TPC | H619S+NVK24A-3-TPC |  | H619S | + | NVK24A-3-TPC | Actuator with emergency control function | 1 | Scenario 2 |  | PPK¦SelectPro¦VDI3805¦Internet_EU |  |  | H619S+NVK24A-3-TPC | Globe valve | 1600 kPa | 1000 kPa |  | EU\Inbox\Combinations\Folder..6/..7\ | 31
138554 | H619S/NVK24A-3-TPC | H619S/NVK24A-3-TPC |  | H619S | / | NVK24A-3-TPC | Actuator with emergency control function | 1 | Scenario 2 |  | PPK¦SelectPro¦VDI3805¦Internet_EU |  |  | H619S/NVK24A-3-TPC | Globe valve | 1600 kPa | 1000 kPa |  | EU\Inbox\Combinations\Folder..6/..7\ | 31
138559 | H620N+NVK24A-3-TPC | H620N+NVK24A-3-TPC |  | H620N | + | NVK24A-3-TPC | Actuator with emergency control function | 1 | Scenario 2 |  | PPK¦SelectPro¦VDI3805¦Internet_EU |  |  | H620N+NVK24A-3-TPC | Globe valve | 1600 kPa | 400 kPa |  | EU\Inbox\Combinations\Folder..6/..7\ | 31
138560 | H620N/NVK24A-3-TPC | H620N/NVK24A-3-TPC |  | H620N | / | NVK24A-3-TPC | Actuator with emergency control function | 1 | Scenario 2 |  | PPK¦SelectPro¦VDI3805¦Internet_EU |  |  | H620N/NVK24A-3-TPC | Globe valve | 1600 kPa | 400 kPa |  | EU\Inbox\Combinations\Folder..6/..7\ | 31
138565 | H620R+NVK24A-3-TPC | H620R+NVK24A-3-TPC |  | H620R | + | NVK24A-3-TPC | Actuator with emergency control function | 1 | Scenario 2 |  | PPK¦SelectPro¦VDI3805¦Internet_EU |  |  | H620R+NVK24A-3-TPC | Globe valve | 600 kPa | 400 kPa |  | EU\Inbox\Combinations\Folder..6/..7\ | 31
138566 | H620R/NVK24A-3-TPC | H620R/NVK24A-3-TPC |  | H620R | / | NVK24A-3-TPC | Actuator with emergency control function | 1 | Scenario 2 |  | PPK¦SelectPro¦VDI3805¦Internet_EU |  |  | H620R/NVK24A-3-TPC | Globe valve | 600 kPa | 400 kPa |  | EU\Inbox\Combinations\Folder..6/..7\ | 31
138571 | H620S+NVK24A-3-TPC | H620S+NVK24A-3-TPC |  | H620S | + | NVK24A-3-TPC | Actuator with emergency control function | 1 | Scenario 2 |  | PPK¦SelectPro¦VDI3805¦Internet_EU |  |  | H620S+NVK24A-3-TPC | Globe valve | 1600 kPa | 1000 kPa |  | EU\Inbox\Combinations\Folder..6/..7\ | 31
138572 | H620S/NVK24A-3-TPC | H620S/NVK24A-3-TPC |  | H620S | / | NVK24A-3-TPC | Actuator with emergency control function | 1 | Scenario 2 |  | PPK¦SelectPro¦VDI3805¦Internet_EU |  |  | H620S/NVK24A-3-TPC | Globe valve | 1600 kPa | 1000 kPa |  | EU\Inbox\Combinations\Folder..6/..7\ | 31
138577 | H624S+NVK24A-3-TPC | H624S+NVK24A-3-TPC |  | H624S | + | NVK24A-3-TPC | Actuator with emergency control function | 1 | Scenario 2 |  | PPK¦SelectPro¦VDI3805¦Internet_EU |  |  | H624S+NVK24A-3-TPC | Globe valve | 1300 kPa | 1000 kPa |  | EU\Inbox\Combinations\Folder..6/..7\ | 31
138578 | H624S/NVK24A-3-TPC | H624S/NVK24A-3-TPC |  | H624S | / | NVK24A-3-TPC | Actuator with emergency control function | 1 | Scenario 2 |  | PPK¦SelectPro¦VDI3805¦Internet_EU |  |  | H624S/NVK24A-3-TPC | Globe valve | 1300 kPa | 1000 kPa |  | EU\Inbox\Combinations\Folder..6/..7\ | 31
138583 | H625N+NVK24A-3-TPC | H625N+NVK24A-3-TPC |  | H625N | + | NVK24A-3-TPC | Actuator with emergency control function | 1 | Scenario 2 |  | PPK¦SelectPro¦VDI3805¦Internet_EU |  |  | H625N+NVK24A-3-TPC | Globe valve | 1300 kPa | 400 kPa |  | EU\Inbox\Combinations\Folder..6/..7\ | 30
138584 | H625N/NVK24A-3-TPC | H625N/NVK24A-3-TPC |  | H625N | / | NVK24A-3-TPC | Actuator with emergency control function | 1 | Scenario 2 |  | PPK¦SelectPro¦VDI3805¦Internet_EU |  |  | H625N/NVK24A-3-TPC | Globe valve | 1300 kPa | 400 kPa |  | EU\Inbox\Combinations\Folder..6/..7\ | 30
138589 | H625R+NVK24A-3-TPC | H625R+NVK24A-3-TPC |  | H625R | + | NVK24A-3-TPC | Actuator with emergency control function | 1 | Scenario 2 |  | PPK¦SelectPro¦VDI3805¦Internet_EU |  |  | H625R+NVK24A-3-TPC | Globe valve | 600 kPa | 400 kPa |  | EU\Inbox\Combinations\Folder..6/..7\ | 31
138590 | H625R/NVK24A-3-TPC | H625R/NVK24A-3-TPC |  | H625R | / | NVK24A-3-TPC | Actuator with emergency control function | 1 | Scenario 2 |  | PPK¦SelectPro¦VDI3805¦Internet_EU |  |  | H625R/NVK24A-3-TPC | Globe valve | 600 kPa | 400 kPa |  | EU\Inbox\Combinations\Folder..6/..7\ | 31
138595 | H625S+NVK24A-3-TPC | H625S+NVK24A-3-TPC |  | H625S | + | NVK24A-3-TPC | Actuator with emergency control function | 1 | Scenario 2 |  | PPK¦SelectPro¦VDI3805¦Internet_EU |  |  | H625S+NVK24A-3-TPC | Globe valve | 1300 kPa | 1000 kPa |  | EU\Inbox\Combinations\Folder..6/..7\ | 31
138596 | H625S/NVK24A-3-TPC | H625S/NVK24A-3-TPC |  | H625S | / | NVK24A-3-TPC | Actuator with emergency control function | 1 | Scenario 2 |  | PPK¦SelectPro¦VDI3805¦Internet_EU |  |  | H625S/NVK24A-3-TPC | Globe valve | 1300 kPa | 1000 kPa |  | EU\Inbox\Combinations\Folder..6/..7\ | 31
138601 | H632N+NVK24A-3-TPC | H632N+NVK24A-3-TPC |  | H632N | + | NVK24A-3-TPC | Actuator with emergency control function | 1 | Scenario 2 |  | PPK¦SelectPro¦VDI3805¦Internet_EU |  |  | H632N+NVK24A-3-TPC | Globe valve | 1000 kPa | 400 kPa |  | EU\Inbox\Combinations\Folder..6/..7\ | 30
138602 | H632N/NVK24A-3-TPC | H632N/NVK24A-3-TPC |  | H632N | / | NVK24A-3-TPC | Actuator with emergency control function | 1 | Scenario 2 |  | PPK¦SelectPro¦VDI3805¦Internet_EU |  |  | H632N/NVK24A-3-TPC | Globe valve | 1000 kPa | 400 kPa |  | EU\Inbox\Combinations\Folder..6/..7\ | 30
138607 | H632R+NVK24A-3-TPC | H632R+NVK24A-3-TPC |  | H632R | + | NVK24A-3-TPC | Actuator with emergency control function | 1 | Scenario 2 |  | PPK¦SelectPro¦VDI3805¦Internet_EU |  |  | H632R+NVK24A-3-TPC | Globe valve | 600 kPa | 400 kPa |  | EU\Inbox\Combinations\Folder..6/..7\ | 31
138608 | H632R/NVK24A-3-TPC | H632R/NVK24A-3-TPC |  | H632R | / | NVK24A-3-TPC | Actuator with emergency control function | 1 | Scenario 2 |  | PPK¦SelectPro¦VDI3805¦Internet_EU |  |  | H632R/NVK24A-3-TPC | Globe valve | 600 kPa | 400 kPa |  | EU\Inbox\Combinations\Folder..6/..7\ | 31
138613 | H632S+NVK24A-3-TPC | H632S+NVK24A-3-TPC |  | H632S | + | NVK24A-3-TPC | Actuator with emergency control function | 1 | Scenario 2 |  | PPK¦SelectPro¦VDI3805¦Internet_EU |  |  | H632S+NVK24A-3-TPC | Globe valve | 950 kPa | 950 kPa |  | EU\Inbox\Combinations\Folder..6/..7\ | 31
138614 | H632S/NVK24A-3-TPC | H632S/NVK24A-3-TPC |  | H632S | / | NVK24A-3-TPC | Actuator with emergency control function | 1 | Scenario 2 |  | PPK¦SelectPro¦VDI3805¦Internet_EU |  |  | H632S/NVK24A-3-TPC | Globe valve | 950 kPa | 950 kPa |  | EU\Inbox\Combinations\Folder..6/..7\ | 31
138619 | H640N+NVK24A-3-TPC | H640N+NVK24A-3-TPC |  | H640N | + | NVK24A-3-TPC | Actuator with emergency control function | 1 | Scenario 2 |  | PPK¦SelectPro¦VDI3805¦Internet_EU |  |  | H640N+NVK24A-3-TPC | Globe valve | 500 kPa | 400 kPa |  | EU\Inbox\Combinations\Folder..6/..7\ | 31
138620 | H640N/NVK24A-3-TPC | H640N/NVK24A-3-TPC |  | H640N | / | NVK24A-3-TPC | Actuator with emergency control function | 1 | Scenario 2 |  | PPK¦SelectPro¦VDI3805¦Internet_EU |  |  | H640N/NVK24A-3-TPC | Globe valve | 500 kPa | 400 kPa |  | EU\Inbox\Combinations\Folder..6/..7\ | 31
138695 | D680N+GRK24A-SR-5 | D680N+GRK24A-SR-5 |  | D680N | + | GRK24A-SR-5 | Actuator with emergency control function | 0 | Scenario 2 |  | PPK¦SelectPro¦VDI3805¦Internet_EU |  |  | D680N+GRK24A-SR-5 | Butterfly valve | 1200 kPa | 2.4 kPa |  | EU\Inbox\Combinations\Folder..6/..7\ | 28
138696 | D680N/GRK24A-SR-5 | D680N/GRK24A-SR-5 |  | D680N | / | GRK24A-SR-5 | Actuator with emergency control function | 0 | Scenario 2 |  | PPK¦SelectPro¦VDI3805¦Internet_EU |  |  | D680N/GRK24A-SR-5 | Butterfly valve | 1200 kPa | 2.4 kPa |  | EU\Inbox\Combinations\Folder..6/..7\ | 28
138701 | D680NL+GRK24A-SR-5 | D680NL+GRK24A-SR-5 |  | D680NL | + | GRK24A-SR-5 | Actuator with emergency control function | 0 | Scenario 2 |  | PPK¦SelectPro¦VDI3805¦Internet_EU |  |  | D680NL+GRK24A-SR-5 | Butterfly valve | 1200 kPa | 2.4 kPa |  | EU\Inbox\Combinations\Folder..6/..7\ | 28
138702 | D680NL/GRK24A-SR-5 | D680NL/GRK24A-SR-5 |  | D680NL | / | GRK24A-SR-5 | Actuator with emergency control function | 0 | Scenario 2 |  | PPK¦SelectPro¦VDI3805¦Internet_EU |  |  | D680NL/GRK24A-SR-5 | Butterfly valve | 1200 kPa | 2.4 kPa |  | EU\Inbox\Combinations\Folder..6/..7\ | 28
138717 | R6100W160-S8+GRK24A-5 | R6100W160-S8+GRK24A-5 |  | R6100W160-S8 | + | GRK24A-5 | Actuator with emergency control function | 1 | Scenario 2 |  | PPK¦SelectPro¦VDI3805¦Internet_EU |  |  | R6100W160-S8+GRK24A-5 | Characterised control valve | 690 kPa | 400 kPa |  | EU\Inbox\Combinations\Folder..6/..7\ | 29
138718 | R6100W160-S8/GRK24A-5 | R6100W160-S8/GRK24A-5 |  | R6100W160-S8 | / | GRK24A-5 | Actuator with emergency control function | 1 | Scenario 2 |  | PPK¦SelectPro¦VDI3805¦Internet_EU |  |  | R6100W160-S8/GRK24A-5 | Characterised control valve | 690 kPa | 400 kPa |  | EU\Inbox\Combinations\Folder..6/..7\ | 29
138719 | R6100W160-S8+GRK24A-SR-5 | R6100W160-S8+GRK24A-SR-5 |  | R6100W160-S8 | + | GRK24A-SR-5 | Actuator with emergency control function | 1 | Scenario 2 |  | PPK¦SelectPro¦VDI3805¦Internet_EU |  |  | R6100W160-S8+GRK24A-SR-5 | Characterised control valve | 690 kPa | 400 kPa |  | EU\Inbox\Combinations\Folder..6/..7\ | 28
138720 | R6100W160-S8/GRK24A-SR-5 | R6100W160-S8/GRK24A-SR-5 |  | R6100W160-S8 | / | GRK24A-SR-5 | Actuator with emergency control function | 1 | Scenario 2 |  | PPK¦SelectPro¦VDI3805¦Internet_EU |  |  | R6100W160-S8/GRK24A-SR-5 | Characterised control valve | 690 kPa | 400 kPa |  | EU\Inbox\Combinations\Folder..6/..7\ | 28
138723 | R6125W250-S8+GRK24A-5 | R6125W250-S8+GRK24A-5 |  | R6125W250-S8 | + | GRK24A-5 | Actuator with emergency control function | 1 | Scenario 2 |  | PPK¦SelectPro¦VDI3805¦Internet_EU |  |  | R6125W250-S8+GRK24A-5 | Characterised control valve | 690 kPa | 400 kPa |  | EU\Inbox\Combinations\Folder..6/..7\ | 30
138724 | R6125W250-S8/GRK24A-5 | R6125W250-S8/GRK24A-5 |  | R6125W250-S8 | / | GRK24A-5 | Actuator with emergency control function | 1 | Scenario 2 |  | PPK¦SelectPro¦VDI3805¦Internet_EU |  |  | R6125W250-S8/GRK24A-5 | Characterised control valve | 690 kPa | 400 kPa |  | EU\Inbox\Combinations\Folder..6/..7\ | 30
138725 | R6125W250-S8+GRK24A-SR-5 | R6125W250-S8+GRK24A-SR-5 |  | R6125W250-S8 | + | GRK24A-SR-5 | Actuator with emergency control function | 1 | Scenario 2 |  | PPK¦SelectPro¦VDI3805¦Internet_EU |  |  | R6125W250-S8+GRK24A-SR-5 | Characterised control valve | 690 kPa | 400 kPa |  | EU\Inbox\Combinations\Folder..6/..7\ | 28
138726 | R6125W250-S8/GRK24A-SR-5 | R6125W250-S8/GRK24A-SR-5 |  | R6125W250-S8 | / | GRK24A-SR-5 | Actuator with emergency control function | 1 | Scenario 2 |  | PPK¦SelectPro¦VDI3805¦Internet_EU |  |  | R6125W250-S8/GRK24A-SR-5 | Characterised control valve | 690 kPa | 400 kPa |  | EU\Inbox\Combinations\Folder..6/..7\ | 28
138729 | R6150W320-S8+GRK24A-5 | R6150W320-S8+GRK24A-5 |  | R6150W320-S8 | + | GRK24A-5 | Actuator with emergency control function | 1 | Scenario 2 |  | PPK¦SelectPro¦VDI3805¦Internet_EU |  |  | R6150W320-S8+GRK24A-5 | Characterised control valve | 690 kPa | 400 kPa |  | EU\Inbox\Combinations\Folder..6/..7\ | 30
138730 | R6150W320-S8/GRK24A-5 | R6150W320-S8/GRK24A-5 |  | R6150W320-S8 | / | GRK24A-5 | Actuator with emergency control function | 1 | Scenario 2 |  | PPK¦SelectPro¦VDI3805¦Internet_EU |  |  | R6150W320-S8/GRK24A-5 | Characterised control valve | 690 kPa | 400 kPa |  | EU\Inbox\Combinations\Folder..6/..7\ | 30
138731 | R6150W320-S8+GRK24A-SR-5 | R6150W320-S8+GRK24A-SR-5 |  | R6150W320-S8 | + | GRK24A-SR-5 | Actuator with emergency control function | 1 | Scenario 2 |  | PPK¦SelectPro¦VDI3805¦Internet_EU |  |  | R6150W320-S8+GRK24A-SR-5 | Characterised control valve | 690 kPa | 400 kPa |  | EU\Inbox\Combinations\Folder..6/..7\ | 28
138732 | R6150W320-S8/GRK24A-SR-5 | R6150W320-S8/GRK24A-SR-5 |  | R6150W320-S8 | / | GRK24A-SR-5 | Actuator with emergency control function | 1 | Scenario 2 |  | PPK¦SelectPro¦VDI3805¦Internet_EU |  |  | R6150W320-S8/GRK24A-SR-5 | Characterised control valve | 690 kPa | 400 kPa |  | EU\Inbox\Combinations\Folder..6/..7\ | 28
138735 | H640R+NVK24A-3-TPC | H640R+NVK24A-3-TPC |  | H640R | + | NVK24A-3-TPC | Actuator with emergency control function | 1 | Scenario 2 |  | PPK¦SelectPro¦VDI3805¦Internet_EU |  |  | H640R+NVK24A-3-TPC | Globe valve | 500 kPa | 400 kPa |  | EU\Inbox\Combinations\Folder..6/..7\ | 32
138736 | H640R/NVK24A-3-TPC | H640R/NVK24A-3-TPC |  | H640R | / | NVK24A-3-TPC | Actuator with emergency control function | 1 | Scenario 2 |  | PPK¦SelectPro¦VDI3805¦Internet_EU |  |  | H640R/NVK24A-3-TPC | Globe valve | 500 kPa | 400 kPa |  | EU\Inbox\Combinations\Folder..6/..7\ | 32
138741 | H640S+NVK24A-3-TPC | H640S+NVK24A-3-TPC |  | H640S | + | NVK24A-3-TPC | Actuator with emergency control function | 1 | Scenario 2 |  | PPK¦SelectPro¦VDI3805¦Internet_EU |  |  | H640S+NVK24A-3-TPC | Globe valve | 500 kPa | 500 kPa |  | EU\Inbox\Combinations\Folder..6/..7\ | 32
138742 | H640S/NVK24A-3-TPC | H640S/NVK24A-3-TPC |  | H640S | / | NVK24A-3-TPC | Actuator with emergency control function | 1 | Scenario 2 |  | PPK¦SelectPro¦VDI3805¦Internet_EU |  |  | H640S/NVK24A-3-TPC | Globe valve | 500 kPa | 500 kPa |  | EU\Inbox\Combinations\Folder..6/..7\ | 32
138747 | H640SP+NVK24A-3-TPC | H640SP+NVK24A-3-TPC |  | H640SP | + | NVK24A-3-TPC | Actuator with emergency control function | 1 | Scenario 2 |  | PPK¦SelectPro¦VDI3805¦Internet_EU |  |  | H640SP+NVK24A-3-TPC | Globe valve (partial pressure-balanced) | 1600 kPa | 1000 kPa |  | EU\Inbox\Combinations\Folder..6/..7\ | 32
138748 | H640SP/NVK24A-3-TPC | H640SP/NVK24A-3-TPC |  | H640SP | / | NVK24A-3-TPC | Actuator with emergency control function | 1 | Scenario 2 |  | PPK¦SelectPro¦VDI3805¦Internet_EU |  |  | H640SP/NVK24A-3-TPC | Globe valve (partial pressure-balanced) | 1600 kPa | 1000 kPa |  | EU\Inbox\Combinations\Folder..6/..7\ | 32
138753 | H650N+NVK24A-3-TPC | H650N+NVK24A-3-TPC |  | H650N | + | NVK24A-3-TPC | Actuator with emergency control function | 1 | Scenario 2 |  | PPK¦SelectPro¦VDI3805¦Internet_EU |  |  | H650N+NVK24A-3-TPC | Globe valve | 300 kPa | 300 kPa |  | EU\Inbox\Combinations\Folder..6/..7\ | 31
138754 | H650N/NVK24A-3-TPC | H650N/NVK24A-3-TPC |  | H650N | / | NVK24A-3-TPC | Actuator with emergency control function | 1 | Scenario 2 |  | PPK¦SelectPro¦VDI3805¦Internet_EU |  |  | H650N/NVK24A-3-TPC | Globe valve | 300 kPa | 300 kPa |  | EU\Inbox\Combinations\Folder..6/..7\ | 31
138759 | H650R+NVK24A-3-TPC | H650R+NVK24A-3-TPC |  | H650R | + | NVK24A-3-TPC | Actuator with emergency control function | 1 | Scenario 2 |  | PPK¦SelectPro¦VDI3805¦Internet_EU |  |  | H650R+NVK24A-3-TPC | Globe valve | 300 kPa | 300 kPa |  | EU\Inbox\Combinations\Folder..6/..7\ | 32
138760 | H650R/NVK24A-3-TPC | H650R/NVK24A-3-TPC |  | H650R | / | NVK24A-3-TPC | Actuator with emergency control function | 1 | Scenario 2 |  | PPK¦SelectPro¦VDI3805¦Internet_EU |  |  | H650R/NVK24A-3-TPC | Globe valve | 300 kPa | 300 kPa |  | EU\Inbox\Combinations\Folder..6/..7\ | 32
138765 | H650S+NVK24A-3-TPC | H650S+NVK24A-3-TPC |  | H650S | + | NVK24A-3-TPC | Actuator with emergency control function | 1 | Scenario 2 |  | PPK¦SelectPro¦VDI3805¦Internet_EU |  |  | H650S+NVK24A-3-TPC | Globe valve | 300 kPa | 300 kPa |  | EU\Inbox\Combinations\Folder..6/..7\ | 32
138766 | H650S/NVK24A-3-TPC | H650S/NVK24A-3-TPC |  | H650S | / | NVK24A-3-TPC | Actuator with emergency control function | 1 | Scenario 2 |  | PPK¦SelectPro¦VDI3805¦Internet_EU |  |  | H650S/NVK24A-3-TPC | Globe valve | 300 kPa | 300 kPa |  | EU\Inbox\Combinations\Folder..6/..7\ | 32
138771 | H650SP+NVK24A-3-TPC | H650SP+NVK24A-3-TPC |  | H650SP | + | NVK24A-3-TPC | Actuator with emergency control function | 1 | Scenario 2 |  | PPK¦SelectPro¦VDI3805¦Internet_EU |  |  | H650SP+NVK24A-3-TPC | Globe valve (partial pressure-balanced) | 1600 kPa | 1000 kPa |  | EU\Inbox\Combinations\Folder..6/..7\ | 32
138772 | H650SP/NVK24A-3-TPC | H650SP/NVK24A-3-TPC |  | H650SP | / | NVK24A-3-TPC | Actuator with emergency control function | 1 | Scenario 2 |  | PPK¦SelectPro¦VDI3805¦Internet_EU |  |  | H650SP/NVK24A-3-TPC | Globe valve (partial pressure-balanced) | 1600 kPa | 1000 kPa |  | EU\Inbox\Combinations\Folder..6/..7\ | 32
138777 | H664N+NVK24A-3-TPC | H664N+NVK24A-3-TPC |  | H664N | + | NVK24A-3-TPC | Actuator with emergency control function | 1 | Scenario 2 |  | PPK¦SelectPro¦VDI3805¦Internet_EU |  |  | H664N+NVK24A-3-TPC | Globe valve | 140 kPa | 140 kPa |  | EU\Inbox\Combinations\Folder..6/..7\ | 35
138778 | H664N/NVK24A-3-TPC | H664N/NVK24A-3-TPC |  | H664N | / | NVK24A-3-TPC | Actuator with emergency control function | 1 | Scenario 2 |  | PPK¦SelectPro¦VDI3805¦Internet_EU |  |  | H664N/NVK24A-3-TPC | Globe valve | 140 kPa | 140 kPa |  | EU\Inbox\Combinations\Folder..6/..7\ | 35
138783 | H664R+NVK24A-3-TPC | H664R+NVK24A-3-TPC |  | H664R | + | NVK24A-3-TPC | Actuator with emergency control function | 1 | Scenario 2 |  | PPK¦SelectPro¦VDI3805¦Internet_EU |  |  | H664R+NVK24A-3-TPC | Globe valve | 140 kPa | 140 kPa |  | EU\Inbox\Combinations\Folder..6/..7\ | 32
138784 | H664R/NVK24A-3-TPC | H664R/NVK24A-3-TPC |  | H664R | / | NVK24A-3-TPC | Actuator with emergency control function | 1 | Scenario 2 |  | PPK¦SelectPro¦VDI3805¦Internet_EU |  |  | H664R/NVK24A-3-TPC | Globe valve | 140 kPa | 140 kPa |  | EU\Inbox\Combinations\Folder..6/..7\ | 32
138789 | H664S+NVK24A-3-TPC | H664S+NVK24A-3-TPC |  | H664S | + | NVK24A-3-TPC | Actuator with emergency control function | 1 | Scenario 2 |  | PPK¦SelectPro¦VDI3805¦Internet_EU |  |  | H664S+NVK24A-3-TPC | Globe valve | 130 kPa | 130 kPa |  | EU\Inbox\Combinations\Folder..6/..7\ | 32
138790 | H664S/NVK24A-3-TPC | H664S/NVK24A-3-TPC |  | H664S | / | NVK24A-3-TPC | Actuator with emergency control function | 1 | Scenario 2 |  | PPK¦SelectPro¦VDI3805¦Internet_EU |  |  | H664S/NVK24A-3-TPC | Globe valve | 130 kPa | 130 kPa |  | EU\Inbox\Combinations\Folder..6/..7\ | 32
138795 | H664SP+NVK24A-3-TPC | H664SP+NVK24A-3-TPC |  | H664SP | + | NVK24A-3-TPC | Actuator with emergency control function | 1 | Scenario 2 |  | PPK¦SelectPro¦VDI3805¦Internet_EU |  |  | H664SP+NVK24A-3-TPC | Globe valve (partial pressure-balanced) | 1600 kPa | 1000 kPa |  | EU\Inbox\Combinations\Folder..6/..7\ | 32
138796 | H664SP/NVK24A-3-TPC | H664SP/NVK24A-3-TPC |  | H664SP | / | NVK24A-3-TPC | Actuator with emergency control function | 1 | Scenario 2 |  | PPK¦SelectPro¦VDI3805¦Internet_EU |  |  | H664SP/NVK24A-3-TPC | Globe valve (partial pressure-balanced) | 1600 kPa | 1000 kPa |  | EU\Inbox\Combinations\Folder..6/..7\ | 32
138801 | H679N+NVK24A-3-TPC | H679N+NVK24A-3-TPC |  | H679N | + | NVK24A-3-TPC | Actuator with emergency control function | 1 | Scenario 2 |  | PPK¦SelectPro¦VDI3805¦Internet_EU |  |  | H679N+NVK24A-3-TPC | Globe valve | 80 kPa | 80 kPa |  | EU\Inbox\Combinations\Folder..6/..7\ | 35
138802 | H679N/NVK24A-3-TPC | H679N/NVK24A-3-TPC |  | H679N | / | NVK24A-3-TPC | Actuator with emergency control function | 1 | Scenario 2 |  | PPK¦SelectPro¦VDI3805¦Internet_EU |  |  | H679N/NVK24A-3-TPC | Globe valve | 80 kPa | 80 kPa |  | EU\Inbox\Combinations\Folder..6/..7\ | 33
138807 | H679R+NVK24A-3-TPC | H679R+NVK24A-3-TPC |  | H679R | + | NVK24A-3-TPC | Actuator with emergency control function | 1 | Scenario 2 |  | PPK¦SelectPro¦VDI3805¦Internet_EU |  |  | H679R+NVK24A-3-TPC | Globe valve | 80 kPa | 80 kPa |  | EU\Inbox\Combinations\Folder..6/..7\ | 32
138808 | H679R/NVK24A-3-TPC | H679R/NVK24A-3-TPC |  | H679R | / | NVK24A-3-TPC | Actuator with emergency control function | 1 | Scenario 2 |  | PPK¦SelectPro¦VDI3805¦Internet_EU |  |  | H679R/NVK24A-3-TPC | Globe valve | 80 kPa | 80 kPa |  | EU\Inbox\Combinations\Folder..6/..7\ | 32
138813 | H679SP+NVK24A-3-TPC | H679SP+NVK24A-3-TPC |  | H679SP | + | NVK24A-3-TPC | Actuator with emergency control function | 1 | Scenario 2 |  | PPK¦SelectPro¦VDI3805¦Internet_EU |  |  | H679SP+NVK24A-3-TPC | Globe valve (partial pressure-balanced) | 1600 kPa | 1000 kPa |  | EU\Inbox\Combinations\Folder..6/..7\ | 32
138814 | H679SP/NVK24A-3-TPC | H679SP/NVK24A-3-TPC |  | H679SP | / | NVK24A-3-TPC | Actuator with emergency control function | 1 | Scenario 2 |  | PPK¦SelectPro¦VDI3805¦Internet_EU |  |  | H679SP/NVK24A-3-TPC | Globe valve (partial pressure-balanced) | 1600 kPa | 1000 kPa |  | EU\Inbox\Combinations\Folder..6/..7\ | 32
138819 | H7015X4-S2+NVK24A-3-TPC | H7015X4-S2+NVK24A-3-TPC |  | H7015X4-S2 | + | NVK24A-3-TPC | Actuator with emergency control function | 1 | Scenario 2 |  | PPK¦SelectPro¦VDI3805¦Internet_EU |  |  | H7015X4-S2+NVK24A-3-TPC | Globe valve | 2200 kPa | 1000 kPa |  | EU\Inbox\Combinations\Folder..6/..7\ | 32
138820 | H7015X4-S2/NVK24A-3-TPC | H7015X4-S2/NVK24A-3-TPC |  | H7015X4-S2 | / | NVK24A-3-TPC | Actuator with emergency control function | 1 | Scenario 2 |  | PPK¦SelectPro¦VDI3805¦Internet_EU |  |  | H7015X4-S2/NVK24A-3-TPC | Globe valve | 2200 kPa | 1000 kPa |  | EU\Inbox\Combinations\Folder..6/..7\ | 32
138825 | H7015Y4-S2+NVK24A-3-TPC | H7015Y4-S2+NVK24A-3-TPC |  | H7015Y4-S2 | + | NVK24A-3-TPC | Actuator with emergency control function | 1 | Scenario 2 |  | PPK¦SelectPro¦VDI3805¦Internet_EU |  |  | H7015Y4-S2+NVK24A-3-TPC | Globe valve | 2200 kPa | 1000 kPa |  | EU\Inbox\Combinations\Folder..6/..7\ | 32
138826 | H7015Y4-S2/NVK24A-3-TPC | H7015Y4-S2/NVK24A-3-TPC |  | H7015Y4-S2 | / | NVK24A-3-TPC | Actuator with emergency control function | 1 | Scenario 2 |  | PPK¦SelectPro¦VDI3805¦Internet_EU |  |  | H7015Y4-S2/NVK24A-3-TPC | Globe valve | 2200 kPa | 1000 kPa |  | EU\Inbox\Combinations\Folder..6/..7\ | 32
138831 | H7020X6P3-S2+NVK24A-3-TPC | H7020X6P3-S2+NVK24A-3-TPC |  | H7020X6P3-S2 | + | NVK24A-3-TPC | Actuator with emergency control function | 1 | Scenario 2 |  | PPK¦SelectPro¦VDI3805¦Internet_EU |  |  | H7020X6P3-S2+NVK24A-3-TPC | Globe valve | 1500 kPa | 1000 kPa |  | EU\Inbox\Combinations\Folder..6/..7\ | 32
138832 | H7020X6P3-S2/NVK24A-3-TPC | H7020X6P3-S2/NVK24A-3-TPC |  | H7020X6P3-S2 | / | NVK24A-3-TPC | Actuator with emergency control function | 1 | Scenario 2 |  | PPK¦SelectPro¦VDI3805¦Internet_EU |  |  | H7020X6P3-S2/NVK24A-3-TPC | Globe valve | 1500 kPa | 1000 kPa |  | EU\Inbox\Combinations\Folder..6/..7\ | 32
138837 | H7020Y6P3-S2+NVK24A-3-TPC | H7020Y6P3-S2+NVK24A-3-TPC |  | H7020Y6P3-S2 | + | NVK24A-3-TPC | Actuator with emergency control function | 1 | Scenario 2 |  | PPK¦SelectPro¦VDI3805¦Internet_EU |  |  | H7020Y6P3-S2+NVK24A-3-TPC | Globe valve | 1500 kPa | 1000 kPa |  | EU\Inbox\Combinations\Folder..6/..7\ | 32
138838 | H7020Y6P3-S2/NVK24A-3-TPC | H7020Y6P3-S2/NVK24A-3-TPC |  | H7020Y6P3-S2 | / | NVK24A-3-TPC | Actuator with emergency control function | 1 | Scenario 2 |  | PPK¦SelectPro¦VDI3805¦Internet_EU |  |  | H7020Y6P3-S2/NVK24A-3-TPC | Globe valve | 1500 kPa | 1000 kPa |  | EU\Inbox\Combinations\Folder..6/..7\ | 32
138843 | H7025X10-S2+NVK24A-3-TPC | H7025X10-S2+NVK24A-3-TPC |  | H7025X10-S2 | + | NVK24A-3-TPC | Actuator with emergency control function | 1 | Scenario 2 |  | PPK¦SelectPro¦VDI3805¦Internet_EU |  |  | H7025X10-S2+NVK24A-3-TPC | Globe valve | 1300 kPa | 1000 kPa |  | EU\Inbox\Combinations\Folder..6/..7\ | 32
138844 | H7025X10-S2/NVK24A-3-TPC | H7025X10-S2/NVK24A-3-TPC |  | H7025X10-S2 | / | NVK24A-3-TPC | Actuator with emergency control function | 1 | Scenario 2 |  | PPK¦SelectPro¦VDI3805¦Internet_EU |  |  | H7025X10-S2/NVK24A-3-TPC | Globe valve | 1300 kPa | 1000 kPa |  | EU\Inbox\Combinations\Folder..6/..7\ | 32
138849 | H7025Y10-S2+NVK24A-3-TPC | H7025Y10-S2+NVK24A-3-TPC |  | H7025Y10-S2 | + | NVK24A-3-TPC | Actuator with emergency control function | 1 | Scenario 2 |  | PPK¦SelectPro¦VDI3805¦Internet_EU |  |  | H7025Y10-S2+NVK24A-3-TPC | Globe valve | 1300 kPa | 1000 kPa |  | EU\Inbox\Combinations\Folder..6/..7\ | 32
138850 | H7025Y10-S2/NVK24A-3-TPC | H7025Y10-S2/NVK24A-3-TPC |  | H7025Y10-S2 | / | NVK24A-3-TPC | Actuator with emergency control function | 1 | Scenario 2 |  | PPK¦SelectPro¦VDI3805¦Internet_EU |  |  | H7025Y10-S2/NVK24A-3-TPC | Globe valve | 1300 kPa | 1000 kPa |  | EU\Inbox\Combinations\Folder..6/..7\ | 32
138855 | H7032X16-S2+NVK24A-3-TPC | H7032X16-S2+NVK24A-3-TPC |  | H7032X16-S2 | + | NVK24A-3-TPC | Actuator with emergency control function | 1 | Scenario 2 |  | PPK¦SelectPro¦VDI3805¦Internet_EU |  |  | H7032X16-S2+NVK24A-3-TPC | Globe valve | 900 kPa | 900 kPa |  | EU\Inbox\Combinations\Folder..6/..7\ | 32
138856 | H7032X16-S2/NVK24A-3-TPC | H7032X16-S2/NVK24A-3-TPC |  | H7032X16-S2 | / | NVK24A-3-TPC | Actuator with emergency control function | 1 | Scenario 2 |  | PPK¦SelectPro¦VDI3805¦Internet_EU |  |  | H7032X16-S2/NVK24A-3-TPC | Globe valve | 900 kPa | 900 kPa |  | EU\Inbox\Combinations\Folder..6/..7\ | 32
138861 | H7032Y16-S2+NVK24A-3-TPC | H7032Y16-S2+NVK24A-3-TPC |  | H7032Y16-S2 | + | NVK24A-3-TPC | Actuator with emergency control function | 1 | Scenario 2 |  | PPK¦SelectPro¦VDI3805¦Internet_EU |  |  | H7032Y16-S2+NVK24A-3-TPC | Globe valve | 900 kPa | 900 kPa |  | EU\Inbox\Combinations\Folder..6/..7\ | 32
138862 | H7032Y16-S2/NVK24A-3-TPC | H7032Y16-S2/NVK24A-3-TPC |  | H7032Y16-S2 | / | NVK24A-3-TPC | Actuator with emergency control function | 1 | Scenario 2 |  | PPK¦SelectPro¦VDI3805¦Internet_EU |  |  | H7032Y16-S2/NVK24A-3-TPC | Globe valve | 900 kPa | 900 kPa |  | EU\Inbox\Combinations\Folder..6/..7\ | 32
138867 | H7040X25-S2+NVK24A-3-TPC | H7040X25-S2+NVK24A-3-TPC |  | H7040X25-S2 | + | NVK24A-3-TPC | Actuator with emergency control function | 1 | Scenario 2 |  | PPK¦SelectPro¦VDI3805¦Internet_EU |  |  | H7040X25-S2+NVK24A-3-TPC | Globe valve | 500 kPa | 500 kPa |  | EU\Inbox\Combinations\Folder..6/..7\ | 32
138868 | H7040X25-S2/NVK24A-3-TPC | H7040X25-S2/NVK24A-3-TPC |  | H7040X25-S2 | / | NVK24A-3-TPC | Actuator with emergency control function | 1 | Scenario 2 |  | PPK¦SelectPro¦VDI3805¦Internet_EU |  |  | H7040X25-S2/NVK24A-3-TPC | Globe valve | 500 kPa | 500 kPa |  | EU\Inbox\Combinations\Folder..6/..7\ | 32
138873 | H7040Y25-S2+NVK24A-3-TPC | H7040Y25-S2+NVK24A-3-TPC |  | H7040Y25-S2 | + | NVK24A-3-TPC | Actuator with emergency control function | 1 | Scenario 2 |  | PPK¦SelectPro¦VDI3805¦Internet_EU |  |  | H7040Y25-S2+NVK24A-3-TPC | Globe valve | 500 kPa | 500 kPa |  | EU\Inbox\Combinations\Folder..6/..7\ | 32
138874 | H7040Y25-S2/NVK24A-3-TPC | H7040Y25-S2/NVK24A-3-TPC |  | H7040Y25-S2 | / | NVK24A-3-TPC | Actuator with emergency control function | 1 | Scenario 2 |  | PPK¦SelectPro¦VDI3805¦Internet_EU |  |  | H7040Y25-S2/NVK24A-3-TPC | Globe valve | 500 kPa | 500 kPa |  | EU\Inbox\Combinations\Folder..6/..7\ | 32
138879 | H7050X40-S2+NVK24A-3-TPC | H7050X40-S2+NVK24A-3-TPC |  | H7050X40-S2 | + | NVK24A-3-TPC | Actuator with emergency control function | 1 | Scenario 2 |  | PPK¦SelectPro¦VDI3805¦Internet_EU |  |  | H7050X40-S2+NVK24A-3-TPC | Globe valve | 300 kPa | 300 kPa |  | EU\Inbox\Combinations\Folder..6/..7\ | 32
138880 | H7050X40-S2/NVK24A-3-TPC | H7050X40-S2/NVK24A-3-TPC |  | H7050X40-S2 | / | NVK24A-3-TPC | Actuator with emergency control function | 1 | Scenario 2 |  | PPK¦SelectPro¦VDI3805¦Internet_EU |  |  | H7050X40-S2/NVK24A-3-TPC | Globe valve | 300 kPa | 300 kPa |  | EU\Inbox\Combinations\Folder..6/..7\ | 32
138885 | H7050Y40-S2+NVK24A-3-TPC | H7050Y40-S2+NVK24A-3-TPC |  | H7050Y40-S2 | + | NVK24A-3-TPC | Actuator with emergency control function | 1 | Scenario 2 |  | PPK¦SelectPro¦VDI3805¦Internet_EU |  |  | H7050Y40-S2+NVK24A-3-TPC | Globe valve | 300 kPa | 300 kPa |  | EU\Inbox\Combinations\Folder..6/..7\ | 32
138886 | H7050Y40-S2/NVK24A-3-TPC | H7050Y40-S2/NVK24A-3-TPC |  | H7050Y40-S2 | / | NVK24A-3-TPC | Actuator with emergency control function | 1 | Scenario 2 |  | PPK¦SelectPro¦VDI3805¦Internet_EU |  |  | H7050Y40-S2/NVK24A-3-TPC | Globe valve | 300 kPa | 300 kPa |  | EU\Inbox\Combinations\Folder..6/..7\ | 32
138891 | H711N+NVK24A-3-TPC | H711N+NVK24A-3-TPC |  | H711N | + | NVK24A-3-TPC | Actuator with emergency control function | 1 | Scenario 2 |  | PPK¦SelectPro¦VDI3805¦Internet_EU |  |  | H711N+NVK24A-3-TPC | Globe valve | 1600 kPa | 400 kPa |  | EU\Inbox\Combinations\Folder..6/..7\ | 32
138892 | H711N/NVK24A-3-TPC | H711N/NVK24A-3-TPC |  | H711N | / | NVK24A-3-TPC | Actuator with emergency control function | 1 | Scenario 2 |  | PPK¦SelectPro¦VDI3805¦Internet_EU |  |  | H711N/NVK24A-3-TPC | Globe valve | 1600 kPa | 400 kPa |  | EU\Inbox\Combinations\Folder..6/..7\ | 32
138897 | H711R+NVK24A-3-TPC | H711R+NVK24A-3-TPC |  | H711R | + | NVK24A-3-TPC | Actuator with emergency control function | 1 | Scenario 2 |  | PPK¦SelectPro¦VDI3805¦Internet_EU |  |  | H711R+NVK24A-3-TPC | Globe valve | 600 kPa | 400 kPa |  | EU\Inbox\Combinations\Folder..6/..7\ | 33
138898 | H711R/NVK24A-3-TPC | H711R/NVK24A-3-TPC |  | H711R | / | NVK24A-3-TPC | Actuator with emergency control function | 1 | Scenario 2 |  | PPK¦SelectPro¦VDI3805¦Internet_EU |  |  | H711R/NVK24A-3-TPC | Globe valve | 600 kPa | 400 kPa |  | EU\Inbox\Combinations\Folder..6/..7\ | 33
138903 | H712N+NVK24A-3-TPC | H712N+NVK24A-3-TPC |  | H712N | + | NVK24A-3-TPC | Actuator with emergency control function | 1 | Scenario 2 |  | PPK¦SelectPro¦VDI3805¦Internet_EU |  |  | H712N+NVK24A-3-TPC | Globe valve | 1600 kPa | 400 kPa |  | EU\Inbox\Combinations\Folder..6/..7\ | 32
138904 | H712N/NVK24A-3-TPC | H712N/NVK24A-3-TPC |  | H712N | / | NVK24A-3-TPC | Actuator with emergency control function | 1 | Scenario 2 |  | PPK¦SelectPro¦VDI3805¦Internet_EU |  |  | H712N/NVK24A-3-TPC | Globe valve | 1600 kPa | 400 kPa |  | EU\Inbox\Combinations\Folder..6/..7\ | 32
138909 | H712R+NVK24A-3-TPC | H712R+NVK24A-3-TPC |  | H712R | + | NVK24A-3-TPC | Actuator with emergency control function | 1 | Scenario 2 |  | PPK¦SelectPro¦VDI3805¦Internet_EU |  |  | H712R+NVK24A-3-TPC | Globe valve | 600 kPa | 400 kPa |  | EU\Inbox\Combinations\Folder..6/..7\ | 32
138910 | H712R/NVK24A-3-TPC | H712R/NVK24A-3-TPC |  | H712R | / | NVK24A-3-TPC | Actuator with emergency control function | 1 | Scenario 2 |  | PPK¦SelectPro¦VDI3805¦Internet_EU |  |  | H712R/NVK24A-3-TPC | Globe valve | 600 kPa | 400 kPa |  | EU\Inbox\Combinations\Folder..6/..7\ | 32
138915 | H713N+NVK24A-3-TPC | H713N+NVK24A-3-TPC |  | H713N | + | NVK24A-3-TPC | Actuator with emergency control function | 1 | Scenario 2 |  | PPK¦SelectPro¦VDI3805¦Internet_EU |  |  | H713N+NVK24A-3-TPC | Globe valve | 1600 kPa | 400 kPa |  | EU\Inbox\Combinations\Folder..6/..7\ | 32
138916 | H713N/NVK24A-3-TPC | H713N/NVK24A-3-TPC |  | H713N | / | NVK24A-3-TPC | Actuator with emergency control function | 1 | Scenario 2 |  | PPK¦SelectPro¦VDI3805¦Internet_EU |  |  | H713N/NVK24A-3-TPC | Globe valve | 1600 kPa | 400 kPa |  | EU\Inbox\Combinations\Folder..6/..7\ | 32
138921 | H713R+NVK24A-3-TPC | H713R+NVK24A-3-TPC |  | H713R | + | NVK24A-3-TPC | Actuator with emergency control function | 1 | Scenario 2 |  | PPK¦SelectPro¦VDI3805¦Internet_EU |  |  | H713R+NVK24A-3-TPC | Globe valve | 600 kPa | 400 kPa |  | EU\Inbox\Combinations\Folder..6/..7\ | 32
138922 | H713R/NVK24A-3-TPC | H713R/NVK24A-3-TPC |  | H713R | / | NVK24A-3-TPC | Actuator with emergency control function | 1 | Scenario 2 |  | PPK¦SelectPro¦VDI3805¦Internet_EU |  |  | H713R/NVK24A-3-TPC | Globe valve | 600 kPa | 400 kPa |  | EU\Inbox\Combinations\Folder..6/..7\ | 32
138927 | H714N+NVK24A-3-TPC | H714N+NVK24A-3-TPC |  | H714N | + | NVK24A-3-TPC | Actuator with emergency control function | 1 | Scenario 2 |  | PPK¦SelectPro¦VDI3805¦Internet_EU |  |  | H714N+NVK24A-3-TPC | Globe valve | 1600 kPa | 400 kPa |  | EU\Inbox\Combinations\Folder..6/..7\ | 32
138928 | H714N/NVK24A-3-TPC | H714N/NVK24A-3-TPC |  | H714N | / | NVK24A-3-TPC | Actuator with emergency control function | 1 | Scenario 2 |  | PPK¦SelectPro¦VDI3805¦Internet_EU |  |  | H714N/NVK24A-3-TPC | Globe valve | 1600 kPa | 400 kPa |  | EU\Inbox\Combinations\Folder..6/..7\ | 32
138933 | H714R+NVK24A-3-TPC | H714R+NVK24A-3-TPC |  | H714R | + | NVK24A-3-TPC | Actuator with emergency control function | 1 | Scenario 2 |  | PPK¦SelectPro¦VDI3805¦Internet_EU |  |  | H714R+NVK24A-3-TPC | Globe valve | 600 kPa | 400 kPa |  | EU\Inbox\Combinations\Folder..6/..7\ | 32
138934 | H714R/NVK24A-3-TPC | H714R/NVK24A-3-TPC |  | H714R | / | NVK24A-3-TPC | Actuator with emergency control function | 1 | Scenario 2 |  | PPK¦SelectPro¦VDI3805¦Internet_EU |  |  | H714R/NVK24A-3-TPC | Globe valve | 600 kPa | 400 kPa |  | EU\Inbox\Combinations\Folder..6/..7\ | 32
138939 | H715N+NVK24A-3-TPC | H715N+NVK24A-3-TPC |  | H715N | + | NVK24A-3-TPC | Actuator with emergency control function | 1 | Scenario 2 |  | PPK¦SelectPro¦VDI3805¦Internet_EU |  |  | H715N+NVK24A-3-TPC | Globe valve | 1600 kPa | 400 kPa |  | EU\Inbox\Combinations\Folder..6/..7\ | 32
138940 | H715N/NVK24A-3-TPC | H715N/NVK24A-3-TPC |  | H715N | / | NVK24A-3-TPC | Actuator with emergency control function | 1 | Scenario 2 |  | PPK¦SelectPro¦VDI3805¦Internet_EU |  |  | H715N/NVK24A-3-TPC | Globe valve | 1600 kPa | 400 kPa |  | EU\Inbox\Combinations\Folder..6/..7\ | 32
138945 | H715R+NVK24A-3-TPC | H715R+NVK24A-3-TPC |  | H715R | + | NVK24A-3-TPC | Actuator with emergency control function | 1 | Scenario 2 |  | PPK¦SelectPro¦VDI3805¦Internet_EU |  |  | H715R+NVK24A-3-TPC | Globe valve | 600 kPa | 400 kPa |  | EU\Inbox\Combinations\Folder..6/..7\ | 32
138946 | H715R/NVK24A-3-TPC | H715R/NVK24A-3-TPC |  | H715R | / | NVK24A-3-TPC | Actuator with emergency control function | 1 | Scenario 2 |  | PPK¦SelectPro¦VDI3805¦Internet_EU |  |  | H715R/NVK24A-3-TPC | Globe valve | 600 kPa | 400 kPa |  | EU\Inbox\Combinations\Folder..6/..7\ | 32
138951 | H720N+NVK24A-3-TPC | H720N+NVK24A-3-TPC |  | H720N | + | NVK24A-3-TPC | Actuator with emergency control function | 1 | Scenario 2 |  | PPK¦SelectPro¦VDI3805¦Internet_EU |  |  | H720N+NVK24A-3-TPC | Globe valve | 1600 kPa | 400 kPa |  | EU\Inbox\Combinations\Folder..6/..7\ | 32
138952 | H720N/NVK24A-3-TPC | H720N/NVK24A-3-TPC |  | H720N | / | NVK24A-3-TPC | Actuator with emergency control function | 1 | Scenario 2 |  | PPK¦SelectPro¦VDI3805¦Internet_EU |  |  | H720N/NVK24A-3-TPC | Globe valve | 1600 kPa | 400 kPa |  | EU\Inbox\Combinations\Folder..6/..7\ | 32
138957 | H720R+NVK24A-3-TPC | H720R+NVK24A-3-TPC |  | H720R | + | NVK24A-3-TPC | Actuator with emergency control function | 1 | Scenario 2 |  | PPK¦SelectPro¦VDI3805¦Internet_EU |  |  | H720R+NVK24A-3-TPC | Globe valve | 600 kPa | 400 kPa |  | EU\Inbox\Combinations\Folder..6/..7\ | 32
138958 | H720R/NVK24A-3-TPC | H720R/NVK24A-3-TPC |  | H720R | / | NVK24A-3-TPC | Actuator with emergency control function | 1 | Scenario 2 |  | PPK¦SelectPro¦VDI3805¦Internet_EU |  |  | H720R/NVK24A-3-TPC | Globe valve | 600 kPa | 400 kPa |  | EU\Inbox\Combinations\Folder..6/..7\ | 32
138963 | H725N+NVK24A-3-TPC | H725N+NVK24A-3-TPC |  | H725N | + | NVK24A-3-TPC | Actuator with emergency control function | 1 | Scenario 2 |  | PPK¦SelectPro¦VDI3805¦Internet_EU |  |  | H725N+NVK24A-3-TPC | Globe valve | 1300 kPa | 400 kPa |  | EU\Inbox\Combinations\Folder..6/..7\ | 37
138964 | H725N/NVK24A-3-TPC | H725N/NVK24A-3-TPC |  | H725N | / | NVK24A-3-TPC | Actuator with emergency control function | 1 | Scenario 2 |  | PPK¦SelectPro¦VDI3805¦Internet_EU |  |  | H725N/NVK24A-3-TPC | Globe valve | 1300 kPa | 400 kPa |  | EU\Inbox\Combinations\Folder..6/..7\ | 37
138969 | H725R+NVK24A-3-TPC | H725R+NVK24A-3-TPC |  | H725R | + | NVK24A-3-TPC | Actuator with emergency control function | 1 | Scenario 2 |  | PPK¦SelectPro¦VDI3805¦Internet_EU |  |  | H725R+NVK24A-3-TPC | Globe valve | 600 kPa | 400 kPa |  | EU\Inbox\Combinations\Folder..6/..7\ | 32
138970 | H725R/NVK24A-3-TPC | H725R/NVK24A-3-TPC |  | H725R | / | NVK24A-3-TPC | Actuator with emergency control function | 1 | Scenario 2 |  | PPK¦SelectPro¦VDI3805¦Internet_EU |  |  | H725R/NVK24A-3-TPC | Globe valve | 600 kPa | 400 kPa |  | EU\Inbox\Combinations\Folder..6/..7\ | 32
138975 | H732N+NVK24A-3-TPC | H732N+NVK24A-3-TPC |  | H732N | + | NVK24A-3-TPC | Actuator with emergency control function | 1 | Scenario 2 |  | PPK¦SelectPro¦VDI3805¦Internet_EU |  |  | H732N+NVK24A-3-TPC | Globe valve | 1000 kPa | 400 kPa |  | EU\Inbox\Combinations\Folder..6/..7\ | 31
138976 | H732N/NVK24A-3-TPC | H732N/NVK24A-3-TPC |  | H732N | / | NVK24A-3-TPC | Actuator with emergency control function | 1 | Scenario 2 |  | PPK¦SelectPro¦VDI3805¦Internet_EU |  |  | H732N/NVK24A-3-TPC | Globe valve | 1000 kPa | 400 kPa |  | EU\Inbox\Combinations\Folder..6/..7\ | 31
138981 | H732R+NVK24A-3-TPC | H732R+NVK24A-3-TPC |  | H732R | + | NVK24A-3-TPC | Actuator with emergency control function | 1 | Scenario 2 |  | PPK¦SelectPro¦VDI3805¦Internet_EU |  |  | H732R+NVK24A-3-TPC | Globe valve | 600 kPa | 400 kPa |  | EU\Inbox\Combinations\Folder..6/..7\ | 32
138982 | H732R/NVK24A-3-TPC | H732R/NVK24A-3-TPC |  | H732R | / | NVK24A-3-TPC | Actuator with emergency control function | 1 | Scenario 2 |  | PPK¦SelectPro¦VDI3805¦Internet_EU |  |  | H732R/NVK24A-3-TPC | Globe valve | 600 kPa | 400 kPa |  | EU\Inbox\Combinations\Folder..6/..7\ | 32
138987 | H740N+NVK24A-3-TPC | H740N+NVK24A-3-TPC |  | H740N | + | NVK24A-3-TPC | Actuator with emergency control function | 1 | Scenario 2 |  | PPK¦SelectPro¦VDI3805¦Internet_EU |  |  | H740N+NVK24A-3-TPC | Globe valve | 500 kPa | 400 kPa |  | EU\Inbox\Combinations\Folder..6/..7\ | 31
138988 | H740N/NVK24A-3-TPC | H740N/NVK24A-3-TPC |  | H740N | / | NVK24A-3-TPC | Actuator with emergency control function | 1 | Scenario 2 |  | PPK¦SelectPro¦VDI3805¦Internet_EU |  |  | H740N/NVK24A-3-TPC | Globe valve | 500 kPa | 400 kPa |  | EU\Inbox\Combinations\Folder..6/..7\ | 31
138993 | H740R+NVK24A-3-TPC | H740R+NVK24A-3-TPC |  | H740R | + | NVK24A-3-TPC | Actuator with emergency control function | 1 | Scenario 2 |  | PPK¦SelectPro¦VDI3805¦Internet_EU |  |  | H740R+NVK24A-3-TPC | Globe valve | 500 kPa | 400 kPa |  | EU\Inbox\Combinations\Folder..6/..7\ | 32
138994 | H740R/NVK24A-3-TPC | H740R/NVK24A-3-TPC |  | H740R | / | NVK24A-3-TPC | Actuator with emergency control function | 1 | Scenario 2 |  | PPK¦SelectPro¦VDI3805¦Internet_EU |  |  | H740R/NVK24A-3-TPC | Globe valve | 500 kPa | 400 kPa |  | EU\Inbox\Combinations\Folder..6/..7\ | 32
138999 | H750N+NVK24A-3-TPC | H750N+NVK24A-3-TPC |  | H750N | + | NVK24A-3-TPC | Actuator with emergency control function | 1 | Scenario 2 |  | PPK¦SelectPro¦VDI3805¦Internet_EU |  |  | H750N+NVK24A-3-TPC | Globe valve | 300 kPa | 300 kPa |  | EU\Inbox\Combinations\Folder..6/..7\ | 32
139000 | H750N/NVK24A-3-TPC | H750N/NVK24A-3-TPC |  | H750N | / | NVK24A-3-TPC | Actuator with emergency control function | 1 | Scenario 2 |  | PPK¦SelectPro¦VDI3805¦Internet_EU |  |  | H750N/NVK24A-3-TPC | Globe valve | 300 kPa | 300 kPa |  | EU\Inbox\Combinations\Folder..6/..7\ | 32
139005 | H750R+NVK24A-3-TPC | H750R+NVK24A-3-TPC |  | H750R | + | NVK24A-3-TPC | Actuator with emergency control function | 1 | Scenario 2 |  | PPK¦SelectPro¦VDI3805¦Internet_EU |  |  | H750R+NVK24A-3-TPC | Globe valve | 300 kPa | 300 kPa |  | EU\Inbox\Combinations\Folder..6/..7\ | 32
139006 | H750R/NVK24A-3-TPC | H750R/NVK24A-3-TPC |  | H750R | / | NVK24A-3-TPC | Actuator with emergency control function | 1 | Scenario 2 |  | PPK¦SelectPro¦VDI3805¦Internet_EU |  |  | H750R/NVK24A-3-TPC | Globe valve | 300 kPa | 300 kPa |  | EU\Inbox\Combinations\Folder..6/..7\ | 32
139011 | H764N+NVK24A-3-TPC | H764N+NVK24A-3-TPC |  | H764N | + | NVK24A-3-TPC | Actuator with emergency control function | 1 | Scenario 2 |  | PPK¦SelectPro¦VDI3805¦Internet_EU |  |  | H764N+NVK24A-3-TPC | Globe valve | 140 kPa | 140 kPa |  | EU\Inbox\Combinations\Folder..6/..7\ | 33
139012 | H764N/NVK24A-3-TPC | H764N/NVK24A-3-TPC |  | H764N | / | NVK24A-3-TPC | Actuator with emergency control function | 1 | Scenario 2 |  | PPK¦SelectPro¦VDI3805¦Internet_EU |  |  | H764N/NVK24A-3-TPC | Globe valve | 140 kPa | 140 kPa |  | EU\Inbox\Combinations\Folder..6/..7\ | 33
139017 | H764R+NVK24A-3-TPC | H764R+NVK24A-3-TPC |  | H764R | + | NVK24A-3-TPC | Actuator with emergency control function | 1 | Scenario 2 |  | PPK¦SelectPro¦VDI3805¦Internet_EU |  |  | H764R+NVK24A-3-TPC | Globe valve | 140 kPa | 140 kPa |  | EU\Inbox\Combinations\Folder..6/..7\ | 32
139018 | H764R/NVK24A-3-TPC | H764R/NVK24A-3-TPC |  | H764R | / | NVK24A-3-TPC | Actuator with emergency control function | 1 | Scenario 2 |  | PPK¦SelectPro¦VDI3805¦Internet_EU |  |  | H764R/NVK24A-3-TPC | Globe valve | 140 kPa | 140 kPa |  | EU\Inbox\Combinations\Folder..6/..7\ | 33
139023 | H779N+NVK24A-3-TPC | H779N+NVK24A-3-TPC |  | H779N | + | NVK24A-3-TPC | Actuator with emergency control function | 1 | Scenario 2 |  | PPK¦SelectPro¦VDI3805¦Internet_EU |  |  | H779N+NVK24A-3-TPC | Globe valve | 80 kPa | 80 kPa |  | EU\Inbox\Combinations\Folder..6/..7\ | 36
139024 | H779N/NVK24A-3-TPC | H779N/NVK24A-3-TPC |  | H779N | / | NVK24A-3-TPC | Actuator with emergency control function | 1 | Scenario 2 |  | PPK¦SelectPro¦VDI3805¦Internet_EU |  |  | H779N/NVK24A-3-TPC | Globe valve | 80 kPa | 80 kPa |  | EU\Inbox\Combinations\Folder..6/..7\ | 35
139029 | H779R+NVK24A-3-TPC | H779R+NVK24A-3-TPC |  | H779R | + | NVK24A-3-TPC | Actuator with emergency control function | 1 | Scenario 2 |  | PPK¦SelectPro¦VDI3805¦Internet_EU |  |  | H779R+NVK24A-3-TPC | Globe valve | 80 kPa | 80 kPa |  | EU\Inbox\Combinations\Folder..6/..7\ | 33
139030 | H779R/NVK24A-3-TPC | H779R/NVK24A-3-TPC |  | H779R | / | NVK24A-3-TPC | Actuator with emergency control function | 1 | Scenario 2 |  | PPK¦SelectPro¦VDI3805¦Internet_EU |  |  | H779R/NVK24A-3-TPC | Globe valve | 80 kPa | 80 kPa |  | EU\Inbox\Combinations\Folder..6/..7\ | 33
139805 | H620R+NV230A-TPC | H620R+NV230A-TPC |  | H620R | + | NV230A-TPC | Standard actuator | 0 | Scenario 2 |  | PPK¦SelectPro¦VDI3805¦Internet_EU |  |  | H620R+NV230A-TPC | Globe valve | 600 kPa | 400 kPa |  | EU\Inbox\Combinations\Folder..6/..7\ | 34
139806 | H620R/NV230A-TPC | H620R/NV230A-TPC |  | H620R | / | NV230A-TPC | Standard actuator | 0 | Scenario 2 |  | PPK¦SelectPro¦VDI3805¦Internet_EU |  |  | H620R/NV230A-TPC | Globe valve | 600 kPa | 400 kPa |  | EU\Inbox\Combinations\Folder..6/..7\ | 34
139817 | H620S+NV230A-TPC | H620S+NV230A-TPC |  | H620S | + | NV230A-TPC | Standard actuator | 1 | Scenario 2 |  | PPK¦SelectPro¦VDI3805¦Internet_EU |  |  | H620S+NV230A-TPC | Globe valve | 1600 kPa | 1000 kPa |  | EU\Inbox\Combinations\Folder..6/..7\ | 34
139818 | H620S/NV230A-TPC | H620S/NV230A-TPC |  | H620S | / | NV230A-TPC | Standard actuator | 1 | Scenario 2 |  | PPK¦SelectPro¦VDI3805¦Internet_EU |  |  | H620S/NV230A-TPC | Globe valve | 1600 kPa | 1000 kPa |  | EU\Inbox\Combinations\Folder..6/..7\ | 34
139829 | H624S+NV230A-TPC | H624S+NV230A-TPC |  | H624S | + | NV230A-TPC | Standard actuator | 1 | Scenario 2 |  | PPK¦SelectPro¦VDI3805¦Internet_EU |  |  | H624S+NV230A-TPC | Globe valve | 1300 kPa | 1000 kPa |  | EU\Inbox\Combinations\Folder..6/..7\ | 34
139830 | H624S/NV230A-TPC | H624S/NV230A-TPC |  | H624S | / | NV230A-TPC | Standard actuator | 1 | Scenario 2 |  | PPK¦SelectPro¦VDI3805¦Internet_EU |  |  | H624S/NV230A-TPC | Globe valve | 1300 kPa | 1000 kPa |  | EU\Inbox\Combinations\Folder..6/..7\ | 34
139841 | H625N+NV230A-TPC | H625N+NV230A-TPC |  | H625N | + | NV230A-TPC | Standard actuator | 0 | Scenario 2 |  | PPK¦SelectPro¦VDI3805¦Internet_EU |  |  | H625N+NV230A-TPC | Globe valve | 1300 kPa | 400 kPa |  | EU\Inbox\Combinations\Folder..6/..7\ | 34
139842 | H625N/NV230A-TPC | H625N/NV230A-TPC |  | H625N | / | NV230A-TPC | Standard actuator | 0 | Scenario 2 |  | PPK¦SelectPro¦VDI3805¦Internet_EU |  |  | H625N/NV230A-TPC | Globe valve | 1300 kPa | 400 kPa |  | EU\Inbox\Combinations\Folder..6/..7\ | 34
139853 | H625R+NV230A-TPC | H625R+NV230A-TPC |  | H625R | + | NV230A-TPC | Standard actuator | 0 | Scenario 2 |  | PPK¦SelectPro¦VDI3805¦Internet_EU |  |  | H625R+NV230A-TPC | Globe valve | 600 kPa | 400 kPa |  | EU\Inbox\Combinations\Folder..6/..7\ | 34
139854 | H625R/NV230A-TPC | H625R/NV230A-TPC |  | H625R | / | NV230A-TPC | Standard actuator | 0 | Scenario 2 |  | PPK¦SelectPro¦VDI3805¦Internet_EU |  |  | H625R/NV230A-TPC | Globe valve | 600 kPa | 400 kPa |  | EU\Inbox\Combinations\Folder..6/..7\ | 34
139865 | H625S+NV230A-TPC | H625S+NV230A-TPC |  | H625S | + | NV230A-TPC | Standard actuator | 1 | Scenario 2 |  | PPK¦SelectPro¦VDI3805¦Internet_EU |  |  | H625S+NV230A-TPC | Globe valve | 1300 kPa | 1000 kPa |  | EU\Inbox\Combinations\Folder..6/..7\ | 34
139866 | H625S/NV230A-TPC | H625S/NV230A-TPC |  | H625S | / | NV230A-TPC | Standard actuator | 1 | Scenario 2 |  | PPK¦SelectPro¦VDI3805¦Internet_EU |  |  | H625S/NV230A-TPC | Globe valve | 1300 kPa | 1000 kPa |  | EU\Inbox\Combinations\Folder..6/..7\ | 34
139877 | H632N+NV230A-TPC | H632N+NV230A-TPC |  | H632N | + | NV230A-TPC | Standard actuator | 1 | Scenario 2 |  | PPK¦SelectPro¦VDI3805¦Internet_EU |  |  | H632N+NV230A-TPC | Globe valve | 1000 kPa | 400 kPa |  | EU\Inbox\Combinations\Folder..6/..7\ | 34
139878 | H632N/NV230A-TPC | H632N/NV230A-TPC |  | H632N | / | NV230A-TPC | Standard actuator | 1 | Scenario 2 |  | PPK¦SelectPro¦VDI3805¦Internet_EU |  |  | H632N/NV230A-TPC | Globe valve | 1000 kPa | 400 kPa |  | EU\Inbox\Combinations\Folder..6/..7\ | 34
139889 | H632R+NV230A-TPC | H632R+NV230A-TPC |  | H632R | + | NV230A-TPC | Standard actuator | 1 | Scenario 2 |  | PPK¦SelectPro¦VDI3805¦Internet_EU |  |  | H632R+NV230A-TPC | Globe valve | 600 kPa | 400 kPa |  | EU\Inbox\Combinations\Folder..6/..7\ | 34
139890 | H632R/NV230A-TPC | H632R/NV230A-TPC |  | H632R | / | NV230A-TPC | Standard actuator | 1 | Scenario 2 |  | PPK¦SelectPro¦VDI3805¦Internet_EU |  |  | H632R/NV230A-TPC | Globe valve | 600 kPa | 400 kPa |  | EU\Inbox\Combinations\Folder..6/..7\ | 34
139901 | H632S+NV230A-TPC | H632S+NV230A-TPC |  | H632S | + | NV230A-TPC | Standard actuator | 0 | Scenario 2 |  | PPK¦SelectPro¦VDI3805¦Internet_EU |  |  | H632S+NV230A-TPC | Globe valve | 950 kPa | 950 kPa |  | EU\Inbox\Combinations\Folder..6/..7\ | 34
139902 | H632S/NV230A-TPC | H632S/NV230A-TPC |  | H632S | / | NV230A-TPC | Standard actuator | 0 | Scenario 2 |  | PPK¦SelectPro¦VDI3805¦Internet_EU |  |  | H632S/NV230A-TPC | Globe valve | 950 kPa | 950 kPa |  | EU\Inbox\Combinations\Folder..6/..7\ | 34
139913 | H640N+NV230A-TPC | H640N+NV230A-TPC |  | H640N | + | NV230A-TPC | Standard actuator | 1 | Scenario 2 |  | PPK¦SelectPro¦VDI3805¦Internet_EU |  |  | H640N+NV230A-TPC | Globe valve | 500 kPa | 400 kPa |  | EU\Inbox\Combinations\Folder..6/..7\ | 34
139914 | H640N/NV230A-TPC | H640N/NV230A-TPC |  | H640N | / | NV230A-TPC | Standard actuator | 1 | Scenario 2 |  | PPK¦SelectPro¦VDI3805¦Internet_EU |  |  | H640N/NV230A-TPC | Globe valve | 500 kPa | 400 kPa |  | EU\Inbox\Combinations\Folder..6/..7\ | 34
139925 | H640R+NV230A-TPC | H640R+NV230A-TPC |  | H640R | + | NV230A-TPC | Standard actuator | 1 | Scenario 2 |  | PPK¦SelectPro¦VDI3805¦Internet_EU |  |  | H640R+NV230A-TPC | Globe valve | 500 kPa | 400 kPa |  | EU\Inbox\Combinations\Folder..6/..7\ | 34
139926 | H640R/NV230A-TPC | H640R/NV230A-TPC |  | H640R | / | NV230A-TPC | Standard actuator | 1 | Scenario 2 |  | PPK¦SelectPro¦VDI3805¦Internet_EU |  |  | H640R/NV230A-TPC | Globe valve | 500 kPa | 400 kPa |  | EU\Inbox\Combinations\Folder..6/..7\ | 34
139937 | H640S+NV230A-TPC | H640S+NV230A-TPC |  | H640S | + | NV230A-TPC | Standard actuator | 0 | Scenario 2 |  | PPK¦SelectPro¦VDI3805¦Internet_EU |  |  | H640S+NV230A-TPC | Globe valve | 500 kPa | 500 kPa |  | EU\Inbox\Combinations\Folder..6/..7\ | 34
139938 | H640S/NV230A-TPC | H640S/NV230A-TPC |  | H640S | / | NV230A-TPC | Standard actuator | 0 | Scenario 2 |  | PPK¦SelectPro¦VDI3805¦Internet_EU |  |  | H640S/NV230A-TPC | Globe valve | 500 kPa | 500 kPa |  | EU\Inbox\Combinations\Folder..6/..7\ | 34
139949 | H640SP+NV230A-TPC | H640SP+NV230A-TPC |  | H640SP | + | NV230A-TPC | Standard actuator | 1 | Scenario 2 |  | PPK¦SelectPro¦VDI3805¦Internet_EU |  |  | H640SP+NV230A-TPC | Globe valve (partial pressure-balanced) | 1600 kPa | 1000 kPa |  | EU\Inbox\Combinations\Folder..6/..7\ | 34
139950 | H640SP/NV230A-TPC | H640SP/NV230A-TPC |  | H640SP | / | NV230A-TPC | Standard actuator | 1 | Scenario 2 |  | PPK¦SelectPro¦VDI3805¦Internet_EU |  |  | H640SP/NV230A-TPC | Globe valve (partial pressure-balanced) | 1600 kPa | 1000 kPa |  | EU\Inbox\Combinations\Folder..6/..7\ | 34
139961 | H650N+NV230A-TPC | H650N+NV230A-TPC |  | H650N | + | NV230A-TPC | Standard actuator | 0 | Scenario 2 |  | PPK¦SelectPro¦VDI3805¦Internet_EU |  |  | H650N+NV230A-TPC | Globe valve | 300 kPa | 300 kPa |  | EU\Inbox\Combinations\Folder..6/..7\ | 34
139962 | H650N/NV230A-TPC | H650N/NV230A-TPC |  | H650N | / | NV230A-TPC | Standard actuator | 0 | Scenario 2 |  | PPK¦SelectPro¦VDI3805¦Internet_EU |  |  | H650N/NV230A-TPC | Globe valve | 300 kPa | 300 kPa |  | EU\Inbox\Combinations\Folder..6/..7\ | 34
139973 | H650R+NV230A-TPC | H650R+NV230A-TPC |  | H650R | + | NV230A-TPC | Standard actuator | 0 | Scenario 2 |  | PPK¦SelectPro¦VDI3805¦Internet_EU |  |  | H650R+NV230A-TPC | Globe valve | 300 kPa | 300 kPa |  | EU\Inbox\Combinations\Folder..6/..7\ | 34
139974 | H650R/NV230A-TPC | H650R/NV230A-TPC |  | H650R | / | NV230A-TPC | Standard actuator | 0 | Scenario 2 |  | PPK¦SelectPro¦VDI3805¦Internet_EU |  |  | H650R/NV230A-TPC | Globe valve | 300 kPa | 300 kPa |  | EU\Inbox\Combinations\Folder..6/..7\ | 34
139985 | H650S+NV230A-TPC | H650S+NV230A-TPC |  | H650S | + | NV230A-TPC | Standard actuator | 0 | Scenario 2 |  | PPK¦SelectPro¦VDI3805¦Internet_EU |  |  | H650S+NV230A-TPC | Globe valve | 300 kPa | 300 kPa |  | EU\Inbox\Combinations\Folder..6/..7\ | 34
139986 | H650S/NV230A-TPC | H650S/NV230A-TPC |  | H650S | / | NV230A-TPC | Standard actuator | 0 | Scenario 2 |  | PPK¦SelectPro¦VDI3805¦Internet_EU |  |  | H650S/NV230A-TPC | Globe valve | 300 kPa | 300 kPa |  | EU\Inbox\Combinations\Folder..6/..7\ | 34
139997 | H650SP+NV230A-TPC | H650SP+NV230A-TPC |  | H650SP | + | NV230A-TPC | Standard actuator | 1 | Scenario 2 |  | PPK¦SelectPro¦VDI3805¦Internet_EU |  |  | H650SP+NV230A-TPC | Globe valve (partial pressure-balanced) | 1600 kPa | 1000 kPa |  | EU\Inbox\Combinations\Folder..6/..7\ | 34
139998 | H650SP/NV230A-TPC | H650SP/NV230A-TPC |  | H650SP | / | NV230A-TPC | Standard actuator | 1 | Scenario 2 |  | PPK¦SelectPro¦VDI3805¦Internet_EU |  |  | H650SP/NV230A-TPC | Globe valve (partial pressure-balanced) | 1600 kPa | 1000 kPa |  | EU\Inbox\Combinations\Folder..6/..7\ | 34
140009 | H664N+NV230A-TPC | H664N+NV230A-TPC |  | H664N | + | NV230A-TPC | Standard actuator | 0 | Scenario 2 |  | PPK¦SelectPro¦VDI3805¦Internet_EU |  |  | H664N+NV230A-TPC | Globe valve | 140 kPa | 140 kPa |  | EU\Inbox\Combinations\Folder..6/..7\ | 37
140010 | H664N/NV230A-TPC | H664N/NV230A-TPC |  | H664N | / | NV230A-TPC | Standard actuator | 0 | Scenario 2 |  | PPK¦SelectPro¦VDI3805¦Internet_EU |  |  | H664N/NV230A-TPC | Globe valve | 140 kPa | 140 kPa |  | EU\Inbox\Combinations\Folder..6/..7\ | 37
140021 | H664R+NV230A-TPC | H664R+NV230A-TPC |  | H664R | + | NV230A-TPC | Standard actuator | 0 | Scenario 2 |  | PPK¦SelectPro¦VDI3805¦Internet_EU |  |  | H664R+NV230A-TPC | Globe valve | 140 kPa | 140 kPa |  | EU\Inbox\Combinations\Folder..6/..7\ | 34
140022 | H664R/NV230A-TPC | H664R/NV230A-TPC |  | H664R | / | NV230A-TPC | Standard actuator | 0 | Scenario 2 |  | PPK¦SelectPro¦VDI3805¦Internet_EU |  |  | H664R/NV230A-TPC | Globe valve | 140 kPa | 140 kPa |  | EU\Inbox\Combinations\Folder..6/..7\ | 34
140033 | H664S+NV230A-TPC | H664S+NV230A-TPC |  | H664S | + | NV230A-TPC | Standard actuator | 0 | Scenario 2 |  | PPK¦SelectPro¦VDI3805¦Internet_EU |  |  | H664S+NV230A-TPC | Globe valve | 130 kPa | 130 kPa |  | EU\Inbox\Combinations\Folder..6/..7\ | 36
140034 | H664S/NV230A-TPC | H664S/NV230A-TPC |  | H664S | / | NV230A-TPC | Standard actuator | 0 | Scenario 2 |  | PPK¦SelectPro¦VDI3805¦Internet_EU |  |  | H664S/NV230A-TPC | Globe valve | 130 kPa | 130 kPa |  | EU\Inbox\Combinations\Folder..6/..7\ | 34
140045 | H664SP+NV230A-TPC | H664SP+NV230A-TPC |  | H664SP | + | NV230A-TPC | Standard actuator | 1 | Scenario 2 |  | PPK¦SelectPro¦VDI3805¦Internet_EU |  |  | H664SP+NV230A-TPC | Globe valve (partial pressure-balanced) | 1600 kPa | 1000 kPa |  | EU\Inbox\Combinations\Folder..6/..7\ | 34
140046 | H664SP/NV230A-TPC | H664SP/NV230A-TPC |  | H664SP | / | NV230A-TPC | Standard actuator | 1 | Scenario 2 |  | PPK¦SelectPro¦VDI3805¦Internet_EU |  |  | H664SP/NV230A-TPC | Globe valve (partial pressure-balanced) | 1600 kPa | 1000 kPa |  | EU\Inbox\Combinations\Folder..6/..7\ | 34
140057 | H679N+NV230A-TPC | H679N+NV230A-TPC |  | H679N | + | NV230A-TPC | Standard actuator | 0 | Scenario 2 |  | PPK¦SelectPro¦VDI3805¦Internet_EU |  |  | H679N+NV230A-TPC | Globe valve | 80 kPa | 80 kPa |  | EU\Inbox\Combinations\Folder..6/..7\ | 34
140058 | H679N/NV230A-TPC | H679N/NV230A-TPC |  | H679N | / | NV230A-TPC | Standard actuator | 0 | Scenario 2 |  | PPK¦SelectPro¦VDI3805¦Internet_EU |  |  | H679N/NV230A-TPC | Globe valve | 80 kPa | 80 kPa |  | EU\Inbox\Combinations\Folder..6/..7\ | 34
140069 | H679R+NV230A-TPC | H679R+NV230A-TPC |  | H679R | + | NV230A-TPC | Standard actuator | 0 | Scenario 2 |  | PPK¦SelectPro¦VDI3805¦Internet_EU |  |  | H679R+NV230A-TPC | Globe valve | 80 kPa | 80 kPa |  | EU\Inbox\Combinations\Folder..6/..7\ | 34
140070 | H679R/NV230A-TPC | H679R/NV230A-TPC |  | H679R | / | NV230A-TPC | Standard actuator | 0 | Scenario 2 |  | PPK¦SelectPro¦VDI3805¦Internet_EU |  |  | H679R/NV230A-TPC | Globe valve | 80 kPa | 80 kPa |  | EU\Inbox\Combinations\Folder..6/..7\ | 34
140313 | H411B+SV230A-TPC | H411B+SV230A-TPC |  | H411B | + | SV230A-TPC | Standard actuator | 0 | Scenario 2 |  | PPK¦SelectPro¦VDI3805¦Internet_EU |  |  | H411B+SV230A-TPC | Globe valve | 1600 kPa | 400 kPa |  | EU\Inbox\Combinations\Folder..4/..5\ | 31
140314 | H411B/SV230A-TPC | H411B/SV230A-TPC |  | H411B | / | SV230A-TPC | Standard actuator | 0 | Scenario 2 |  | PPK¦SelectPro¦VDI3805¦Internet_EU |  |  | H411B/SV230A-TPC | Globe valve | 1600 kPa | 400 kPa |  | EU\Inbox\Combinations\Folder..4/..5\ | 31
140315 | H411B+SV24A-TPC | H411B+SV24A-TPC |  | H411B | + | SV24A-TPC | Standard actuator | 0 | Scenario 2 |  | PPK¦SelectPro¦VDI3805¦Internet_EU |  |  | H411B+SV24A-TPC | Globe valve | 1600 kPa | 400 kPa |  | EU\Inbox\Combinations\Folder..4/..5\ | 34
140316 | H411B/SV24A-TPC | H411B/SV24A-TPC |  | H411B | / | SV24A-TPC | Standard actuator | 0 | Scenario 2 |  | PPK¦SelectPro¦VDI3805¦Internet_EU |  |  | H411B/SV24A-TPC | Globe valve | 1600 kPa | 400 kPa |  | EU\Inbox\Combinations\Folder..4/..5\ | 34
140317 | H412B+SV230A-TPC | H412B+SV230A-TPC |  | H412B | + | SV230A-TPC | Standard actuator | 0 | Scenario 2 |  | PPK¦SelectPro¦VDI3805¦Internet_EU |  |  | H412B+SV230A-TPC | Globe valve | 1600 kPa | 400 kPa |  | EU\Inbox\Combinations\Folder..4/..5\ | 31
140318 | H412B/SV230A-TPC | H412B/SV230A-TPC |  | H412B | / | SV230A-TPC | Standard actuator | 0 | Scenario 2 |  | PPK¦SelectPro¦VDI3805¦Internet_EU |  |  | H412B/SV230A-TPC | Globe valve | 1600 kPa | 400 kPa |  | EU\Inbox\Combinations\Folder..4/..5\ | 31
140319 | H412B+SV24A-TPC | H412B+SV24A-TPC |  | H412B | + | SV24A-TPC | Standard actuator | 0 | Scenario 2 |  | PPK¦SelectPro¦VDI3805¦Internet_EU |  |  | H412B+SV24A-TPC | Globe valve | 1600 kPa | 400 kPa |  | EU\Inbox\Combinations\Folder..4/..5\ | 34
140320 | H412B/SV24A-TPC | H412B/SV24A-TPC |  | H412B | / | SV24A-TPC | Standard actuator | 0 | Scenario 2 |  | PPK¦SelectPro¦VDI3805¦Internet_EU |  |  | H412B/SV24A-TPC | Globe valve | 1600 kPa | 400 kPa |  | EU\Inbox\Combinations\Folder..4/..5\ | 34
140321 | H413B+SV230A-TPC | H413B+SV230A-TPC |  | H413B | + | SV230A-TPC | Standard actuator | 0 | Scenario 2 |  | PPK¦SelectPro¦VDI3805¦Internet_EU |  |  | H413B+SV230A-TPC | Globe valve | 1600 kPa | 400 kPa |  | EU\Inbox\Combinations\Folder..4/..5\ | 31
140322 | H413B/SV230A-TPC | H413B/SV230A-TPC |  | H413B | / | SV230A-TPC | Standard actuator | 0 | Scenario 2 |  | PPK¦SelectPro¦VDI3805¦Internet_EU |  |  | H413B/SV230A-TPC | Globe valve | 1600 kPa | 400 kPa |  | EU\Inbox\Combinations\Folder..4/..5\ | 31
140323 | H413B+SV24A-TPC | H413B+SV24A-TPC |  | H413B | + | SV24A-TPC | Standard actuator | 0 | Scenario 2 |  | PPK¦SelectPro¦VDI3805¦Internet_EU |  |  | H413B+SV24A-TPC | Globe valve | 1600 kPa | 400 kPa |  | EU\Inbox\Combinations\Folder..4/..5\ | 34
140324 | H413B/SV24A-TPC | H413B/SV24A-TPC |  | H413B | / | SV24A-TPC | Standard actuator | 0 | Scenario 2 |  | PPK¦SelectPro¦VDI3805¦Internet_EU |  |  | H413B/SV24A-TPC | Globe valve | 1600 kPa | 400 kPa |  | EU\Inbox\Combinations\Folder..4/..5\ | 34
140325 | H414B+SV230A-TPC | H414B+SV230A-TPC |  | H414B | + | SV230A-TPC | Standard actuator | 0 | Scenario 2 |  | PPK¦SelectPro¦VDI3805¦Internet_EU |  |  | H414B+SV230A-TPC | Globe valve | 1600 kPa | 400 kPa |  | EU\Inbox\Combinations\Folder..4/..5\ | 31
140326 | H414B/SV230A-TPC | H414B/SV230A-TPC |  | H414B | / | SV230A-TPC | Standard actuator | 0 | Scenario 2 |  | PPK¦SelectPro¦VDI3805¦Internet_EU |  |  | H414B/SV230A-TPC | Globe valve | 1600 kPa | 400 kPa |  | EU\Inbox\Combinations\Folder..4/..5\ | 31
140327 | H414B+SV24A-TPC | H414B+SV24A-TPC |  | H414B | + | SV24A-TPC | Standard actuator | 0 | Scenario 2 |  | PPK¦SelectPro¦VDI3805¦Internet_EU |  |  | H414B+SV24A-TPC | Globe valve | 1600 kPa | 400 kPa |  | EU\Inbox\Combinations\Folder..4/..5\ | 34
140328 | H414B/SV24A-TPC | H414B/SV24A-TPC |  | H414B | / | SV24A-TPC | Standard actuator | 0 | Scenario 2 |  | PPK¦SelectPro¦VDI3805¦Internet_EU |  |  | H414B/SV24A-TPC | Globe valve | 1600 kPa | 400 kPa |  | EU\Inbox\Combinations\Folder..4/..5\ | 34
140329 | H415B+SV230A-TPC | H415B+SV230A-TPC |  | H415B | + | SV230A-TPC | Standard actuator | 0 | Scenario 2 |  | PPK¦SelectPro¦VDI3805¦Internet_EU |  |  | H415B+SV230A-TPC | Globe valve | 1600 kPa | 400 kPa |  | EU\Inbox\Combinations\Folder..4/..5\ | 31
140330 | H415B/SV230A-TPC | H415B/SV230A-TPC |  | H415B | / | SV230A-TPC | Standard actuator | 0 | Scenario 2 |  | PPK¦SelectPro¦VDI3805¦Internet_EU |  |  | H415B/SV230A-TPC | Globe valve | 1600 kPa | 400 kPa |  | EU\Inbox\Combinations\Folder..4/..5\ | 31
140331 | H415B+SV24A-TPC | H415B+SV24A-TPC |  | H415B | + | SV24A-TPC | Standard actuator | 0 | Scenario 2 |  | PPK¦SelectPro¦VDI3805¦Internet_EU |  |  | H415B+SV24A-TPC | Globe valve | 1600 kPa | 400 kPa |  | EU\Inbox\Combinations\Folder..4/..5\ | 34
140332 | H415B/SV24A-TPC | H415B/SV24A-TPC |  | H415B | / | SV24A-TPC | Standard actuator | 0 | Scenario 2 |  | PPK¦SelectPro¦VDI3805¦Internet_EU |  |  | H415B/SV24A-TPC | Globe valve | 1600 kPa | 400 kPa |  | EU\Inbox\Combinations\Folder..4/..5\ | 34
140333 | H420B+SV230A-TPC | H420B+SV230A-TPC |  | H420B | + | SV230A-TPC | Standard actuator | 0 | Scenario 2 |  | PPK¦SelectPro¦VDI3805¦Internet_EU |  |  | H420B+SV230A-TPC | Globe valve | 1600 kPa | 400 kPa |  | EU\Inbox\Combinations\Folder..4/..5\ | 31
140334 | H420B/SV230A-TPC | H420B/SV230A-TPC |  | H420B | / | SV230A-TPC | Standard actuator | 0 | Scenario 2 |  | PPK¦SelectPro¦VDI3805¦Internet_EU |  |  | H420B/SV230A-TPC | Globe valve | 1600 kPa | 400 kPa |  | EU\Inbox\Combinations\Folder..4/..5\ | 31
140335 | H420B+SV24A-TPC | H420B+SV24A-TPC |  | H420B | + | SV24A-TPC | Standard actuator | 0 | Scenario 2 |  | PPK¦SelectPro¦VDI3805¦Internet_EU |  |  | H420B+SV24A-TPC | Globe valve | 1600 kPa | 400 kPa |  | EU\Inbox\Combinations\Folder..4/..5\ | 34
140336 | H420B/SV24A-TPC | H420B/SV24A-TPC |  | H420B | / | SV24A-TPC | Standard actuator | 0 | Scenario 2 |  | PPK¦SelectPro¦VDI3805¦Internet_EU |  |  | H420B/SV24A-TPC | Globe valve | 1600 kPa | 400 kPa |  | EU\Inbox\Combinations\Folder..4/..5\ | 34
140338 | H425B+SV230A-TPC | H425B+SV230A-TPC |  | H425B | + | SV230A-TPC | Standard actuator | 0 | Scenario 2 |  | PPK¦SelectPro¦VDI3805¦Internet_EU |  |  | H425B+SV230A-TPC | Globe valve | 1600 kPa | 400 kPa |  | EU\Inbox\Combinations\Folder..4/..5\ | 32
140339 | H425B/SV230A-TPC | H425B/SV230A-TPC |  | H425B | / | SV230A-TPC | Standard actuator | 0 | Scenario 2 |  | PPK¦SelectPro¦VDI3805¦Internet_EU |  |  | H425B/SV230A-TPC | Globe valve | 1600 kPa | 400 kPa |  | EU\Inbox\Combinations\Folder..4/..5\ | 32
140340 | H425B+SV24A-TPC | H425B+SV24A-TPC |  | H425B | + | SV24A-TPC | Standard actuator | 0 | Scenario 2 |  | PPK¦SelectPro¦VDI3805¦Internet_EU |  |  | H425B+SV24A-TPC | Globe valve | 1600 kPa | 400 kPa |  | EU\Inbox\Combinations\Folder..4/..5\ | 35
140341 | H425B/SV24A-TPC | H425B/SV24A-TPC |  | H425B | / | SV24A-TPC | Standard actuator | 0 | Scenario 2 |  | PPK¦SelectPro¦VDI3805¦Internet_EU |  |  | H425B/SV24A-TPC | Globe valve | 1600 kPa | 400 kPa |  | EU\Inbox\Combinations\Folder..4/..5\ | 35
140342 | H432B+SV230A-TPC | H432B+SV230A-TPC |  | H432B | + | SV230A-TPC | Standard actuator | 0 | Scenario 2 |  | PPK¦SelectPro¦VDI3805¦Internet_EU |  |  | H432B+SV230A-TPC | Globe valve | 1600 kPa | 400 kPa |  | EU\Inbox\Combinations\Folder..4/..5\ | 33
140343 | H432B/SV230A-TPC | H432B/SV230A-TPC |  | H432B | / | SV230A-TPC | Standard actuator | 0 | Scenario 2 |  | PPK¦SelectPro¦VDI3805¦Internet_EU |  |  | H432B/SV230A-TPC | Globe valve | 1600 kPa | 400 kPa |  | EU\Inbox\Combinations\Folder..4/..5\ | 33
140344 | H432B+SV24A-TPC | H432B+SV24A-TPC |  | H432B | + | SV24A-TPC | Standard actuator | 0 | Scenario 2 |  | PPK¦SelectPro¦VDI3805¦Internet_EU |  |  | H432B+SV24A-TPC | Globe valve | 1600 kPa | 400 kPa |  | EU\Inbox\Combinations\Folder..4/..5\ | 37
140345 | H432B/SV24A-TPC | H432B/SV24A-TPC |  | H432B | / | SV24A-TPC | Standard actuator | 0 | Scenario 2 |  | PPK¦SelectPro¦VDI3805¦Internet_EU |  |  | H432B/SV24A-TPC | Globe valve | 1600 kPa | 400 kPa |  | EU\Inbox\Combinations\Folder..4/..5\ | 37
140346 | H440B+SV230A-TPC | H440B+SV230A-TPC |  | H440B | + | SV230A-TPC | Standard actuator | 0 | Scenario 2 |  | PPK¦SelectPro¦VDI3805¦Internet_EU |  |  | H440B+SV230A-TPC | Globe valve | 900 kPa | 400 kPa |  | EU\Inbox\Combinations\Folder..4/..5\ | 36
140347 | H440B/SV230A-TPC | H440B/SV230A-TPC |  | H440B | / | SV230A-TPC | Standard actuator | 0 | Scenario 2 |  | PPK¦SelectPro¦VDI3805¦Internet_EU |  |  | H440B/SV230A-TPC | Globe valve | 900 kPa | 400 kPa |  | EU\Inbox\Combinations\Folder..4/..5\ | 36
140348 | H440B+SV24A-TPC | H440B+SV24A-TPC |  | H440B | + | SV24A-TPC | Standard actuator | 0 | Scenario 2 |  | PPK¦SelectPro¦VDI3805¦Internet_EU |  |  | H440B+SV24A-TPC | Globe valve | 900 kPa | 400 kPa |  | EU\Inbox\Combinations\Folder..4/..5\ | 40
140349 | H440B/SV24A-TPC | H440B/SV24A-TPC |  | H440B | / | SV24A-TPC | Standard actuator | 0 | Scenario 2 |  | PPK¦SelectPro¦VDI3805¦Internet_EU |  |  | H440B/SV24A-TPC | Globe valve | 900 kPa | 400 kPa |  | EU\Inbox\Combinations\Folder..4/..5\ | 39
140350 | H450B+SV230A-TPC | H450B+SV230A-TPC |  | H450B | + | SV230A-TPC | Standard actuator | 1 | Scenario 2 |  | PPK¦SelectPro¦VDI3805¦Internet_EU |  |  | H450B+SV230A-TPC | Globe valve | 550 kPa | 400 kPa |  | EU\Inbox\Combinations\Folder..4/..5\ | 34
140351 | H450B/SV230A-TPC | H450B/SV230A-TPC |  | H450B | / | SV230A-TPC | Standard actuator | 1 | Scenario 2 |  | PPK¦SelectPro¦VDI3805¦Internet_EU |  |  | H450B/SV230A-TPC | Globe valve | 550 kPa | 400 kPa |  | EU\Inbox\Combinations\Folder..4/..5\ | 34
140352 | H450B+SV24A-TPC | H450B+SV24A-TPC |  | H450B | + | SV24A-TPC | Standard actuator | 1 | Scenario 2 |  | PPK¦SelectPro¦VDI3805¦Internet_EU |  |  | H450B+SV24A-TPC | Globe valve | 550 kPa | 400 kPa |  | EU\Inbox\Combinations\Folder..4/..5\ | 38
140353 | H450B/SV24A-TPC | H450B/SV24A-TPC |  | H450B | / | SV24A-TPC | Standard actuator | 1 | Scenario 2 |  | PPK¦SelectPro¦VDI3805¦Internet_EU |  |  | H450B/SV24A-TPC | Globe valve | 550 kPa | 400 kPa |  | EU\Inbox\Combinations\Folder..4/..5\ | 37
140354 | H511B+SV230A-TPC | H511B+SV230A-TPC |  | H511B | + | SV230A-TPC | Standard actuator | 0 | Scenario 2 |  | PPK¦SelectPro¦VDI3805¦Internet_EU |  |  | H511B+SV230A-TPC | Globe valve | 1600 kPa | 400 kPa |  | EU\Inbox\Combinations\Folder..4/..5\ | 32
140355 | H511B/SV230A-TPC | H511B/SV230A-TPC |  | H511B | / | SV230A-TPC | Standard actuator | 0 | Scenario 2 |  | PPK¦SelectPro¦VDI3805¦Internet_EU |  |  | H511B/SV230A-TPC | Globe valve | 1600 kPa | 400 kPa |  | EU\Inbox\Combinations\Folder..4/..5\ | 32
140356 | H511B+SV24A-TPC | H511B+SV24A-TPC |  | H511B | + | SV24A-TPC | Standard actuator | 0 | Scenario 2 |  | PPK¦SelectPro¦VDI3805¦Internet_EU |  |  | H511B+SV24A-TPC | Globe valve | 1600 kPa | 400 kPa |  | EU\Inbox\Combinations\Folder..4/..5\ | 37
140357 | H511B/SV24A-TPC | H511B/SV24A-TPC |  | H511B | / | SV24A-TPC | Standard actuator | 0 | Scenario 2 |  | PPK¦SelectPro¦VDI3805¦Internet_EU |  |  | H511B/SV24A-TPC | Globe valve | 1600 kPa | 400 kPa |  | EU\Inbox\Combinations\Folder..4/..5\ | 33
140358 | H512B+SV230A-TPC | H512B+SV230A-TPC |  | H512B | + | SV230A-TPC | Standard actuator | 0 | Scenario 2 |  | PPK¦SelectPro¦VDI3805¦Internet_EU |  |  | H512B+SV230A-TPC | Globe valve | 1600 kPa | 400 kPa |  | EU\Inbox\Combinations\Folder..4/..5\ | 32
140359 | H512B/SV230A-TPC | H512B/SV230A-TPC |  | H512B | / | SV230A-TPC | Standard actuator | 0 | Scenario 2 |  | PPK¦SelectPro¦VDI3805¦Internet_EU |  |  | H512B/SV230A-TPC | Globe valve | 1600 kPa | 400 kPa |  | EU\Inbox\Combinations\Folder..4/..5\ | 32
140360 | H512B+SV24A-TPC | H512B+SV24A-TPC |  | H512B | + | SV24A-TPC | Standard actuator | 0 | Scenario 2 |  | PPK¦SelectPro¦VDI3805¦Internet_EU |  |  | H512B+SV24A-TPC | Globe valve | 1600 kPa | 400 kPa |  | EU\Inbox\Combinations\Folder..4/..5\ | 37
140361 | H512B/SV24A-TPC | H512B/SV24A-TPC |  | H512B | / | SV24A-TPC | Standard actuator | 0 | Scenario 2 |  | PPK¦SelectPro¦VDI3805¦Internet_EU |  |  | H512B/SV24A-TPC | Globe valve | 1600 kPa | 400 kPa |  | EU\Inbox\Combinations\Folder..4/..5\ | 35
140362 | H513B+SV230A-TPC | H513B+SV230A-TPC |  | H513B | + | SV230A-TPC | Standard actuator | 0 | Scenario 2 |  | PPK¦SelectPro¦VDI3805¦Internet_EU |  |  | H513B+SV230A-TPC | Globe valve | 1600 kPa | 400 kPa |  | EU\Inbox\Combinations\Folder..4/..5\ | 32
140363 | H513B/SV230A-TPC | H513B/SV230A-TPC |  | H513B | / | SV230A-TPC | Standard actuator | 0 | Scenario 2 |  | PPK¦SelectPro¦VDI3805¦Internet_EU |  |  | H513B/SV230A-TPC | Globe valve | 1600 kPa | 400 kPa |  | EU\Inbox\Combinations\Folder..4/..5\ | 32
140364 | H513B+SV24A-TPC | H513B+SV24A-TPC |  | H513B | + | SV24A-TPC | Standard actuator | 0 | Scenario 2 |  | PPK¦SelectPro¦VDI3805¦Internet_EU |  |  | H513B+SV24A-TPC | Globe valve | 1600 kPa | 400 kPa |  | EU\Inbox\Combinations\Folder..4/..5\ | 37
140365 | H513B/SV24A-TPC | H513B/SV24A-TPC |  | H513B | / | SV24A-TPC | Standard actuator | 0 | Scenario 2 |  | PPK¦SelectPro¦VDI3805¦Internet_EU |  |  | H513B/SV24A-TPC | Globe valve | 1600 kPa | 400 kPa |  | EU\Inbox\Combinations\Folder..4/..5\ | 33
140366 | H514B+SV230A-TPC | H514B+SV230A-TPC |  | H514B | + | SV230A-TPC | Standard actuator | 0 | Scenario 2 |  | PPK¦SelectPro¦VDI3805¦Internet_EU |  |  | H514B+SV230A-TPC | Globe valve | 1600 kPa | 400 kPa |  | EU\Inbox\Combinations\Folder..4/..5\ | 32
140367 | H514B/SV230A-TPC | H514B/SV230A-TPC |  | H514B | / | SV230A-TPC | Standard actuator | 0 | Scenario 2 |  | PPK¦SelectPro¦VDI3805¦Internet_EU |  |  | H514B/SV230A-TPC | Globe valve | 1600 kPa | 400 kPa |  | EU\Inbox\Combinations\Folder..4/..5\ | 32
140368 | H514B+SV24A-TPC | H514B+SV24A-TPC |  | H514B | + | SV24A-TPC | Standard actuator | 0 | Scenario 2 |  | PPK¦SelectPro¦VDI3805¦Internet_EU |  |  | H514B+SV24A-TPC | Globe valve | 1600 kPa | 400 kPa |  | EU\Inbox\Combinations\Folder..4/..5\ | 37
140369 | H514B/SV24A-TPC | H514B/SV24A-TPC |  | H514B | / | SV24A-TPC | Standard actuator | 0 | Scenario 2 |  | PPK¦SelectPro¦VDI3805¦Internet_EU |  |  | H514B/SV24A-TPC | Globe valve | 1600 kPa | 400 kPa |  | EU\Inbox\Combinations\Folder..4/..5\ | 33
140370 | H515B+SV230A-TPC | H515B+SV230A-TPC |  | H515B | + | SV230A-TPC | Standard actuator | 0 | Scenario 2 |  | PPK¦SelectPro¦VDI3805¦Internet_EU |  |  | H515B+SV230A-TPC | Globe valve | 1600 kPa | 400 kPa |  | EU\Inbox\Combinations\Folder..4/..5\ | 32
140371 | H515B/SV230A-TPC | H515B/SV230A-TPC |  | H515B | / | SV230A-TPC | Standard actuator | 0 | Scenario 2 |  | PPK¦SelectPro¦VDI3805¦Internet_EU |  |  | H515B/SV230A-TPC | Globe valve | 1600 kPa | 400 kPa |  | EU\Inbox\Combinations\Folder..4/..5\ | 32
140372 | H515B+SV24A-TPC | H515B+SV24A-TPC |  | H515B | + | SV24A-TPC | Standard actuator | 0 | Scenario 2 |  | PPK¦SelectPro¦VDI3805¦Internet_EU |  |  | H515B+SV24A-TPC | Globe valve | 1600 kPa | 400 kPa |  | EU\Inbox\Combinations\Folder..4/..5\ | 37
140373 | H515B/SV24A-TPC | H515B/SV24A-TPC |  | H515B | / | SV24A-TPC | Standard actuator | 0 | Scenario 2 |  | PPK¦SelectPro¦VDI3805¦Internet_EU |  |  | H515B/SV24A-TPC | Globe valve | 1600 kPa | 400 kPa |  | EU\Inbox\Combinations\Folder..4/..5\ | 33
140374 | H520B+SV230A-TPC | H520B+SV230A-TPC |  | H520B | + | SV230A-TPC | Standard actuator | 0 | Scenario 2 |  | PPK¦SelectPro¦VDI3805¦Internet_EU |  |  | H520B+SV230A-TPC | Globe valve | 1600 kPa | 400 kPa |  | EU\Inbox\Combinations\Folder..4/..5\ | 32
140375 | H520B/SV230A-TPC | H520B/SV230A-TPC |  | H520B | / | SV230A-TPC | Standard actuator | 0 | Scenario 2 |  | PPK¦SelectPro¦VDI3805¦Internet_EU |  |  | H520B/SV230A-TPC | Globe valve | 1600 kPa | 400 kPa |  | EU\Inbox\Combinations\Folder..4/..5\ | 32
140376 | H520B+SV24A-TPC | H520B+SV24A-TPC |  | H520B | + | SV24A-TPC | Standard actuator | 0 | Scenario 2 |  | PPK¦SelectPro¦VDI3805¦Internet_EU |  |  | H520B+SV24A-TPC | Globe valve | 1600 kPa | 400 kPa |  | EU\Inbox\Combinations\Folder..4/..5\ | 37
140377 | H520B/SV24A-TPC | H520B/SV24A-TPC |  | H520B | / | SV24A-TPC | Standard actuator | 0 | Scenario 2 |  | PPK¦SelectPro¦VDI3805¦Internet_EU |  |  | H520B/SV24A-TPC | Globe valve | 1600 kPa | 400 kPa |  | EU\Inbox\Combinations\Folder..4/..5\ | 34
140378 | H525B+SV230A-TPC | H525B+SV230A-TPC |  | H525B | + | SV230A-TPC | Standard actuator | 0 | Scenario 2 |  | PPK¦SelectPro¦VDI3805¦Internet_EU |  |  | H525B+SV230A-TPC | Globe valve | 1600 kPa | 400 kPa |  | EU\Inbox\Combinations\Folder..4/..5\ | 33
140379 | H525B/SV230A-TPC | H525B/SV230A-TPC |  | H525B | / | SV230A-TPC | Standard actuator | 0 | Scenario 2 |  | PPK¦SelectPro¦VDI3805¦Internet_EU |  |  | H525B/SV230A-TPC | Globe valve | 1600 kPa | 400 kPa |  | EU\Inbox\Combinations\Folder..4/..5\ | 33
140380 | H525B+SV24A-TPC | H525B+SV24A-TPC |  | H525B | + | SV24A-TPC | Standard actuator | 0 | Scenario 2 |  | PPK¦SelectPro¦VDI3805¦Internet_EU |  |  | H525B+SV24A-TPC | Globe valve | 1600 kPa | 400 kPa |  | EU\Inbox\Combinations\Folder..4/..5\ | 37
140381 | H525B/SV24A-TPC | H525B/SV24A-TPC |  | H525B | / | SV24A-TPC | Standard actuator | 0 | Scenario 2 |  | PPK¦SelectPro¦VDI3805¦Internet_EU |  |  | H525B/SV24A-TPC | Globe valve | 1600 kPa | 400 kPa |  | EU\Inbox\Combinations\Folder..4/..5\ | 37
140382 | H532B+SV230A-TPC | H532B+SV230A-TPC |  | H532B | + | SV230A-TPC | Standard actuator | 0 | Scenario 2 |  | PPK¦SelectPro¦VDI3805¦Internet_EU |  |  | H532B+SV230A-TPC | Globe valve | 1600 kPa | 400 kPa |  | EU\Inbox\Combinations\Folder..4/..5\ | 33
140383 | H532B/SV230A-TPC | H532B/SV230A-TPC |  | H532B | / | SV230A-TPC | Standard actuator | 0 | Scenario 2 |  | PPK¦SelectPro¦VDI3805¦Internet_EU |  |  | H532B/SV230A-TPC | Globe valve | 1600 kPa | 400 kPa |  | EU\Inbox\Combinations\Folder..4/..5\ | 33
140384 | H532B+SV24A-TPC | H532B+SV24A-TPC |  | H532B | + | SV24A-TPC | Standard actuator | 0 | Scenario 2 |  | PPK¦SelectPro¦VDI3805¦Internet_EU |  |  | H532B+SV24A-TPC | Globe valve | 1600 kPa | 400 kPa |  | EU\Inbox\Combinations\Folder..4/..5\ | 38
140385 | H532B/SV24A-TPC | H532B/SV24A-TPC |  | H532B | / | SV24A-TPC | Standard actuator | 0 | Scenario 2 |  | PPK¦SelectPro¦VDI3805¦Internet_EU |  |  | H532B/SV24A-TPC | Globe valve | 1600 kPa | 400 kPa |  | EU\Inbox\Combinations\Folder..4/..5\ | 38
140386 | H540B+SV230A-TPC | H540B+SV230A-TPC |  | H540B | + | SV230A-TPC | Standard actuator | 0 | Scenario 2 |  | PPK¦SelectPro¦VDI3805¦Internet_EU |  |  | H540B+SV230A-TPC | Globe valve | 900 kPa | 400 kPa |  | EU\Inbox\Combinations\Folder..4/..5\ | 33
140387 | H540B/SV230A-TPC | H540B/SV230A-TPC |  | H540B | / | SV230A-TPC | Standard actuator | 0 | Scenario 2 |  | PPK¦SelectPro¦VDI3805¦Internet_EU |  |  | H540B/SV230A-TPC | Globe valve | 900 kPa | 400 kPa |  | EU\Inbox\Combinations\Folder..4/..5\ | 33
140388 | H540B+SV24A-TPC | H540B+SV24A-TPC |  | H540B | + | SV24A-TPC | Standard actuator | 0 | Scenario 2 |  | PPK¦SelectPro¦VDI3805¦Internet_EU |  |  | H540B+SV24A-TPC | Globe valve | 900 kPa | 400 kPa |  | EU\Inbox\Combinations\Folder..4/..5\ | 37
140389 | H540B/SV24A-TPC | H540B/SV24A-TPC |  | H540B | / | SV24A-TPC | Standard actuator | 0 | Scenario 2 |  | PPK¦SelectPro¦VDI3805¦Internet_EU |  |  | H540B/SV24A-TPC | Globe valve | 900 kPa | 400 kPa |  | EU\Inbox\Combinations\Folder..4/..5\ | 36
140390 | H550B+SV230A-TPC | H550B+SV230A-TPC |  | H550B | + | SV230A-TPC | Standard actuator | 1 | Scenario 2 |  | PPK¦SelectPro¦VDI3805¦Internet_EU |  |  | H550B+SV230A-TPC | Globe valve | 550 kPa | 400 kPa |  | EU\Inbox\Combinations\Folder..4/..5\ | 34
140391 | H550B/SV230A-TPC | H550B/SV230A-TPC |  | H550B | / | SV230A-TPC | Standard actuator | 1 | Scenario 2 |  | PPK¦SelectPro¦VDI3805¦Internet_EU |  |  | H550B/SV230A-TPC | Globe valve | 550 kPa | 400 kPa |  | EU\Inbox\Combinations\Folder..4/..5\ | 34
140392 | H550B+SV24A-TPC | H550B+SV24A-TPC |  | H550B | + | SV24A-TPC | Standard actuator | 1 | Scenario 2 |  | PPK¦SelectPro¦VDI3805¦Internet_EU |  |  | H550B+SV24A-TPC | Globe valve | 550 kPa | 400 kPa |  | EU\Inbox\Combinations\Folder..4/..5\ | 38
140393 | H550B/SV24A-TPC | H550B/SV24A-TPC |  | H550B | / | SV24A-TPC | Standard actuator | 1 | Scenario 2 |  | PPK¦SelectPro¦VDI3805¦Internet_EU |  |  | H550B/SV24A-TPC | Globe valve | 550 kPa | 400 kPa |  | EU\Inbox\Combinations\Folder..4/..5\ | 36
140394 | H6015X1-S2+SV230A-TPC | H6015X1-S2+SV230A-TPC |  | H6015X1-S2 | + | SV230A-TPC | Standard actuator | 0 | Scenario 2 |  | PPK¦SelectPro¦VDI3805¦Internet_EU |  |  | H6015X1-S2+SV230A-TPC | Globe valve | 2500 kPa | 1000 kPa |  | EU\Inbox\Combinations\Folder..6/..7\ | 34
140395 | H6015X1-S2/SV230A-TPC | H6015X1-S2/SV230A-TPC |  | H6015X1-S2 | / | SV230A-TPC | Standard actuator | 0 | Scenario 2 |  | PPK¦SelectPro¦VDI3805¦Internet_EU |  |  | H6015X1-S2/SV230A-TPC | Globe valve | 2500 kPa | 1000 kPa |  | EU\Inbox\Combinations\Folder..6/..7\ | 34
140396 | H6015X1-S2+SV24A-TPC | H6015X1-S2+SV24A-TPC |  | H6015X1-S2 | + | SV24A-TPC | Standard actuator | 0 | Scenario 2 |  | PPK¦SelectPro¦VDI3805¦Internet_EU |  |  | H6015X1-S2+SV24A-TPC | Globe valve | 2500 kPa | 1000 kPa |  | EU\Inbox\Combinations\Folder..6/..7\ | 39
140397 | H6015X1-S2/SV24A-TPC | H6015X1-S2/SV24A-TPC |  | H6015X1-S2 | / | SV24A-TPC | Standard actuator | 0 | Scenario 2 |  | PPK¦SelectPro¦VDI3805¦Internet_EU |  |  | H6015X1-S2/SV24A-TPC | Globe valve | 2500 kPa | 1000 kPa |  | EU\Inbox\Combinations\Folder..6/..7\ | 37
140398 | H6015X1P6-S2+SV230A-TPC | H6015X1P6-S2+SV230A-TPC |  | H6015X1P6-S2 | + | SV230A-TPC | Standard actuator | 0 | Scenario 2 |  | PPK¦SelectPro¦VDI3805¦Internet_EU |  |  | H6015X1P6-S2+SV230A-TPC | Globe valve | 2500 kPa | 1000 kPa |  | EU\Inbox\Combinations\Folder..6/..7\ | 34
140399 | H6015X1P6-S2/SV230A-TPC | H6015X1P6-S2/SV230A-TPC |  | H6015X1P6-S2 | / | SV230A-TPC | Standard actuator | 0 | Scenario 2 |  | PPK¦SelectPro¦VDI3805¦Internet_EU |  |  | H6015X1P6-S2/SV230A-TPC | Globe valve | 2500 kPa | 1000 kPa |  | EU\Inbox\Combinations\Folder..6/..7\ | 34
140400 | H6015X1P6-S2+SV24A-TPC | H6015X1P6-S2+SV24A-TPC |  | H6015X1P6-S2 | + | SV24A-TPC | Standard actuator | 0 | Scenario 2 |  | PPK¦SelectPro¦VDI3805¦Internet_EU |  |  | H6015X1P6-S2+SV24A-TPC | Globe valve | 2500 kPa | 1000 kPa |  | EU\Inbox\Combinations\Folder..6/..7\ | 39
140401 | H6015X1P6-S2/SV24A-TPC | H6015X1P6-S2/SV24A-TPC |  | H6015X1P6-S2 | / | SV24A-TPC | Standard actuator | 0 | Scenario 2 |  | PPK¦SelectPro¦VDI3805¦Internet_EU |  |  | H6015X1P6-S2/SV24A-TPC | Globe valve | 2500 kPa | 1000 kPa |  | EU\Inbox\Combinations\Folder..6/..7\ | 38
140402 | H6015X2P5-S2+SV230A-TPC | H6015X2P5-S2+SV230A-TPC |  | H6015X2P5-S2 | + | SV230A-TPC | Standard actuator | 0 | Scenario 2 |  | PPK¦SelectPro¦VDI3805¦Internet_EU |  |  | H6015X2P5-S2+SV230A-TPC | Globe valve | 2500 kPa | 1000 kPa |  | EU\Inbox\Combinations\Folder..6/..7\ | 34
140403 | H6015X2P5-S2/SV230A-TPC | H6015X2P5-S2/SV230A-TPC |  | H6015X2P5-S2 | / | SV230A-TPC | Standard actuator | 0 | Scenario 2 |  | PPK¦SelectPro¦VDI3805¦Internet_EU |  |  | H6015X2P5-S2/SV230A-TPC | Globe valve | 2500 kPa | 1000 kPa |  | EU\Inbox\Combinations\Folder..6/..7\ | 34
140404 | H6015X2P5-S2+SV24A-TPC | H6015X2P5-S2+SV24A-TPC |  | H6015X2P5-S2 | + | SV24A-TPC | Standard actuator | 0 | Scenario 2 |  | PPK¦SelectPro¦VDI3805¦Internet_EU |  |  | H6015X2P5-S2+SV24A-TPC | Globe valve | 2500 kPa | 1000 kPa |  | EU\Inbox\Combinations\Folder..6/..7\ | 39
140405 | H6015X2P5-S2/SV24A-TPC | H6015X2P5-S2/SV24A-TPC |  | H6015X2P5-S2 | / | SV24A-TPC | Standard actuator | 0 | Scenario 2 |  | PPK¦SelectPro¦VDI3805¦Internet_EU |  |  | H6015X2P5-S2/SV24A-TPC | Globe valve | 2500 kPa | 1000 kPa |  | EU\Inbox\Combinations\Folder..6/..7\ | 37
140406 | H6015X4-S2+SV230A-TPC | H6015X4-S2+SV230A-TPC |  | H6015X4-S2 | + | SV230A-TPC | Standard actuator | 0 | Scenario 2 |  | PPK¦SelectPro¦VDI3805¦Internet_EU |  |  | H6015X4-S2+SV230A-TPC | Globe valve | 2500 kPa | 1000 kPa |  | EU\Inbox\Combinations\Folder..6/..7\ | 34
140407 | H6015X4-S2/SV230A-TPC | H6015X4-S2/SV230A-TPC |  | H6015X4-S2 | / | SV230A-TPC | Standard actuator | 0 | Scenario 2 |  | PPK¦SelectPro¦VDI3805¦Internet_EU |  |  | H6015X4-S2/SV230A-TPC | Globe valve | 2500 kPa | 1000 kPa |  | EU\Inbox\Combinations\Folder..6/..7\ | 34
140408 | H6015X4-S2+SV24A-TPC | H6015X4-S2+SV24A-TPC |  | H6015X4-S2 | + | SV24A-TPC | Standard actuator | 0 | Scenario 2 |  | PPK¦SelectPro¦VDI3805¦Internet_EU |  |  | H6015X4-S2+SV24A-TPC | Globe valve | 2500 kPa | 1000 kPa |  | EU\Inbox\Combinations\Folder..6/..7\ | 39
140409 | H6015X4-S2/SV24A-TPC | H6015X4-S2/SV24A-TPC |  | H6015X4-S2 | / | SV24A-TPC | Standard actuator | 0 | Scenario 2 |  | PPK¦SelectPro¦VDI3805¦Internet_EU |  |  | H6015X4-S2/SV24A-TPC | Globe valve | 2500 kPa | 1000 kPa |  | EU\Inbox\Combinations\Folder..6/..7\ | 36
140410 | H6015XP4-S2+SV230A-TPC | H6015XP4-S2+SV230A-TPC |  | H6015XP4-S2 | + | SV230A-TPC | Standard actuator | 0 | Scenario 2 |  | PPK¦SelectPro¦VDI3805¦Internet_EU |  |  | H6015XP4-S2+SV230A-TPC | Globe valve | 2500 kPa | 1000 kPa |  | EU\Inbox\Combinations\Folder..6/..7\ | 33
140411 | H6015XP4-S2/SV230A-TPC | H6015XP4-S2/SV230A-TPC |  | H6015XP4-S2 | / | SV230A-TPC | Standard actuator | 0 | Scenario 2 |  | PPK¦SelectPro¦VDI3805¦Internet_EU |  |  | H6015XP4-S2/SV230A-TPC | Globe valve | 2500 kPa | 1000 kPa |  | EU\Inbox\Combinations\Folder..6/..7\ | 33
140412 | H6015XP4-S2+SV24A-TPC | H6015XP4-S2+SV24A-TPC |  | H6015XP4-S2 | + | SV24A-TPC | Standard actuator | 0 | Scenario 2 |  | PPK¦SelectPro¦VDI3805¦Internet_EU |  |  | H6015XP4-S2+SV24A-TPC | Globe valve | 2500 kPa | 1000 kPa |  | EU\Inbox\Combinations\Folder..6/..7\ | 34
140413 | H6015XP4-S2/SV24A-TPC | H6015XP4-S2/SV24A-TPC |  | H6015XP4-S2 | / | SV24A-TPC | Standard actuator | 0 | Scenario 2 |  | PPK¦SelectPro¦VDI3805¦Internet_EU |  |  | H6015XP4-S2/SV24A-TPC | Globe valve | 2500 kPa | 1000 kPa |  | EU\Inbox\Combinations\Folder..6/..7\ | 34
140414 | H6015XP63-S2+SV230A-TPC | H6015XP63-S2+SV230A-TPC |  | H6015XP63-S2 | + | SV230A-TPC | Standard actuator | 0 | Scenario 2 |  | PPK¦SelectPro¦VDI3805¦Internet_EU |  |  | H6015XP63-S2+SV230A-TPC | Globe valve | 2500 kPa | 1000 kPa |  | EU\Inbox\Combinations\Folder..6/..7\ | 34
140415 | H6015XP63-S2/SV230A-TPC | H6015XP63-S2/SV230A-TPC |  | H6015XP63-S2 | / | SV230A-TPC | Standard actuator | 0 | Scenario 2 |  | PPK¦SelectPro¦VDI3805¦Internet_EU |  |  | H6015XP63-S2/SV230A-TPC | Globe valve | 2500 kPa | 1000 kPa |  | EU\Inbox\Combinations\Folder..6/..7\ | 34
140416 | H6015XP63-S2+SV24A-TPC | H6015XP63-S2+SV24A-TPC |  | H6015XP63-S2 | + | SV24A-TPC | Standard actuator | 0 | Scenario 2 |  | PPK¦SelectPro¦VDI3805¦Internet_EU |  |  | H6015XP63-S2+SV24A-TPC | Globe valve | 2500 kPa | 1000 kPa |  | EU\Inbox\Combinations\Folder..6/..7\ | 34
140417 | H6015XP63-S2/SV24A-TPC | H6015XP63-S2/SV24A-TPC |  | H6015XP63-S2 | / | SV24A-TPC | Standard actuator | 0 | Scenario 2 |  | PPK¦SelectPro¦VDI3805¦Internet_EU |  |  | H6015XP63-S2/SV24A-TPC | Globe valve | 2500 kPa | 1000 kPa |  | EU\Inbox\Combinations\Folder..6/..7\ | 34
140418 | H6020X4-S2+SV230A-TPC | H6020X4-S2+SV230A-TPC |  | H6020X4-S2 | + | SV230A-TPC | Standard actuator | 0 | Scenario 2 |  | PPK¦SelectPro¦VDI3805¦Internet_EU |  |  | H6020X4-S2+SV230A-TPC | Globe valve | 2500 kPa | 1000 kPa |  | EU\Inbox\Combinations\Folder..6/..7\ | 34
140419 | H6020X4-S2/SV230A-TPC | H6020X4-S2/SV230A-TPC |  | H6020X4-S2 | / | SV230A-TPC | Standard actuator | 0 | Scenario 2 |  | PPK¦SelectPro¦VDI3805¦Internet_EU |  |  | H6020X4-S2/SV230A-TPC | Globe valve | 2500 kPa | 1000 kPa |  | EU\Inbox\Combinations\Folder..6/..7\ | 34
140420 | H6020X4-S2+SV24A-TPC | H6020X4-S2+SV24A-TPC |  | H6020X4-S2 | + | SV24A-TPC | Standard actuator | 0 | Scenario 2 |  | PPK¦SelectPro¦VDI3805¦Internet_EU |  |  | H6020X4-S2+SV24A-TPC | Globe valve | 2500 kPa | 1000 kPa |  | EU\Inbox\Combinations\Folder..6/..7\ | 35
140421 | H6020X4-S2/SV24A-TPC | H6020X4-S2/SV24A-TPC |  | H6020X4-S2 | / | SV24A-TPC | Standard actuator | 0 | Scenario 2 |  | PPK¦SelectPro¦VDI3805¦Internet_EU |  |  | H6020X4-S2/SV24A-TPC | Globe valve | 2500 kPa | 1000 kPa |  | EU\Inbox\Combinations\Folder..6/..7\ | 35
140422 | H6020X6P3-S2+SV230A-TPC | H6020X6P3-S2+SV230A-TPC |  | H6020X6P3-S2 | + | SV230A-TPC | Standard actuator | 0 | Scenario 2 |  | PPK¦SelectPro¦VDI3805¦Internet_EU |  |  | H6020X6P3-S2+SV230A-TPC | Globe valve | 2500 kPa | 1000 kPa |  | EU\Inbox\Combinations\Folder..6/..7\ | 34
140423 | H6020X6P3-S2/SV230A-TPC | H6020X6P3-S2/SV230A-TPC |  | H6020X6P3-S2 | / | SV230A-TPC | Standard actuator | 0 | Scenario 2 |  | PPK¦SelectPro¦VDI3805¦Internet_EU |  |  | H6020X6P3-S2/SV230A-TPC | Globe valve | 2500 kPa | 1000 kPa |  | EU\Inbox\Combinations\Folder..6/..7\ | 34
140424 | H6020X6P3-S2+SV24A-TPC | H6020X6P3-S2+SV24A-TPC |  | H6020X6P3-S2 | + | SV24A-TPC | Standard actuator | 0 | Scenario 2 |  | PPK¦SelectPro¦VDI3805¦Internet_EU |  |  | H6020X6P3-S2+SV24A-TPC | Globe valve | 2500 kPa | 1000 kPa |  | EU\Inbox\Combinations\Folder..6/..7\ | 35
140425 | H6020X6P3-S2/SV24A-TPC | H6020X6P3-S2/SV24A-TPC |  | H6020X6P3-S2 | / | SV24A-TPC | Standard actuator | 0 | Scenario 2 |  | PPK¦SelectPro¦VDI3805¦Internet_EU |  |  | H6020X6P3-S2/SV24A-TPC | Globe valve | 2500 kPa | 1000 kPa |  | EU\Inbox\Combinations\Folder..6/..7\ | 35
140426 | H6025X10-S2+SV230A-TPC | H6025X10-S2+SV230A-TPC |  | H6025X10-S2 | + | SV230A-TPC | Standard actuator | 0 | Scenario 2 |  | PPK¦SelectPro¦VDI3805¦Internet_EU |  |  | H6025X10-S2+SV230A-TPC | Globe valve | 2100 kPa | 1000 kPa |  | EU\Inbox\Combinations\Folder..6/..7\ | 34
140427 | H6025X10-S2/SV230A-TPC | H6025X10-S2/SV230A-TPC |  | H6025X10-S2 | / | SV230A-TPC | Standard actuator | 0 | Scenario 2 |  | PPK¦SelectPro¦VDI3805¦Internet_EU |  |  | H6025X10-S2/SV230A-TPC | Globe valve | 2100 kPa | 1000 kPa |  | EU\Inbox\Combinations\Folder..6/..7\ | 34
140428 | H6025X10-S2+SV24A-TPC | H6025X10-S2+SV24A-TPC |  | H6025X10-S2 | + | SV24A-TPC | Standard actuator | 0 | Scenario 2 |  | PPK¦SelectPro¦VDI3805¦Internet_EU |  |  | H6025X10-S2+SV24A-TPC | Globe valve | 2100 kPa | 1000 kPa |  | EU\Inbox\Combinations\Folder..6/..7\ | 35
140429 | H6025X10-S2/SV24A-TPC | H6025X10-S2/SV24A-TPC |  | H6025X10-S2 | / | SV24A-TPC | Standard actuator | 0 | Scenario 2 |  | PPK¦SelectPro¦VDI3805¦Internet_EU |  |  | H6025X10-S2/SV24A-TPC | Globe valve | 2100 kPa | 1000 kPa |  | EU\Inbox\Combinations\Folder..6/..7\ | 35
140430 | H6025X6P3-S2+SV230A-TPC | H6025X6P3-S2+SV230A-TPC |  | H6025X6P3-S2 | + | SV230A-TPC | Standard actuator | 0 | Scenario 2 |  | PPK¦SelectPro¦VDI3805¦Internet_EU |  |  | H6025X6P3-S2+SV230A-TPC | Globe valve | 2100 kPa | 1000 kPa |  | EU\Inbox\Combinations\Folder..6/..7\ | 34
140431 | H6025X6P3-S2/SV230A-TPC | H6025X6P3-S2/SV230A-TPC |  | H6025X6P3-S2 | / | SV230A-TPC | Standard actuator | 0 | Scenario 2 |  | PPK¦SelectPro¦VDI3805¦Internet_EU |  |  | H6025X6P3-S2/SV230A-TPC | Globe valve | 2100 kPa | 1000 kPa |  | EU\Inbox\Combinations\Folder..6/..7\ | 34
140432 | H6025X6P3-S2+SV24A-TPC | H6025X6P3-S2+SV24A-TPC |  | H6025X6P3-S2 | + | SV24A-TPC | Standard actuator | 0 | Scenario 2 |  | PPK¦SelectPro¦VDI3805¦Internet_EU |  |  | H6025X6P3-S2+SV24A-TPC | Globe valve | 2100 kPa | 1000 kPa |  | EU\Inbox\Combinations\Folder..6/..7\ | 36
140433 | H6025X6P3-S2/SV24A-TPC | H6025X6P3-S2/SV24A-TPC |  | H6025X6P3-S2 | / | SV24A-TPC | Standard actuator | 0 | Scenario 2 |  | PPK¦SelectPro¦VDI3805¦Internet_EU |  |  | H6025X6P3-S2/SV24A-TPC | Globe valve | 2100 kPa | 1000 kPa |  | EU\Inbox\Combinations\Folder..6/..7\ | 36
140434 | H6032X10-S2+SV230A-TPC | H6032X10-S2+SV230A-TPC |  | H6032X10-S2 | + | SV230A-TPC | Standard actuator | 1 | Scenario 2 |  | PPK¦SelectPro¦VDI3805¦Internet_EU |  |  | H6032X10-S2+SV230A-TPC | Globe valve | 1500 kPa | 1000 kPa |  | EU\Inbox\Combinations\Folder..6/..7\ | 34
140435 | H6032X10-S2/SV230A-TPC | H6032X10-S2/SV230A-TPC |  | H6032X10-S2 | / | SV230A-TPC | Standard actuator | 1 | Scenario 2 |  | PPK¦SelectPro¦VDI3805¦Internet_EU |  |  | H6032X10-S2/SV230A-TPC | Globe valve | 1500 kPa | 1000 kPa |  | EU\Inbox\Combinations\Folder..6/..7\ | 34
140436 | H6032X10-S2+SV24A-TPC | H6032X10-S2+SV24A-TPC |  | H6032X10-S2 | + | SV24A-TPC | Standard actuator | 1 | Scenario 2 |  | PPK¦SelectPro¦VDI3805¦Internet_EU |  |  | H6032X10-S2+SV24A-TPC | Globe valve | 1500 kPa | 1000 kPa |  | EU\Inbox\Combinations\Folder..6/..7\ | 36
140437 | H6032X10-S2/SV24A-TPC | H6032X10-S2/SV24A-TPC |  | H6032X10-S2 | / | SV24A-TPC | Standard actuator | 1 | Scenario 2 |  | PPK¦SelectPro¦VDI3805¦Internet_EU |  |  | H6032X10-S2/SV24A-TPC | Globe valve | 1500 kPa | 1000 kPa |  | EU\Inbox\Combinations\Folder..6/..7\ | 36
140438 | H6032X16-S2+SV230A-TPC | H6032X16-S2+SV230A-TPC |  | H6032X16-S2 | + | SV230A-TPC | Standard actuator | 1 | Scenario 2 |  | PPK¦SelectPro¦VDI3805¦Internet_EU |  |  | H6032X16-S2+SV230A-TPC | Globe valve | 1500 kPa | 1000 kPa |  | EU\Inbox\Combinations\Folder..6/..7\ | 34
140439 | H6032X16-S2/SV230A-TPC | H6032X16-S2/SV230A-TPC |  | H6032X16-S2 | / | SV230A-TPC | Standard actuator | 1 | Scenario 2 |  | PPK¦SelectPro¦VDI3805¦Internet_EU |  |  | H6032X16-S2/SV230A-TPC | Globe valve | 1500 kPa | 1000 kPa |  | EU\Inbox\Combinations\Folder..6/..7\ | 34
140440 | H6032X16-S2+SV24A-TPC | H6032X16-S2+SV24A-TPC |  | H6032X16-S2 | + | SV24A-TPC | Standard actuator | 1 | Scenario 2 |  | PPK¦SelectPro¦VDI3805¦Internet_EU |  |  | H6032X16-S2+SV24A-TPC | Globe valve | 1500 kPa | 1000 kPa |  | EU\Inbox\Combinations\Folder..6/..7\ | 36
140441 | H6032X16-S2/SV24A-TPC | H6032X16-S2/SV24A-TPC |  | H6032X16-S2 | / | SV24A-TPC | Standard actuator | 1 | Scenario 2 |  | PPK¦SelectPro¦VDI3805¦Internet_EU |  |  | H6032X16-S2/SV24A-TPC | Globe valve | 1500 kPa | 1000 kPa |  | EU\Inbox\Combinations\Folder..6/..7\ | 36
140442 | H6040X16-S2+SV230A-TPC | H6040X16-S2+SV230A-TPC |  | H6040X16-S2 | + | SV230A-TPC | Standard actuator | 1 | Scenario 2 |  | PPK¦SelectPro¦VDI3805¦Internet_EU |  |  | H6040X16-S2+SV230A-TPC | Globe valve | 850 kPa | 850 kPa |  | EU\Inbox\Combinations\Folder..6/..7\ | 34
140443 | H6040X16-S2/SV230A-TPC | H6040X16-S2/SV230A-TPC |  | H6040X16-S2 | / | SV230A-TPC | Standard actuator | 1 | Scenario 2 |  | PPK¦SelectPro¦VDI3805¦Internet_EU |  |  | H6040X16-S2/SV230A-TPC | Globe valve | 850 kPa | 850 kPa |  | EU\Inbox\Combinations\Folder..6/..7\ | 34
140444 | H6040X16-S2+SV24A-TPC | H6040X16-S2+SV24A-TPC |  | H6040X16-S2 | + | SV24A-TPC | Standard actuator | 1 | Scenario 2 |  | PPK¦SelectPro¦VDI3805¦Internet_EU |  |  | H6040X16-S2+SV24A-TPC | Globe valve | 850 kPa | 850 kPa |  | EU\Inbox\Combinations\Folder..6/..7\ | 36
140445 | H6040X16-S2/SV24A-TPC | H6040X16-S2/SV24A-TPC |  | H6040X16-S2 | / | SV24A-TPC | Standard actuator | 1 | Scenario 2 |  | PPK¦SelectPro¦VDI3805¦Internet_EU |  |  | H6040X16-S2/SV24A-TPC | Globe valve | 850 kPa | 850 kPa |  | EU\Inbox\Combinations\Folder..6/..7\ | 36
142850 | R3050-25-S4+SRC24A-SR | R3050-25-S4+SRC24A-SR |  | R3050-25-S4 | + | SRC24A-SR | Fast runner | 1 | Scenario 2 |  | PPK¦SelectPro¦VDI3805¦Internet_EU |  |  | R3050-25-S4+SRC24A-SR | Characterised control valve | 1400 kPa | 350 kPa |  | EU\Inbox\Combinations\Folder..2/..3\ | 32
142851 | R3050-25-S4/SRC24A-SR | R3050-25-S4/SRC24A-SR |  | R3050-25-S4 | / | SRC24A-SR | Fast runner | 1 | Scenario 2 |  | PPK¦SelectPro¦VDI3805¦Internet_EU |  |  | R3050-25-S4/SRC24A-SR | Characterised control valve | 1400 kPa | 350 kPa |  | EU\Inbox\Combinations\Folder..2/..3\ | 32
142852 | R3050-40-S4+SRC24A-SR | R3050-40-S4+SRC24A-SR |  | R3050-40-S4 | + | SRC24A-SR | Fast runner | 1 | Scenario 2 |  | PPK¦SelectPro¦VDI3805¦Internet_EU |  |  | R3050-40-S4+SRC24A-SR | Characterised control valve | 1400 kPa | 350 kPa |  | EU\Inbox\Combinations\Folder..2/..3\ | 31
142853 | R3050-40-S4/SRC24A-SR | R3050-40-S4/SRC24A-SR |  | R3050-40-S4 | / | SRC24A-SR | Fast runner | 1 | Scenario 2 |  | PPK¦SelectPro¦VDI3805¦Internet_EU |  |  | R3050-40-S4/SRC24A-SR | Characterised control valve | 1400 kPa | 350 kPa |  | EU\Inbox\Combinations\Folder..2/..3\ | 31
142854 | R3050-58-S4+SRC24A-SR | R3050-58-S4+SRC24A-SR |  | R3050-58-S4 | + | SRC24A-SR | Fast runner | 1 | Scenario 2 |  | PPK¦SelectPro¦VDI3805¦Internet_EU |  |  | R3050-58-S4+SRC24A-SR | Characterised control valve | 1400 kPa | 350 kPa |  | EU\Inbox\Combinations\Folder..2/..3\ | 32
142855 | R3050-58-S4/SRC24A-SR | R3050-58-S4/SRC24A-SR |  | R3050-58-S4 | / | SRC24A-SR | Fast runner | 1 | Scenario 2 |  | PPK¦SelectPro¦VDI3805¦Internet_EU |  |  | R3050-58-S4/SRC24A-SR | Characterised control valve | 1400 kPa | 350 kPa |  | EU\Inbox\Combinations\Folder..2/..3\ | 32
143014 | R2050-25-S4+SRC24A-SR | R2050-25-S4+SRC24A-SR |  | R2050-25-S4 | + | SRC24A-SR | Fast runner | 1 | Scenario 2 |  | PPK¦SelectPro¦VDI3805¦Internet_EU |  |  | R2050-25-S4+SRC24A-SR | Characterised control valve | 1400 kPa | 350 kPa |  | EU\Inbox\Combinations\Folder..2/..3\ | 34
143015 | R2050-25-S4/SRC24A-SR | R2050-25-S4/SRC24A-SR |  | R2050-25-S4 | / | SRC24A-SR | Fast runner | 1 | Scenario 2 |  | PPK¦SelectPro¦VDI3805¦Internet_EU |  |  | R2050-25-S4/SRC24A-SR | Characterised control valve | 1400 kPa | 350 kPa |  | EU\Inbox\Combinations\Folder..2/..3\ | 34
143018 | R2050-40-S4+SRC24A-SR | R2050-40-S4+SRC24A-SR |  | R2050-40-S4 | + | SRC24A-SR | Fast runner | 1 | Scenario 2 |  | PPK¦SelectPro¦VDI3805¦Internet_EU |  |  | R2050-40-S4+SRC24A-SR | Characterised control valve | 1400 kPa | 350 kPa |  | EU\Inbox\Combinations\Folder..2/..3\ | 33
143019 | R2050-40-S4/SRC24A-SR | R2050-40-S4/SRC24A-SR |  | R2050-40-S4 | / | SRC24A-SR | Fast runner | 1 | Scenario 2 |  | PPK¦SelectPro¦VDI3805¦Internet_EU |  |  | R2050-40-S4/SRC24A-SR | Characterised control valve | 1400 kPa | 350 kPa |  | EU\Inbox\Combinations\Folder..2/..3\ | 33
143102 | R3040-25-S4+SRC24A-SR | R3040-25-S4+SRC24A-SR |  | R3040-25-S4 | + | SRC24A-SR | Fast runner | 1 | Scenario 2 |  | PPK¦SelectPro¦VDI3805¦Internet_EU |  |  | R3040-25-S4+SRC24A-SR | Characterised control valve | 1400 kPa | 350 kPa |  | EU\Inbox\Combinations\Folder..2/..3\ | 37
143103 | R3040-25-S4/SRC24A-SR | R3040-25-S4/SRC24A-SR |  | R3040-25-S4 | / | SRC24A-SR | Fast runner | 1 | Scenario 2 |  | PPK¦SelectPro¦VDI3805¦Internet_EU |  |  | R3040-25-S4/SRC24A-SR | Characterised control valve | 1400 kPa | 350 kPa |  | EU\Inbox\Combinations\Folder..2/..3\ | 36
143129 | H665S+AVK230A-3 | H665S+AVK230A-3 |  | H665S | + | AVK230A-3 | Actuator with emergency control function | 1 | Scenario 2 |  | PPK¦SelectPro¦VDI3805¦Internet_EU |  |  | H665S+AVK230A-3 | Globe valve | 400 kPa | 400 kPa |  | EU\Inbox\Combinations\Folder..6/..7\ | 35
143130 | H665S+AVK24A-3-TPC | H665S+AVK24A-3-TPC |  | H665S | + | AVK24A-3-TPC | Actuator with emergency control function | 1 | Scenario 2 |  | PPK¦SelectPro¦VDI3805¦Internet_EU |  |  | H665S+AVK24A-3-TPC | Globe valve | 400 kPa | 400 kPa |  | EU\Inbox\Combinations\Folder..6/..7\ | 35
143139 | H680S+AVK230A-3 | H680S+AVK230A-3 |  | H680S | + | AVK230A-3 | Actuator with emergency control function | 1 | Scenario 2 |  | PPK¦SelectPro¦VDI3805¦Internet_EU |  |  | H680S+AVK230A-3 | Globe valve | 250 kPa | 250 kPa |  | EU\Inbox\Combinations\Folder..6/..7\ | 35
143140 | H680S+AVK24A-3-TPC | H680S+AVK24A-3-TPC |  | H680S | + | AVK24A-3-TPC | Actuator with emergency control function | 1 | Scenario 2 |  | PPK¦SelectPro¦VDI3805¦Internet_EU |  |  | H680S+AVK24A-3-TPC | Globe valve | 250 kPa | 250 kPa |  | EU\Inbox\Combinations\Folder..6/..7\ | 35
143148 | H665S+EV230A-TPC | H665S+EV230A-TPC |  | H665S | + | EV230A-TPC | Standard actuator | 0 | Scenario 2 |  | PPK¦SelectPro¦VDI3805¦Internet_EU |  |  | H665S+EV230A-TPC | Globe valve | 550 kPa | 550 kPa |  | EU\Inbox\Combinations\Folder..6/..7\ | 37
143150 | H680S+EV230A-TPC | H680S+EV230A-TPC |  | H680S | + | EV230A-TPC | Standard actuator | 0 | Scenario 2 |  | PPK¦SelectPro¦VDI3805¦Internet_EU |  |  | H680S+EV230A-TPC | Globe valve | 350 kPa | 350 kPa |  | EU\Inbox\Combinations\Folder..6/..7\ | 37
143203 | H665S+EV24A-TPC | H665S+EV24A-TPC |  | H665S | + | EV24A-TPC | Standard actuator | 0 | Scenario 2 |  | PPK¦SelectPro¦VDI3805¦Internet_EU |  |  | H665S+EV24A-TPC | Globe valve | 550 kPa | 550 kPa |  | EU\Inbox\Combinations\Folder..6/..7\ | 38
143213 | H680S+EV24A-TPC | H680S+EV24A-TPC |  | H680S | + | EV24A-TPC | Standard actuator | 0 | Scenario 2 |  | PPK¦SelectPro¦VDI3805¦Internet_EU |  |  | H680S+EV24A-TPC | Globe valve | 350 kPa | 350 kPa |  | EU\Inbox\Combinations\Folder..6/..7\ | 34
143384 | H619S+LVC24A-SR-TPC | H619S+LVC24A-SR-TPC |  | H619S | + | LVC24A-SR-TPC | Fast runner | 0 | Scenario 2 |  | PPK¦SelectPro¦VDI3805¦Internet_EU |  |  | H619S+LVC24A-SR-TPC | Globe valve | 800 kPa | 800 kPa |  | EU\Inbox\Combinations\Folder..6/..7\ | 30
143385 | H619S/LVC24A-SR-TPC | H619S/LVC24A-SR-TPC |  | H619S | / | LVC24A-SR-TPC | Fast runner | 0 | Scenario 2 |  | PPK¦SelectPro¦VDI3805¦Internet_EU |  |  | H619S/LVC24A-SR-TPC | Globe valve | 800 kPa | 800 kPa |  | EU\Inbox\Combinations\Folder..6/..7\ | 30
143386 | H620N+LVC24A-SR-TPC | H620N+LVC24A-SR-TPC |  | H620N | + | LVC24A-SR-TPC | Fast runner | 1 | Scenario 2 |  | PPK¦SelectPro¦VDI3805¦Internet_EU |  |  | H620N+LVC24A-SR-TPC | Globe valve | 900 kPa | 400 kPa |  | EU\Inbox\Combinations\Folder..6/..7\ | 30
143387 | H620N/LVC24A-SR-TPC | H620N/LVC24A-SR-TPC |  | H620N | / | LVC24A-SR-TPC | Fast runner | 1 | Scenario 2 |  | PPK¦SelectPro¦VDI3805¦Internet_EU |  |  | H620N/LVC24A-SR-TPC | Globe valve | 900 kPa | 400 kPa |  | EU\Inbox\Combinations\Folder..6/..7\ | 30
143388 | H620R+LVC24A-SR-TPC | H620R+LVC24A-SR-TPC |  | H620R | + | LVC24A-SR-TPC | Fast runner | 1 | Scenario 2 |  | PPK¦SelectPro¦VDI3805¦Internet_EU |  |  | H620R+LVC24A-SR-TPC | Globe valve | 600 kPa | 400 kPa |  | EU\Inbox\Combinations\Folder..6/..7\ | 31
143389 | H620R/LVC24A-SR-TPC | H620R/LVC24A-SR-TPC |  | H620R | / | LVC24A-SR-TPC | Fast runner | 1 | Scenario 2 |  | PPK¦SelectPro¦VDI3805¦Internet_EU |  |  | H620R/LVC24A-SR-TPC | Globe valve | 600 kPa | 400 kPa |  | EU\Inbox\Combinations\Folder..6/..7\ | 31
143390 | H620S+LVC24A-SR-TPC | H620S+LVC24A-SR-TPC |  | H620S | + | LVC24A-SR-TPC | Fast runner | 0 | Scenario 2 |  | PPK¦SelectPro¦VDI3805¦Internet_EU |  |  | H620S+LVC24A-SR-TPC | Globe valve | 800 kPa | 800 kPa |  | EU\Inbox\Combinations\Folder..6/..7\ | 30
143391 | H620S/LVC24A-SR-TPC | H620S/LVC24A-SR-TPC |  | H620S | / | LVC24A-SR-TPC | Fast runner | 0 | Scenario 2 |  | PPK¦SelectPro¦VDI3805¦Internet_EU |  |  | H620S/LVC24A-SR-TPC | Globe valve | 800 kPa | 800 kPa |  | EU\Inbox\Combinations\Folder..6/..7\ | 30
143392 | H624S+LVC24A-SR-TPC | H624S+LVC24A-SR-TPC |  | H624S | + | LVC24A-SR-TPC | Fast runner | 0 | Scenario 2 |  | PPK¦SelectPro¦VDI3805¦Internet_EU |  |  | H624S+LVC24A-SR-TPC | Globe valve | 450 kPa | 450 kPa |  | EU\Inbox\Combinations\Folder..6/..7\ | 30
143393 | H624S/LVC24A-SR-TPC | H624S/LVC24A-SR-TPC |  | H624S | / | LVC24A-SR-TPC | Fast runner | 0 | Scenario 2 |  | PPK¦SelectPro¦VDI3805¦Internet_EU |  |  | H624S/LVC24A-SR-TPC | Globe valve | 450 kPa | 450 kPa |  | EU\Inbox\Combinations\Folder..6/..7\ | 30
143394 | H625N+LVC24A-SR-TPC | H625N+LVC24A-SR-TPC |  | H625N | + | LVC24A-SR-TPC | Fast runner | 1 | Scenario 2 |  | PPK¦SelectPro¦VDI3805¦Internet_EU |  |  | H625N+LVC24A-SR-TPC | Globe valve | 500 kPa | 400 kPa |  | EU\Inbox\Combinations\Folder..6/..7\ | 30
143395 | H625N/LVC24A-SR-TPC | H625N/LVC24A-SR-TPC |  | H625N | / | LVC24A-SR-TPC | Fast runner | 1 | Scenario 2 |  | PPK¦SelectPro¦VDI3805¦Internet_EU |  |  | H625N/LVC24A-SR-TPC | Globe valve | 500 kPa | 400 kPa |  | EU\Inbox\Combinations\Folder..6/..7\ | 30
143396 | H625R+LVC24A-SR-TPC | H625R+LVC24A-SR-TPC |  | H625R | + | LVC24A-SR-TPC | Fast runner | 1 | Scenario 2 |  | PPK¦SelectPro¦VDI3805¦Internet_EU |  |  | H625R+LVC24A-SR-TPC | Globe valve | 500 kPa | 400 kPa |  | EU\Inbox\Combinations\Folder..6/..7\ | 30
143397 | H625R/LVC24A-SR-TPC | H625R/LVC24A-SR-TPC |  | H625R | / | LVC24A-SR-TPC | Fast runner | 1 | Scenario 2 |  | PPK¦SelectPro¦VDI3805¦Internet_EU |  |  | H625R/LVC24A-SR-TPC | Globe valve | 500 kPa | 400 kPa |  | EU\Inbox\Combinations\Folder..6/..7\ | 30
143398 | H625S+LVC24A-SR-TPC | H625S+LVC24A-SR-TPC |  | H625S | + | LVC24A-SR-TPC | Fast runner | 0 | Scenario 2 |  | PPK¦SelectPro¦VDI3805¦Internet_EU |  |  | H625S+LVC24A-SR-TPC | Globe valve | 450 kPa | 450 kPa |  | EU\Inbox\Combinations\Folder..6/..7\ | 30
143399 | H625S/LVC24A-SR-TPC | H625S/LVC24A-SR-TPC |  | H625S | / | LVC24A-SR-TPC | Fast runner | 0 | Scenario 2 |  | PPK¦SelectPro¦VDI3805¦Internet_EU |  |  | H625S/LVC24A-SR-TPC | Globe valve | 450 kPa | 450 kPa |  | EU\Inbox\Combinations\Folder..6/..7\ | 30
143400 | H632N+LVC24A-SR-TPC | H632N+LVC24A-SR-TPC |  | H632N | + | LVC24A-SR-TPC | Fast runner | 0 | Scenario 2 |  | PPK¦SelectPro¦VDI3805¦Internet_EU |  |  | H632N+LVC24A-SR-TPC | Globe valve | 350 kPa | 350 kPa |  | EU\Inbox\Combinations\Folder..6/..7\ | 30
143401 | H632N/LVC24A-SR-TPC | H632N/LVC24A-SR-TPC |  | H632N | / | LVC24A-SR-TPC | Fast runner | 0 | Scenario 2 |  | PPK¦SelectPro¦VDI3805¦Internet_EU |  |  | H632N/LVC24A-SR-TPC | Globe valve | 350 kPa | 350 kPa |  | EU\Inbox\Combinations\Folder..6/..7\ | 30
143402 | H632R+LVC24A-SR-TPC | H632R+LVC24A-SR-TPC |  | H632R | + | LVC24A-SR-TPC | Fast runner | 0 | Scenario 2 |  | PPK¦SelectPro¦VDI3805¦Internet_EU |  |  | H632R+LVC24A-SR-TPC | Globe valve | 350 kPa | 350 kPa |  | EU\Inbox\Combinations\Folder..6/..7\ | 30
143403 | H632R/LVC24A-SR-TPC | H632R/LVC24A-SR-TPC |  | H632R | / | LVC24A-SR-TPC | Fast runner | 0 | Scenario 2 |  | PPK¦SelectPro¦VDI3805¦Internet_EU |  |  | H632R/LVC24A-SR-TPC | Globe valve | 350 kPa | 350 kPa |  | EU\Inbox\Combinations\Folder..6/..7\ | 30
143404 | H632S+LVC24A-SR-TPC | H632S+LVC24A-SR-TPC |  | H632S | + | LVC24A-SR-TPC | Fast runner | 0 | Scenario 2 |  | PPK¦SelectPro¦VDI3805¦Internet_EU |  |  | H632S+LVC24A-SR-TPC | Globe valve | 300 kPa | 300 kPa |  | EU\Inbox\Combinations\Folder..6/..7\ | 31
143405 | H632S/LVC24A-SR-TPC | H632S/LVC24A-SR-TPC |  | H632S | / | LVC24A-SR-TPC | Fast runner | 0 | Scenario 2 |  | PPK¦SelectPro¦VDI3805¦Internet_EU |  |  | H632S/LVC24A-SR-TPC | Globe valve | 300 kPa | 300 kPa |  | EU\Inbox\Combinations\Folder..6/..7\ | 31
143406 | H640N+LVC24A-SR-TPC | H640N+LVC24A-SR-TPC |  | H640N | + | LVC24A-SR-TPC | Fast runner | 0 | Scenario 2 |  | PPK¦SelectPro¦VDI3805¦Internet_EU |  |  | H640N+LVC24A-SR-TPC | Globe valve | 150 kPa | 150 kPa |  | EU\Inbox\Combinations\Folder..6/..7\ | 31
143407 | H640N/LVC24A-SR-TPC | H640N/LVC24A-SR-TPC |  | H640N | / | LVC24A-SR-TPC | Fast runner | 0 | Scenario 2 |  | PPK¦SelectPro¦VDI3805¦Internet_EU |  |  | H640N/LVC24A-SR-TPC | Globe valve | 150 kPa | 150 kPa |  | EU\Inbox\Combinations\Folder..6/..7\ | 31
143408 | H640R+LVC24A-SR-TPC | H640R+LVC24A-SR-TPC |  | H640R | + | LVC24A-SR-TPC | Fast runner | 0 | Scenario 2 |  | PPK¦SelectPro¦VDI3805¦Internet_EU |  |  | H640R+LVC24A-SR-TPC | Globe valve | 150 kPa | 150 kPa |  | EU\Inbox\Combinations\Folder..6/..7\ | 31
143409 | H640R/LVC24A-SR-TPC | H640R/LVC24A-SR-TPC |  | H640R | / | LVC24A-SR-TPC | Fast runner | 0 | Scenario 2 |  | PPK¦SelectPro¦VDI3805¦Internet_EU |  |  | H640R/LVC24A-SR-TPC | Globe valve | 150 kPa | 150 kPa |  | EU\Inbox\Combinations\Folder..6/..7\ | 31
143410 | H640S+LVC24A-SR-TPC | H640S+LVC24A-SR-TPC |  | H640S | + | LVC24A-SR-TPC | Fast runner | 0 | Scenario 2 |  | PPK¦SelectPro¦VDI3805¦Internet_EU |  |  | H640S+LVC24A-SR-TPC | Globe valve | 140 kPa | 140 kPa |  | EU\Inbox\Combinations\Folder..6/..7\ | 31
143411 | H640S/LVC24A-SR-TPC | H640S/LVC24A-SR-TPC |  | H640S | / | LVC24A-SR-TPC | Fast runner | 0 | Scenario 2 |  | PPK¦SelectPro¦VDI3805¦Internet_EU |  |  | H640S/LVC24A-SR-TPC | Globe valve | 140 kPa | 140 kPa |  | EU\Inbox\Combinations\Folder..6/..7\ | 31
143412 | H650N+LVC24A-SR-TPC | H650N+LVC24A-SR-TPC |  | H650N | + | LVC24A-SR-TPC | Fast runner | 0 | Scenario 2 |  | PPK¦SelectPro¦VDI3805¦Internet_EU |  |  | H650N+LVC24A-SR-TPC | Globe valve | 70 kPa | 70 kPa |  | EU\Inbox\Combinations\Folder..6/..7\ | 31
143413 | H650N/LVC24A-SR-TPC | H650N/LVC24A-SR-TPC |  | H650N | / | LVC24A-SR-TPC | Fast runner | 0 | Scenario 2 |  | PPK¦SelectPro¦VDI3805¦Internet_EU |  |  | H650N/LVC24A-SR-TPC | Globe valve | 70 kPa | 70 kPa |  | EU\Inbox\Combinations\Folder..6/..7\ | 31
143414 | H650R+LVC24A-SR-TPC | H650R+LVC24A-SR-TPC |  | H650R | + | LVC24A-SR-TPC | Fast runner | 0 | Scenario 2 |  | PPK¦SelectPro¦VDI3805¦Internet_EU |  |  | H650R+LVC24A-SR-TPC | Globe valve | 70 kPa | 70 kPa |  | EU\Inbox\Combinations\Folder..6/..7\ | 31
143415 | H650R/LVC24A-SR-TPC | H650R/LVC24A-SR-TPC |  | H650R | / | LVC24A-SR-TPC | Fast runner | 0 | Scenario 2 |  | PPK¦SelectPro¦VDI3805¦Internet_EU |  |  | H650R/LVC24A-SR-TPC | Globe valve | 70 kPa | 70 kPa |  | EU\Inbox\Combinations\Folder..6/..7\ | 31
143416 | H650S+LVC24A-SR-TPC | H650S+LVC24A-SR-TPC |  | H650S | + | LVC24A-SR-TPC | Fast runner | 0 | Scenario 2 |  | PPK¦SelectPro¦VDI3805¦Internet_EU |  |  | H650S+LVC24A-SR-TPC | Globe valve | 60 kPa | 60 kPa |  | EU\Inbox\Combinations\Folder..6/..7\ | 31
143417 | H650S/LVC24A-SR-TPC | H650S/LVC24A-SR-TPC |  | H650S | / | LVC24A-SR-TPC | Fast runner | 0 | Scenario 2 |  | PPK¦SelectPro¦VDI3805¦Internet_EU |  |  | H650S/LVC24A-SR-TPC | Globe valve | 60 kPa | 60 kPa |  | EU\Inbox\Combinations\Folder..6/..7\ | 31
143418 | H711N+LVC24A-SR-TPC | H711N+LVC24A-SR-TPC |  | H711N | + | LVC24A-SR-TPC | Fast runner | 1 | Scenario 2 |  | PPK¦SelectPro¦VDI3805¦Internet_EU |  |  | H711N+LVC24A-SR-TPC | Globe valve | 1300 kPa | 400 kPa |  | EU\Inbox\Combinations\Folder..6/..7\ | 31
143419 | H711N/LVC24A-SR-TPC | H711N/LVC24A-SR-TPC |  | H711N | / | LVC24A-SR-TPC | Fast runner | 1 | Scenario 2 |  | PPK¦SelectPro¦VDI3805¦Internet_EU |  |  | H711N/LVC24A-SR-TPC | Globe valve | 1300 kPa | 400 kPa |  | EU\Inbox\Combinations\Folder..6/..7\ | 31
143420 | H711R+LVC24A-SR-TPC | H711R+LVC24A-SR-TPC |  | H711R | + | LVC24A-SR-TPC | Fast runner | 1 | Scenario 2 |  | PPK¦SelectPro¦VDI3805¦Internet_EU |  |  | H711R+LVC24A-SR-TPC | Globe valve | 600 kPa | 400 kPa |  | EU\Inbox\Combinations\Folder..6/..7\ | 31
143421 | H711R/LVC24A-SR-TPC | H711R/LVC24A-SR-TPC |  | H711R | / | LVC24A-SR-TPC | Fast runner | 1 | Scenario 2 |  | PPK¦SelectPro¦VDI3805¦Internet_EU |  |  | H711R/LVC24A-SR-TPC | Globe valve | 600 kPa | 400 kPa |  | EU\Inbox\Combinations\Folder..6/..7\ | 31
143422 | H712N+LVC24A-SR-TPC | H712N+LVC24A-SR-TPC |  | H712N | + | LVC24A-SR-TPC | Fast runner | 1 | Scenario 2 |  | PPK¦SelectPro¦VDI3805¦Internet_EU |  |  | H712N+LVC24A-SR-TPC | Globe valve | 1300 kPa | 400 kPa |  | EU\Inbox\Combinations\Folder..6/..7\ | 31
143423 | H712N/LVC24A-SR-TPC | H712N/LVC24A-SR-TPC |  | H712N | / | LVC24A-SR-TPC | Fast runner | 1 | Scenario 2 |  | PPK¦SelectPro¦VDI3805¦Internet_EU |  |  | H712N/LVC24A-SR-TPC | Globe valve | 1300 kPa | 400 kPa |  | EU\Inbox\Combinations\Folder..6/..7\ | 31
143424 | H712R+LVC24A-SR-TPC | H712R+LVC24A-SR-TPC |  | H712R | + | LVC24A-SR-TPC | Fast runner | 1 | Scenario 2 |  | PPK¦SelectPro¦VDI3805¦Internet_EU |  |  | H712R+LVC24A-SR-TPC | Globe valve | 600 kPa | 400 kPa |  | EU\Inbox\Combinations\Folder..6/..7\ | 31
143425 | H712R/LVC24A-SR-TPC | H712R/LVC24A-SR-TPC |  | H712R | / | LVC24A-SR-TPC | Fast runner | 1 | Scenario 2 |  | PPK¦SelectPro¦VDI3805¦Internet_EU |  |  | H712R/LVC24A-SR-TPC | Globe valve | 600 kPa | 400 kPa |  | EU\Inbox\Combinations\Folder..6/..7\ | 31
143426 | H713N+LVC24A-SR-TPC | H713N+LVC24A-SR-TPC |  | H713N | + | LVC24A-SR-TPC | Fast runner | 1 | Scenario 2 |  | PPK¦SelectPro¦VDI3805¦Internet_EU |  |  | H713N+LVC24A-SR-TPC | Globe valve | 1300 kPa | 400 kPa |  | EU\Inbox\Combinations\Folder..6/..7\ | 31
143427 | H713N/LVC24A-SR-TPC | H713N/LVC24A-SR-TPC |  | H713N | / | LVC24A-SR-TPC | Fast runner | 1 | Scenario 2 |  | PPK¦SelectPro¦VDI3805¦Internet_EU |  |  | H713N/LVC24A-SR-TPC | Globe valve | 1300 kPa | 400 kPa |  | EU\Inbox\Combinations\Folder..6/..7\ | 31
143428 | H713R+LVC24A-SR-TPC | H713R+LVC24A-SR-TPC |  | H713R | + | LVC24A-SR-TPC | Fast runner | 1 | Scenario 2 |  | PPK¦SelectPro¦VDI3805¦Internet_EU |  |  | H713R+LVC24A-SR-TPC | Globe valve | 600 kPa | 400 kPa |  | EU\Inbox\Combinations\Folder..6/..7\ | 31
143429 | H713R/LVC24A-SR-TPC | H713R/LVC24A-SR-TPC |  | H713R | / | LVC24A-SR-TPC | Fast runner | 1 | Scenario 2 |  | PPK¦SelectPro¦VDI3805¦Internet_EU |  |  | H713R/LVC24A-SR-TPC | Globe valve | 600 kPa | 400 kPa |  | EU\Inbox\Combinations\Folder..6/..7\ | 31
143430 | H714N+LVC24A-SR-TPC | H714N+LVC24A-SR-TPC |  | H714N | + | LVC24A-SR-TPC | Fast runner | 1 | Scenario 2 |  | PPK¦SelectPro¦VDI3805¦Internet_EU |  |  | H714N+LVC24A-SR-TPC | Globe valve | 1300 kPa | 400 kPa |  | EU\Inbox\Combinations\Folder..6/..7\ | 31
143431 | H714N/LVC24A-SR-TPC | H714N/LVC24A-SR-TPC |  | H714N | / | LVC24A-SR-TPC | Fast runner | 1 | Scenario 2 |  | PPK¦SelectPro¦VDI3805¦Internet_EU |  |  | H714N/LVC24A-SR-TPC | Globe valve | 1300 kPa | 400 kPa |  | EU\Inbox\Combinations\Folder..6/..7\ | 31
143432 | H714R+LVC24A-SR-TPC | H714R+LVC24A-SR-TPC |  | H714R | + | LVC24A-SR-TPC | Fast runner | 1 | Scenario 2 |  | PPK¦SelectPro¦VDI3805¦Internet_EU |  |  | H714R+LVC24A-SR-TPC | Globe valve | 600 kPa | 400 kPa |  | EU\Inbox\Combinations\Folder..6/..7\ | 31
143433 | H714R/LVC24A-SR-TPC | H714R/LVC24A-SR-TPC |  | H714R | / | LVC24A-SR-TPC | Fast runner | 1 | Scenario 2 |  | PPK¦SelectPro¦VDI3805¦Internet_EU |  |  | H714R/LVC24A-SR-TPC | Globe valve | 600 kPa | 400 kPa |  | EU\Inbox\Combinations\Folder..6/..7\ | 31
143434 | H715N+LVC24A-SR-TPC | H715N+LVC24A-SR-TPC |  | H715N | + | LVC24A-SR-TPC | Fast runner | 1 | Scenario 2 |  | PPK¦SelectPro¦VDI3805¦Internet_EU |  |  | H715N+LVC24A-SR-TPC | Globe valve | 1300 kPa | 400 kPa |  | EU\Inbox\Combinations\Folder..6/..7\ | 31
143435 | H715N/LVC24A-SR-TPC | H715N/LVC24A-SR-TPC |  | H715N | / | LVC24A-SR-TPC | Fast runner | 1 | Scenario 2 |  | PPK¦SelectPro¦VDI3805¦Internet_EU |  |  | H715N/LVC24A-SR-TPC | Globe valve | 1300 kPa | 400 kPa |  | EU\Inbox\Combinations\Folder..6/..7\ | 31
143436 | H715R+LVC24A-SR-TPC | H715R+LVC24A-SR-TPC |  | H715R | + | LVC24A-SR-TPC | Fast runner | 1 | Scenario 2 |  | PPK¦SelectPro¦VDI3805¦Internet_EU |  |  | H715R+LVC24A-SR-TPC | Globe valve | 600 kPa | 400 kPa |  | EU\Inbox\Combinations\Folder..6/..7\ | 31
143437 | H715R/LVC24A-SR-TPC | H715R/LVC24A-SR-TPC |  | H715R | / | LVC24A-SR-TPC | Fast runner | 1 | Scenario 2 |  | PPK¦SelectPro¦VDI3805¦Internet_EU |  |  | H715R/LVC24A-SR-TPC | Globe valve | 600 kPa | 400 kPa |  | EU\Inbox\Combinations\Folder..6/..7\ | 31
143438 | H6100N/AVK24A-SR-TPC | H6100N/AVK24A-SR-TPC |  | H6100N | / | AVK24A-SR-TPC | Actuator with emergency control function | 1 | Scenario 2 |  | PPK¦SelectPro¦VDI3805¦Internet_EU |  |  | H6100N/AVK24A-SR-TPC | Globe valve | 150 kPa | 150 kPa |  | EU\Inbox\Combinations\Folder..6/..7\ | 34
143439 | H6100R/AVK24A-SR-TPC | H6100R/AVK24A-SR-TPC |  | H6100R | / | AVK24A-SR-TPC | Actuator with emergency control function | 1 | Scenario 2 |  | PPK¦SelectPro¦VDI3805¦Internet_EU |  |  | H6100R/AVK24A-SR-TPC | Globe valve | 150 kPa | 150 kPa |  | EU\Inbox\Combinations\Folder..6/..7\ | 34
143440 | H6100S/AVK24A-SR-TPC | H6100S/AVK24A-SR-TPC |  | H6100S | / | AVK24A-SR-TPC | Actuator with emergency control function | 1 | Scenario 2 |  | PPK¦SelectPro¦VDI3805¦Internet_EU |  |  | H6100S/AVK24A-SR-TPC | Globe valve | 150 kPa | 150 kPa |  | EU\Inbox\Combinations\Folder..6/..7\ | 34
143441 | H6100SP/AVK24A-SR-TPC | H6100SP/AVK24A-SR-TPC |  | H6100SP | / | AVK24A-SR-TPC | Actuator with emergency control function | 1 | Scenario 2 |  | PPK¦SelectPro¦VDI3805¦Internet_EU |  |  | H6100SP/AVK24A-SR-TPC | Globe valve (partial pressure-balanced) | 600 kPa | 600 kPa |  | EU\Inbox\Combinations\Folder..6/..7\ | 34
143442 | H665N/AVK24A-SR-TPC | H665N/AVK24A-SR-TPC |  | H665N | / | AVK24A-SR-TPC | Actuator with emergency control function | 1 | Scenario 2 |  | PPK¦SelectPro¦VDI3805¦Internet_EU |  |  | H665N/AVK24A-SR-TPC | Globe valve | 400 kPa | 400 kPa |  | EU\Inbox\Combinations\Folder..6/..7\ | 34
143443 | H665S/AVK24A-SR-TPC | H665S/AVK24A-SR-TPC |  | H665S | / | AVK24A-SR-TPC | Actuator with emergency control function | 1 | Scenario 2 |  | PPK¦SelectPro¦VDI3805¦Internet_EU |  |  | H665S/AVK24A-SR-TPC | Globe valve | 400 kPa | 400 kPa |  | EU\Inbox\Combinations\Folder..6/..7\ | 34
143444 | H680N/AVK24A-SR-TPC | H680N/AVK24A-SR-TPC |  | H680N | / | AVK24A-SR-TPC | Actuator with emergency control function | 1 | Scenario 2 |  | PPK¦SelectPro¦VDI3805¦Internet_EU |  |  | H680N/AVK24A-SR-TPC | Globe valve | 250 kPa | 250 kPa |  | EU\Inbox\Combinations\Folder..6/..7\ | 34
143445 | H720N+LVC24A-SR-TPC | H720N+LVC24A-SR-TPC |  | H720N | + | LVC24A-SR-TPC | Fast runner | 1 | Scenario 2 |  | PPK¦SelectPro¦VDI3805¦Internet_EU |  |  | H720N+LVC24A-SR-TPC | Globe valve | 900 kPa | 400 kPa |  | EU\Inbox\Combinations\Folder..6/..7\ | 31
143446 | H720N/LVC24A-SR-TPC | H720N/LVC24A-SR-TPC |  | H720N | / | LVC24A-SR-TPC | Fast runner | 1 | Scenario 2 |  | PPK¦SelectPro¦VDI3805¦Internet_EU |  |  | H720N/LVC24A-SR-TPC | Globe valve | 900 kPa | 400 kPa |  | EU\Inbox\Combinations\Folder..6/..7\ | 31
143447 | H720R+LVC24A-SR-TPC | H720R+LVC24A-SR-TPC |  | H720R | + | LVC24A-SR-TPC | Fast runner | 1 | Scenario 2 |  | PPK¦SelectPro¦VDI3805¦Internet_EU |  |  | H720R+LVC24A-SR-TPC | Globe valve | 600 kPa | 400 kPa |  | EU\Inbox\Combinations\Folder..6/..7\ | 31
143448 | H720R/LVC24A-SR-TPC | H720R/LVC24A-SR-TPC |  | H720R | / | LVC24A-SR-TPC | Fast runner | 1 | Scenario 2 |  | PPK¦SelectPro¦VDI3805¦Internet_EU |  |  | H720R/LVC24A-SR-TPC | Globe valve | 600 kPa | 400 kPa |  | EU\Inbox\Combinations\Folder..6/..7\ | 31
143449 | H725N+LVC24A-SR-TPC | H725N+LVC24A-SR-TPC |  | H725N | + | LVC24A-SR-TPC | Fast runner | 1 | Scenario 2 |  | PPK¦SelectPro¦VDI3805¦Internet_EU |  |  | H725N+LVC24A-SR-TPC | Globe valve | 500 kPa | 400 kPa |  | EU\Inbox\Combinations\Folder..6/..7\ | 31
143450 | H725N/LVC24A-SR-TPC | H725N/LVC24A-SR-TPC |  | H725N | / | LVC24A-SR-TPC | Fast runner | 1 | Scenario 2 |  | PPK¦SelectPro¦VDI3805¦Internet_EU |  |  | H725N/LVC24A-SR-TPC | Globe valve | 500 kPa | 400 kPa |  | EU\Inbox\Combinations\Folder..6/..7\ | 31
143451 | H725R+LVC24A-SR-TPC | H725R+LVC24A-SR-TPC |  | H725R | + | LVC24A-SR-TPC | Fast runner | 1 | Scenario 2 |  | PPK¦SelectPro¦VDI3805¦Internet_EU |  |  | H725R+LVC24A-SR-TPC | Globe valve | 500 kPa | 400 kPa |  | EU\Inbox\Combinations\Folder..6/..7\ | 31
143452 | H725R/LVC24A-SR-TPC | H725R/LVC24A-SR-TPC |  | H725R | / | LVC24A-SR-TPC | Fast runner | 1 | Scenario 2 |  | PPK¦SelectPro¦VDI3805¦Internet_EU |  |  | H725R/LVC24A-SR-TPC | Globe valve | 500 kPa | 400 kPa |  | EU\Inbox\Combinations\Folder..6/..7\ | 31
143453 | H732N+LVC24A-SR-TPC | H732N+LVC24A-SR-TPC |  | H732N | + | LVC24A-SR-TPC | Fast runner | 0 | Scenario 2 |  | PPK¦SelectPro¦VDI3805¦Internet_EU |  |  | H732N+LVC24A-SR-TPC | Globe valve | 350 kPa | 350 kPa |  | EU\Inbox\Combinations\Folder..6/..7\ | 31
143454 | H732N/LVC24A-SR-TPC | H732N/LVC24A-SR-TPC |  | H732N | / | LVC24A-SR-TPC | Fast runner | 0 | Scenario 2 |  | PPK¦SelectPro¦VDI3805¦Internet_EU |  |  | H732N/LVC24A-SR-TPC | Globe valve | 350 kPa | 350 kPa |  | EU\Inbox\Combinations\Folder..6/..7\ | 31
143455 | H732R+LVC24A-SR-TPC | H732R+LVC24A-SR-TPC |  | H732R | + | LVC24A-SR-TPC | Fast runner | 0 | Scenario 2 |  | PPK¦SelectPro¦VDI3805¦Internet_EU |  |  | H732R+LVC24A-SR-TPC | Globe valve | 350 kPa | 350 kPa |  | EU\Inbox\Combinations\Folder..6/..7\ | 31
143456 | H732R/LVC24A-SR-TPC | H732R/LVC24A-SR-TPC |  | H732R | / | LVC24A-SR-TPC | Fast runner | 0 | Scenario 2 |  | PPK¦SelectPro¦VDI3805¦Internet_EU |  |  | H732R/LVC24A-SR-TPC | Globe valve | 350 kPa | 350 kPa |  | EU\Inbox\Combinations\Folder..6/..7\ | 31
143457 | H740N+LVC24A-SR-TPC | H740N+LVC24A-SR-TPC |  | H740N | + | LVC24A-SR-TPC | Fast runner | 0 | Scenario 2 |  | PPK¦SelectPro¦VDI3805¦Internet_EU |  |  | H740N+LVC24A-SR-TPC | Globe valve | 150 kPa | 150 kPa |  | EU\Inbox\Combinations\Folder..6/..7\ | 31
143458 | H740N/LVC24A-SR-TPC | H740N/LVC24A-SR-TPC |  | H740N | / | LVC24A-SR-TPC | Fast runner | 0 | Scenario 2 |  | PPK¦SelectPro¦VDI3805¦Internet_EU |  |  | H740N/LVC24A-SR-TPC | Globe valve | 150 kPa | 150 kPa |  | EU\Inbox\Combinations\Folder..6/..7\ | 31
143459 | H740R+LVC24A-SR-TPC | H740R+LVC24A-SR-TPC |  | H740R | + | LVC24A-SR-TPC | Fast runner | 0 | Scenario 2 |  | PPK¦SelectPro¦VDI3805¦Internet_EU |  |  | H740R+LVC24A-SR-TPC | Globe valve | 150 kPa | 150 kPa |  | EU\Inbox\Combinations\Folder..6/..7\ | 32
143460 | H740R/LVC24A-SR-TPC | H740R/LVC24A-SR-TPC |  | H740R | / | LVC24A-SR-TPC | Fast runner | 0 | Scenario 2 |  | PPK¦SelectPro¦VDI3805¦Internet_EU |  |  | H740R/LVC24A-SR-TPC | Globe valve | 150 kPa | 150 kPa |  | EU\Inbox\Combinations\Folder..6/..7\ | 32
143461 | H750N+LVC24A-SR-TPC | H750N+LVC24A-SR-TPC |  | H750N | + | LVC24A-SR-TPC | Fast runner | 0 | Scenario 2 |  | PPK¦SelectPro¦VDI3805¦Internet_EU |  |  | H750N+LVC24A-SR-TPC | Globe valve | 70 kPa | 70 kPa |  | EU\Inbox\Combinations\Folder..6/..7\ | 31
143462 | H750N/LVC24A-SR-TPC | H750N/LVC24A-SR-TPC |  | H750N | / | LVC24A-SR-TPC | Fast runner | 0 | Scenario 2 |  | PPK¦SelectPro¦VDI3805¦Internet_EU |  |  | H750N/LVC24A-SR-TPC | Globe valve | 70 kPa | 70 kPa |  | EU\Inbox\Combinations\Folder..6/..7\ | 31
143463 | H750R+LVC24A-SR-TPC | H750R+LVC24A-SR-TPC |  | H750R | + | LVC24A-SR-TPC | Fast runner | 0 | Scenario 2 |  | PPK¦SelectPro¦VDI3805¦Internet_EU |  |  | H750R+LVC24A-SR-TPC | Globe valve | 70 kPa | 70 kPa |  | EU\Inbox\Combinations\Folder..6/..7\ | 31
143464 | H750R/LVC24A-SR-TPC | H750R/LVC24A-SR-TPC |  | H750R | / | LVC24A-SR-TPC | Fast runner | 0 | Scenario 2 |  | PPK¦SelectPro¦VDI3805¦Internet_EU |  |  | H750R/LVC24A-SR-TPC | Globe valve | 70 kPa | 70 kPa |  | EU\Inbox\Combinations\Folder..6/..7\ | 31
143465 | H411B+NVK24A-SR-TPC | H411B+NVK24A-SR-TPC |  | H411B | + | NVK24A-SR-TPC | Actuator with emergency control function | 1 | Scenario 2 |  | PPK¦SelectPro¦VDI3805¦Internet_EU |  |  | H411B+NVK24A-SR-TPC | Globe valve | 1600 kPa | 400 kPa |  | EU\Inbox\Combinations\Folder..4/..5\ | 30
143466 | H411B/NVK24A-SR-TPC | H411B/NVK24A-SR-TPC |  | H411B | / | NVK24A-SR-TPC | Actuator with emergency control function | 1 | Scenario 2 |  | PPK¦SelectPro¦VDI3805¦Internet_EU |  |  | H411B/NVK24A-SR-TPC | Globe valve | 1600 kPa | 400 kPa |  | EU\Inbox\Combinations\Folder..4/..5\ | 30
143467 | H411B+NVKC24A-SR-TPC | H411B+NVKC24A-SR-TPC |  | H411B | + | NVKC24A-SR-TPC | Actuator with emergency control function | 1 | Scenario 2 |  | PPK¦SelectPro¦VDI3805¦Internet_EU |  |  | H411B+NVKC24A-SR-TPC | Globe valve | 1600 kPa | 400 kPa |  | EU\Inbox\Combinations\Folder..4/..5\ | 30
143468 | H411B/NVKC24A-SR-TPC | H411B/NVKC24A-SR-TPC |  | H411B | / | NVKC24A-SR-TPC | Actuator with emergency control function | 1 | Scenario 2 |  | PPK¦SelectPro¦VDI3805¦Internet_EU |  |  | H411B/NVKC24A-SR-TPC | Globe valve | 1600 kPa | 400 kPa |  | EU\Inbox\Combinations\Folder..4/..5\ | 30
143469 | H412B+NVK24A-SR-TPC | H412B+NVK24A-SR-TPC |  | H412B | + | NVK24A-SR-TPC | Actuator with emergency control function | 1 | Scenario 2 |  | PPK¦SelectPro¦VDI3805¦Internet_EU |  |  | H412B+NVK24A-SR-TPC | Globe valve | 1600 kPa | 400 kPa |  | EU\Inbox\Combinations\Folder..4/..5\ | 30
143470 | H412B/NVK24A-SR-TPC | H412B/NVK24A-SR-TPC |  | H412B | / | NVK24A-SR-TPC | Actuator with emergency control function | 1 | Scenario 2 |  | PPK¦SelectPro¦VDI3805¦Internet_EU |  |  | H412B/NVK24A-SR-TPC | Globe valve | 1600 kPa | 400 kPa |  | EU\Inbox\Combinations\Folder..4/..5\ | 30
143471 | H412B+NVKC24A-SR-TPC | H412B+NVKC24A-SR-TPC |  | H412B | + | NVKC24A-SR-TPC | Actuator with emergency control function | 1 | Scenario 2 |  | PPK¦SelectPro¦VDI3805¦Internet_EU |  |  | H412B+NVKC24A-SR-TPC | Globe valve | 1600 kPa | 400 kPa |  | EU\Inbox\Combinations\Folder..4/..5\ | 29
143472 | H412B/NVKC24A-SR-TPC | H412B/NVKC24A-SR-TPC |  | H412B | / | NVKC24A-SR-TPC | Actuator with emergency control function | 1 | Scenario 2 |  | PPK¦SelectPro¦VDI3805¦Internet_EU |  |  | H412B/NVKC24A-SR-TPC | Globe valve | 1600 kPa | 400 kPa |  | EU\Inbox\Combinations\Folder..4/..5\ | 29
143473 | H413B+NVK24A-SR-TPC | H413B+NVK24A-SR-TPC |  | H413B | + | NVK24A-SR-TPC | Actuator with emergency control function | 1 | Scenario 2 |  | PPK¦SelectPro¦VDI3805¦Internet_EU |  |  | H413B+NVK24A-SR-TPC | Globe valve | 1600 kPa | 400 kPa |  | EU\Inbox\Combinations\Folder..4/..5\ | 29
143474 | H413B/NVK24A-SR-TPC | H413B/NVK24A-SR-TPC |  | H413B | / | NVK24A-SR-TPC | Actuator with emergency control function | 1 | Scenario 2 |  | PPK¦SelectPro¦VDI3805¦Internet_EU |  |  | H413B/NVK24A-SR-TPC | Globe valve | 1600 kPa | 400 kPa |  | EU\Inbox\Combinations\Folder..4/..5\ | 29
143475 | H413B+NVKC24A-SR-TPC | H413B+NVKC24A-SR-TPC |  | H413B | + | NVKC24A-SR-TPC | Actuator with emergency control function | 1 | Scenario 2 |  | PPK¦SelectPro¦VDI3805¦Internet_EU |  |  | H413B+NVKC24A-SR-TPC | Globe valve | 1600 kPa | 400 kPa |  | EU\Inbox\Combinations\Folder..4/..5\ | 30
143476 | H413B/NVKC24A-SR-TPC | H413B/NVKC24A-SR-TPC |  | H413B | / | NVKC24A-SR-TPC | Actuator with emergency control function | 1 | Scenario 2 |  | PPK¦SelectPro¦VDI3805¦Internet_EU |  |  | H413B/NVKC24A-SR-TPC | Globe valve | 1600 kPa | 400 kPa |  | EU\Inbox\Combinations\Folder..4/..5\ | 29
143477 | H414B+NVK24A-SR-TPC | H414B+NVK24A-SR-TPC |  | H414B | + | NVK24A-SR-TPC | Actuator with emergency control function | 1 | Scenario 2 |  | PPK¦SelectPro¦VDI3805¦Internet_EU |  |  | H414B+NVK24A-SR-TPC | Globe valve | 1600 kPa | 400 kPa |  | EU\Inbox\Combinations\Folder..4/..5\ | 29
143478 | H414B/NVK24A-SR-TPC | H414B/NVK24A-SR-TPC |  | H414B | / | NVK24A-SR-TPC | Actuator with emergency control function | 1 | Scenario 2 |  | PPK¦SelectPro¦VDI3805¦Internet_EU |  |  | H414B/NVK24A-SR-TPC | Globe valve | 1600 kPa | 400 kPa |  | EU\Inbox\Combinations\Folder..4/..5\ | 29
143479 | H414B+NVKC24A-SR-TPC | H414B+NVKC24A-SR-TPC |  | H414B | + | NVKC24A-SR-TPC | Actuator with emergency control function | 1 | Scenario 2 |  | PPK¦SelectPro¦VDI3805¦Internet_EU |  |  | H414B+NVKC24A-SR-TPC | Globe valve | 1600 kPa | 400 kPa |  | EU\Inbox\Combinations\Folder..4/..5\ | 29
143480 | H414B/NVKC24A-SR-TPC | H414B/NVKC24A-SR-TPC |  | H414B | / | NVKC24A-SR-TPC | Actuator with emergency control function | 1 | Scenario 2 |  | PPK¦SelectPro¦VDI3805¦Internet_EU |  |  | H414B/NVKC24A-SR-TPC | Globe valve | 1600 kPa | 400 kPa |  | EU\Inbox\Combinations\Folder..4/..5\ | 29
143481 | H415B+NVK24A-SR-TPC | H415B+NVK24A-SR-TPC |  | H415B | + | NVK24A-SR-TPC | Actuator with emergency control function | 1 | Scenario 2 |  | PPK¦SelectPro¦VDI3805¦Internet_EU |  |  | H415B+NVK24A-SR-TPC | Globe valve | 1600 kPa | 400 kPa |  | EU\Inbox\Combinations\Folder..4/..5\ | 29
143482 | H415B/NVK24A-SR-TPC | H415B/NVK24A-SR-TPC |  | H415B | / | NVK24A-SR-TPC | Actuator with emergency control function | 1 | Scenario 2 |  | PPK¦SelectPro¦VDI3805¦Internet_EU |  |  | H415B/NVK24A-SR-TPC | Globe valve | 1600 kPa | 400 kPa |  | EU\Inbox\Combinations\Folder..4/..5\ | 29
143483 | H415B+NVKC24A-SR-TPC | H415B+NVKC24A-SR-TPC |  | H415B | + | NVKC24A-SR-TPC | Actuator with emergency control function | 1 | Scenario 2 |  | PPK¦SelectPro¦VDI3805¦Internet_EU |  |  | H415B+NVKC24A-SR-TPC | Globe valve | 1600 kPa | 400 kPa |  | EU\Inbox\Combinations\Folder..4/..5\ | 29
143484 | H415B/NVKC24A-SR-TPC | H415B/NVKC24A-SR-TPC |  | H415B | / | NVKC24A-SR-TPC | Actuator with emergency control function | 1 | Scenario 2 |  | PPK¦SelectPro¦VDI3805¦Internet_EU |  |  | H415B/NVKC24A-SR-TPC | Globe valve | 1600 kPa | 400 kPa |  | EU\Inbox\Combinations\Folder..4/..5\ | 29
143485 | H420B+NVK24A-SR-TPC | H420B+NVK24A-SR-TPC |  | H420B | + | NVK24A-SR-TPC | Actuator with emergency control function | 1 | Scenario 2 |  | PPK¦SelectPro¦VDI3805¦Internet_EU |  |  | H420B+NVK24A-SR-TPC | Globe valve | 1600 kPa | 400 kPa |  | EU\Inbox\Combinations\Folder..4/..5\ | 29
143486 | H420B/NVK24A-SR-TPC | H420B/NVK24A-SR-TPC |  | H420B | / | NVK24A-SR-TPC | Actuator with emergency control function | 1 | Scenario 2 |  | PPK¦SelectPro¦VDI3805¦Internet_EU |  |  | H420B/NVK24A-SR-TPC | Globe valve | 1600 kPa | 400 kPa |  | EU\Inbox\Combinations\Folder..4/..5\ | 29
143487 | H420B+NVKC24A-SR-TPC | H420B+NVKC24A-SR-TPC |  | H420B | + | NVKC24A-SR-TPC | Actuator with emergency control function | 1 | Scenario 2 |  | PPK¦SelectPro¦VDI3805¦Internet_EU |  |  | H420B+NVKC24A-SR-TPC | Globe valve | 1600 kPa | 400 kPa |  | EU\Inbox\Combinations\Folder..4/..5\ | 29
143488 | H420B/NVKC24A-SR-TPC | H420B/NVKC24A-SR-TPC |  | H420B | / | NVKC24A-SR-TPC | Actuator with emergency control function | 1 | Scenario 2 |  | PPK¦SelectPro¦VDI3805¦Internet_EU |  |  | H420B/NVKC24A-SR-TPC | Globe valve | 1600 kPa | 400 kPa |  | EU\Inbox\Combinations\Folder..4/..5\ | 29
143489 | H425B+NVK24A-SR-TPC | H425B+NVK24A-SR-TPC |  | H425B | + | NVK24A-SR-TPC | Actuator with emergency control function | 1 | Scenario 2 |  | PPK¦SelectPro¦VDI3805¦Internet_EU |  |  | H425B+NVK24A-SR-TPC | Globe valve | 1300 kPa | 400 kPa |  | EU\Inbox\Combinations\Folder..4/..5\ | 29
143490 | H425B/NVK24A-SR-TPC | H425B/NVK24A-SR-TPC |  | H425B | / | NVK24A-SR-TPC | Actuator with emergency control function | 1 | Scenario 2 |  | PPK¦SelectPro¦VDI3805¦Internet_EU |  |  | H425B/NVK24A-SR-TPC | Globe valve | 1300 kPa | 400 kPa |  | EU\Inbox\Combinations\Folder..4/..5\ | 29
143491 | H425B+NVKC24A-SR-TPC | H425B+NVKC24A-SR-TPC |  | H425B | + | NVKC24A-SR-TPC | Actuator with emergency control function | 1 | Scenario 2 |  | PPK¦SelectPro¦VDI3805¦Internet_EU |  |  | H425B+NVKC24A-SR-TPC | Globe valve | 1300 kPa | 400 kPa |  | EU\Inbox\Combinations\Folder..4/..5\ | 29
143492 | H425B/NVKC24A-SR-TPC | H425B/NVKC24A-SR-TPC |  | H425B | / | NVKC24A-SR-TPC | Actuator with emergency control function | 1 | Scenario 2 |  | PPK¦SelectPro¦VDI3805¦Internet_EU |  |  | H425B/NVKC24A-SR-TPC | Globe valve | 1300 kPa | 400 kPa |  | EU\Inbox\Combinations\Folder..4/..5\ | 29
143493 | H432B+NVK24A-SR-TPC | H432B+NVK24A-SR-TPC |  | H432B | + | NVK24A-SR-TPC | Actuator with emergency control function | 1 | Scenario 2 |  | PPK¦SelectPro¦VDI3805¦Internet_EU |  |  | H432B+NVK24A-SR-TPC | Globe valve | 1000 kPa | 400 kPa |  | EU\Inbox\Combinations\Folder..4/..5\ | 29
143494 | H432B/NVK24A-SR-TPC | H432B/NVK24A-SR-TPC |  | H432B | / | NVK24A-SR-TPC | Actuator with emergency control function | 1 | Scenario 2 |  | PPK¦SelectPro¦VDI3805¦Internet_EU |  |  | H432B/NVK24A-SR-TPC | Globe valve | 1000 kPa | 400 kPa |  | EU\Inbox\Combinations\Folder..4/..5\ | 29
143495 | H432B+NVKC24A-SR-TPC | H432B+NVKC24A-SR-TPC |  | H432B | + | NVKC24A-SR-TPC | Actuator with emergency control function | 1 | Scenario 2 |  | PPK¦SelectPro¦VDI3805¦Internet_EU |  |  | H432B+NVKC24A-SR-TPC | Globe valve | 1000 kPa | 400 kPa |  | EU\Inbox\Combinations\Folder..4/..5\ | 29
143496 | H432B/NVKC24A-SR-TPC | H432B/NVKC24A-SR-TPC |  | H432B | / | NVKC24A-SR-TPC | Actuator with emergency control function | 1 | Scenario 2 |  | PPK¦SelectPro¦VDI3805¦Internet_EU |  |  | H432B/NVKC24A-SR-TPC | Globe valve | 1000 kPa | 400 kPa |  | EU\Inbox\Combinations\Folder..4/..5\ | 29
143497 | H440B+NVK24A-SR-TPC | H440B+NVK24A-SR-TPC |  | H440B | + | NVK24A-SR-TPC | Actuator with emergency control function | 1 | Scenario 2 |  | PPK¦SelectPro¦VDI3805¦Internet_EU |  |  | H440B+NVK24A-SR-TPC | Globe valve | 500 kPa | 400 kPa |  | EU\Inbox\Combinations\Folder..4/..5\ | 29
143498 | H440B/NVK24A-SR-TPC | H440B/NVK24A-SR-TPC |  | H440B | / | NVK24A-SR-TPC | Actuator with emergency control function | 1 | Scenario 2 |  | PPK¦SelectPro¦VDI3805¦Internet_EU |  |  | H440B/NVK24A-SR-TPC | Globe valve | 500 kPa | 400 kPa |  | EU\Inbox\Combinations\Folder..4/..5\ | 29
143499 | H440B+NVKC24A-SR-TPC | H440B+NVKC24A-SR-TPC |  | H440B | + | NVKC24A-SR-TPC | Actuator with emergency control function | 1 | Scenario 2 |  | PPK¦SelectPro¦VDI3805¦Internet_EU |  |  | H440B+NVKC24A-SR-TPC | Globe valve | 500 kPa | 400 kPa |  | EU\Inbox\Combinations\Folder..4/..5\ | 29
143500 | H440B/NVKC24A-SR-TPC | H440B/NVKC24A-SR-TPC |  | H440B | / | NVKC24A-SR-TPC | Actuator with emergency control function | 1 | Scenario 2 |  | PPK¦SelectPro¦VDI3805¦Internet_EU |  |  | H440B/NVKC24A-SR-TPC | Globe valve | 500 kPa | 400 kPa |  | EU\Inbox\Combinations\Folder..4/..5\ | 29
143501 | H450B+NVK24A-SR-TPC | H450B+NVK24A-SR-TPC |  | H450B | + | NVK24A-SR-TPC | Actuator with emergency control function | 1 | Scenario 2 |  | PPK¦SelectPro¦VDI3805¦Internet_EU |  |  | H450B+NVK24A-SR-TPC | Globe valve | 300 kPa | 300 kPa |  | EU\Inbox\Combinations\Folder..4/..5\ | 29
143502 | H450B/NVK24A-SR-TPC | H450B/NVK24A-SR-TPC |  | H450B | / | NVK24A-SR-TPC | Actuator with emergency control function | 1 | Scenario 2 |  | PPK¦SelectPro¦VDI3805¦Internet_EU |  |  | H450B/NVK24A-SR-TPC | Globe valve | 300 kPa | 300 kPa |  | EU\Inbox\Combinations\Folder..4/..5\ | 29
143503 | H450B+NVKC24A-SR-TPC | H450B+NVKC24A-SR-TPC |  | H450B | + | NVKC24A-SR-TPC | Actuator with emergency control function | 1 | Scenario 2 |  | PPK¦SelectPro¦VDI3805¦Internet_EU |  |  | H450B+NVKC24A-SR-TPC | Globe valve | 300 kPa | 300 kPa |  | EU\Inbox\Combinations\Folder..4/..5\ | 29
143504 | H450B/NVKC24A-SR-TPC | H450B/NVKC24A-SR-TPC |  | H450B | / | NVKC24A-SR-TPC | Actuator with emergency control function | 1 | Scenario 2 |  | PPK¦SelectPro¦VDI3805¦Internet_EU |  |  | H450B/NVKC24A-SR-TPC | Globe valve | 300 kPa | 300 kPa |  | EU\Inbox\Combinations\Folder..4/..5\ | 29
143505 | H511B+NVK24A-SR-TPC | H511B+NVK24A-SR-TPC |  | H511B | + | NVK24A-SR-TPC | Actuator with emergency control function | 1 | Scenario 2 |  | PPK¦SelectPro¦VDI3805¦Internet_EU |  |  | H511B+NVK24A-SR-TPC | Globe valve | 1600 kPa | 400 kPa |  | EU\Inbox\Combinations\Folder..4/..5\ | 29
143506 | H511B/NVK24A-SR-TPC | H511B/NVK24A-SR-TPC |  | H511B | / | NVK24A-SR-TPC | Actuator with emergency control function | 1 | Scenario 2 |  | PPK¦SelectPro¦VDI3805¦Internet_EU |  |  | H511B/NVK24A-SR-TPC | Globe valve | 1600 kPa | 400 kPa |  | EU\Inbox\Combinations\Folder..4/..5\ | 29
143507 | H511B+NVKC24A-SR-TPC | H511B+NVKC24A-SR-TPC |  | H511B | + | NVKC24A-SR-TPC | Actuator with emergency control function | 1 | Scenario 2 |  | PPK¦SelectPro¦VDI3805¦Internet_EU |  |  | H511B+NVKC24A-SR-TPC | Globe valve | 1600 kPa | 400 kPa |  | EU\Inbox\Combinations\Folder..4/..5\ | 29
143508 | H511B/NVKC24A-SR-TPC | H511B/NVKC24A-SR-TPC |  | H511B | / | NVKC24A-SR-TPC | Actuator with emergency control function | 1 | Scenario 2 |  | PPK¦SelectPro¦VDI3805¦Internet_EU |  |  | H511B/NVKC24A-SR-TPC | Globe valve | 1600 kPa | 400 kPa |  | EU\Inbox\Combinations\Folder..4/..5\ | 29
143509 | H512B+NVK24A-SR-TPC | H512B+NVK24A-SR-TPC |  | H512B | + | NVK24A-SR-TPC | Actuator with emergency control function | 1 | Scenario 2 |  | PPK¦SelectPro¦VDI3805¦Internet_EU |  |  | H512B+NVK24A-SR-TPC | Globe valve | 1600 kPa | 400 kPa |  | EU\Inbox\Combinations\Folder..4/..5\ | 29
143510 | H512B/NVK24A-SR-TPC | H512B/NVK24A-SR-TPC |  | H512B | / | NVK24A-SR-TPC | Actuator with emergency control function | 1 | Scenario 2 |  | PPK¦SelectPro¦VDI3805¦Internet_EU |  |  | H512B/NVK24A-SR-TPC | Globe valve | 1600 kPa | 400 kPa |  | EU\Inbox\Combinations\Folder..4/..5\ | 29
143511 | H512B+NVKC24A-SR-TPC | H512B+NVKC24A-SR-TPC |  | H512B | + | NVKC24A-SR-TPC | Actuator with emergency control function | 1 | Scenario 2 |  | PPK¦SelectPro¦VDI3805¦Internet_EU |  |  | H512B+NVKC24A-SR-TPC | Globe valve | 1600 kPa | 400 kPa |  | EU\Inbox\Combinations\Folder..4/..5\ | 29
143512 | H512B/NVKC24A-SR-TPC | H512B/NVKC24A-SR-TPC |  | H512B | / | NVKC24A-SR-TPC | Actuator with emergency control function | 1 | Scenario 2 |  | PPK¦SelectPro¦VDI3805¦Internet_EU |  |  | H512B/NVKC24A-SR-TPC | Globe valve | 1600 kPa | 400 kPa |  | EU\Inbox\Combinations\Folder..4/..5\ | 29
143513 | H513B+NVK24A-SR-TPC | H513B+NVK24A-SR-TPC |  | H513B | + | NVK24A-SR-TPC | Actuator with emergency control function | 1 | Scenario 2 |  | PPK¦SelectPro¦VDI3805¦Internet_EU |  |  | H513B+NVK24A-SR-TPC | Globe valve | 1600 kPa | 400 kPa |  | EU\Inbox\Combinations\Folder..4/..5\ | 31
143514 | H513B/NVK24A-SR-TPC | H513B/NVK24A-SR-TPC |  | H513B | / | NVK24A-SR-TPC | Actuator with emergency control function | 1 | Scenario 2 |  | PPK¦SelectPro¦VDI3805¦Internet_EU |  |  | H513B/NVK24A-SR-TPC | Globe valve | 1600 kPa | 400 kPa |  | EU\Inbox\Combinations\Folder..4/..5\ | 31
143515 | H513B+NVKC24A-SR-TPC | H513B+NVKC24A-SR-TPC |  | H513B | + | NVKC24A-SR-TPC | Actuator with emergency control function | 1 | Scenario 2 |  | PPK¦SelectPro¦VDI3805¦Internet_EU |  |  | H513B+NVKC24A-SR-TPC | Globe valve | 1600 kPa | 400 kPa |  | EU\Inbox\Combinations\Folder..4/..5\ | 31
143516 | H513B/NVKC24A-SR-TPC | H513B/NVKC24A-SR-TPC |  | H513B | / | NVKC24A-SR-TPC | Actuator with emergency control function | 1 | Scenario 2 |  | PPK¦SelectPro¦VDI3805¦Internet_EU |  |  | H513B/NVKC24A-SR-TPC | Globe valve | 1600 kPa | 400 kPa |  | EU\Inbox\Combinations\Folder..4/..5\ | 31
143517 | H514B+NVK24A-SR-TPC | H514B+NVK24A-SR-TPC |  | H514B | + | NVK24A-SR-TPC | Actuator with emergency control function | 1 | Scenario 2 |  | PPK¦SelectPro¦VDI3805¦Internet_EU |  |  | H514B+NVK24A-SR-TPC | Globe valve | 1600 kPa | 400 kPa |  | EU\Inbox\Combinations\Folder..4/..5\ | 31
143518 | H514B/NVK24A-SR-TPC | H514B/NVK24A-SR-TPC |  | H514B | / | NVK24A-SR-TPC | Actuator with emergency control function | 1 | Scenario 2 |  | PPK¦SelectPro¦VDI3805¦Internet_EU |  |  | H514B/NVK24A-SR-TPC | Globe valve | 1600 kPa | 400 kPa |  | EU\Inbox\Combinations\Folder..4/..5\ | 31
143519 | H514B+NVKC24A-SR-TPC | H514B+NVKC24A-SR-TPC |  | H514B | + | NVKC24A-SR-TPC | Actuator with emergency control function | 1 | Scenario 2 |  | PPK¦SelectPro¦VDI3805¦Internet_EU |  |  | H514B+NVKC24A-SR-TPC | Globe valve | 1600 kPa | 400 kPa |  | EU\Inbox\Combinations\Folder..4/..5\ | 31
143520 | H514B/NVKC24A-SR-TPC | H514B/NVKC24A-SR-TPC |  | H514B | / | NVKC24A-SR-TPC | Actuator with emergency control function | 1 | Scenario 2 |  | PPK¦SelectPro¦VDI3805¦Internet_EU |  |  | H514B/NVKC24A-SR-TPC | Globe valve | 1600 kPa | 400 kPa |  | EU\Inbox\Combinations\Folder..4/..5\ | 31
143521 | H515B+NVK24A-SR-TPC | H515B+NVK24A-SR-TPC |  | H515B | + | NVK24A-SR-TPC | Actuator with emergency control function | 1 | Scenario 2 |  | PPK¦SelectPro¦VDI3805¦Internet_EU |  |  | H515B+NVK24A-SR-TPC | Globe valve | 1600 kPa | 400 kPa |  | EU\Inbox\Combinations\Folder..4/..5\ | 31
143522 | H515B/NVK24A-SR-TPC | H515B/NVK24A-SR-TPC |  | H515B | / | NVK24A-SR-TPC | Actuator with emergency control function | 1 | Scenario 2 |  | PPK¦SelectPro¦VDI3805¦Internet_EU |  |  | H515B/NVK24A-SR-TPC | Globe valve | 1600 kPa | 400 kPa |  | EU\Inbox\Combinations\Folder..4/..5\ | 31
143523 | H515B+NVKC24A-SR-TPC | H515B+NVKC24A-SR-TPC |  | H515B | + | NVKC24A-SR-TPC | Actuator with emergency control function | 1 | Scenario 2 |  | PPK¦SelectPro¦VDI3805¦Internet_EU |  |  | H515B+NVKC24A-SR-TPC | Globe valve | 1600 kPa | 400 kPa |  | EU\Inbox\Combinations\Folder..4/..5\ | 31
143524 | H515B/NVKC24A-SR-TPC | H515B/NVKC24A-SR-TPC |  | H515B | / | NVKC24A-SR-TPC | Actuator with emergency control function | 1 | Scenario 2 |  | PPK¦SelectPro¦VDI3805¦Internet_EU |  |  | H515B/NVKC24A-SR-TPC | Globe valve | 1600 kPa | 400 kPa |  | EU\Inbox\Combinations\Folder..4/..5\ | 31
143525 | H520B+NVK24A-SR-TPC | H520B+NVK24A-SR-TPC |  | H520B | + | NVK24A-SR-TPC | Actuator with emergency control function | 1 | Scenario 2 |  | PPK¦SelectPro¦VDI3805¦Internet_EU |  |  | H520B+NVK24A-SR-TPC | Globe valve | 1600 kPa | 400 kPa |  | EU\Inbox\Combinations\Folder..4/..5\ | 31
143526 | H520B/NVK24A-SR-TPC | H520B/NVK24A-SR-TPC |  | H520B | / | NVK24A-SR-TPC | Actuator with emergency control function | 1 | Scenario 2 |  | PPK¦SelectPro¦VDI3805¦Internet_EU |  |  | H520B/NVK24A-SR-TPC | Globe valve | 1600 kPa | 400 kPa |  | EU\Inbox\Combinations\Folder..4/..5\ | 31
143527 | H520B+NVKC24A-SR-TPC | H520B+NVKC24A-SR-TPC |  | H520B | + | NVKC24A-SR-TPC | Actuator with emergency control function | 1 | Scenario 2 |  | PPK¦SelectPro¦VDI3805¦Internet_EU |  |  | H520B+NVKC24A-SR-TPC | Globe valve | 1600 kPa | 400 kPa |  | EU\Inbox\Combinations\Folder..4/..5\ | 31
143528 | H520B/NVKC24A-SR-TPC | H520B/NVKC24A-SR-TPC |  | H520B | / | NVKC24A-SR-TPC | Actuator with emergency control function | 1 | Scenario 2 |  | PPK¦SelectPro¦VDI3805¦Internet_EU |  |  | H520B/NVKC24A-SR-TPC | Globe valve | 1600 kPa | 400 kPa |  | EU\Inbox\Combinations\Folder..4/..5\ | 31
143529 | H525B+NVK24A-SR-TPC | H525B+NVK24A-SR-TPC |  | H525B | + | NVK24A-SR-TPC | Actuator with emergency control function | 1 | Scenario 2 |  | PPK¦SelectPro¦VDI3805¦Internet_EU |  |  | H525B+NVK24A-SR-TPC | Globe valve | 1300 kPa | 400 kPa |  | EU\Inbox\Combinations\Folder..4/..5\ | 31
143530 | H525B/NVK24A-SR-TPC | H525B/NVK24A-SR-TPC |  | H525B | / | NVK24A-SR-TPC | Actuator with emergency control function | 1 | Scenario 2 |  | PPK¦SelectPro¦VDI3805¦Internet_EU |  |  | H525B/NVK24A-SR-TPC | Globe valve | 1300 kPa | 400 kPa |  | EU\Inbox\Combinations\Folder..4/..5\ | 31
143531 | H525B+NVKC24A-SR-TPC | H525B+NVKC24A-SR-TPC |  | H525B | + | NVKC24A-SR-TPC | Actuator with emergency control function | 1 | Scenario 2 |  | PPK¦SelectPro¦VDI3805¦Internet_EU |  |  | H525B+NVKC24A-SR-TPC | Globe valve | 1300 kPa | 400 kPa |  | EU\Inbox\Combinations\Folder..4/..5\ | 31
143532 | H525B/NVKC24A-SR-TPC | H525B/NVKC24A-SR-TPC |  | H525B | / | NVKC24A-SR-TPC | Actuator with emergency control function | 1 | Scenario 2 |  | PPK¦SelectPro¦VDI3805¦Internet_EU |  |  | H525B/NVKC24A-SR-TPC | Globe valve | 1300 kPa | 400 kPa |  | EU\Inbox\Combinations\Folder..4/..5\ | 31
143533 | H532B+NVK24A-SR-TPC | H532B+NVK24A-SR-TPC |  | H532B | + | NVK24A-SR-TPC | Actuator with emergency control function | 1 | Scenario 2 |  | PPK¦SelectPro¦VDI3805¦Internet_EU |  |  | H532B+NVK24A-SR-TPC | Globe valve | 1000 kPa | 400 kPa |  | EU\Inbox\Combinations\Folder..4/..5\ | 31
143534 | H532B/NVK24A-SR-TPC | H532B/NVK24A-SR-TPC |  | H532B | / | NVK24A-SR-TPC | Actuator with emergency control function | 1 | Scenario 2 |  | PPK¦SelectPro¦VDI3805¦Internet_EU |  |  | H532B/NVK24A-SR-TPC | Globe valve | 1000 kPa | 400 kPa |  | EU\Inbox\Combinations\Folder..4/..5\ | 31
143535 | H532B+NVKC24A-SR-TPC | H532B+NVKC24A-SR-TPC |  | H532B | + | NVKC24A-SR-TPC | Actuator with emergency control function | 1 | Scenario 2 |  | PPK¦SelectPro¦VDI3805¦Internet_EU |  |  | H532B+NVKC24A-SR-TPC | Globe valve | 1000 kPa | 400 kPa |  | EU\Inbox\Combinations\Folder..4/..5\ | 31
143536 | H532B/NVKC24A-SR-TPC | H532B/NVKC24A-SR-TPC |  | H532B | / | NVKC24A-SR-TPC | Actuator with emergency control function | 1 | Scenario 2 |  | PPK¦SelectPro¦VDI3805¦Internet_EU |  |  | H532B/NVKC24A-SR-TPC | Globe valve | 1000 kPa | 400 kPa |  | EU\Inbox\Combinations\Folder..4/..5\ | 31
143537 | H540B+NVK24A-SR-TPC | H540B+NVK24A-SR-TPC |  | H540B | + | NVK24A-SR-TPC | Actuator with emergency control function | 1 | Scenario 2 |  | PPK¦SelectPro¦VDI3805¦Internet_EU |  |  | H540B+NVK24A-SR-TPC | Globe valve | 500 kPa | 400 kPa |  | EU\Inbox\Combinations\Folder..4/..5\ | 31
143538 | H540B/NVK24A-SR-TPC | H540B/NVK24A-SR-TPC |  | H540B | / | NVK24A-SR-TPC | Actuator with emergency control function | 1 | Scenario 2 |  | PPK¦SelectPro¦VDI3805¦Internet_EU |  |  | H540B/NVK24A-SR-TPC | Globe valve | 500 kPa | 400 kPa |  | EU\Inbox\Combinations\Folder..4/..5\ | 31
143539 | H540B+NVKC24A-SR-TPC | H540B+NVKC24A-SR-TPC |  | H540B | + | NVKC24A-SR-TPC | Actuator with emergency control function | 1 | Scenario 2 |  | PPK¦SelectPro¦VDI3805¦Internet_EU |  |  | H540B+NVKC24A-SR-TPC | Globe valve | 500 kPa | 400 kPa |  | EU\Inbox\Combinations\Folder..4/..5\ | 31
143540 | H540B/NVKC24A-SR-TPC | H540B/NVKC24A-SR-TPC |  | H540B | / | NVKC24A-SR-TPC | Actuator with emergency control function | 1 | Scenario 2 |  | PPK¦SelectPro¦VDI3805¦Internet_EU |  |  | H540B/NVKC24A-SR-TPC | Globe valve | 500 kPa | 400 kPa |  | EU\Inbox\Combinations\Folder..4/..5\ | 31
143541 | H550B+NVK24A-SR-TPC | H550B+NVK24A-SR-TPC |  | H550B | + | NVK24A-SR-TPC | Actuator with emergency control function | 1 | Scenario 2 |  | PPK¦SelectPro¦VDI3805¦Internet_EU |  |  | H550B+NVK24A-SR-TPC | Globe valve | 300 kPa | 300 kPa |  | EU\Inbox\Combinations\Folder..4/..5\ | 32
143542 | H550B/NVK24A-SR-TPC | H550B/NVK24A-SR-TPC |  | H550B | / | NVK24A-SR-TPC | Actuator with emergency control function | 1 | Scenario 2 |  | PPK¦SelectPro¦VDI3805¦Internet_EU |  |  | H550B/NVK24A-SR-TPC | Globe valve | 300 kPa | 300 kPa |  | EU\Inbox\Combinations\Folder..4/..5\ | 32
143543 | H550B+NVKC24A-SR-TPC | H550B+NVKC24A-SR-TPC |  | H550B | + | NVKC24A-SR-TPC | Actuator with emergency control function | 1 | Scenario 2 |  | PPK¦SelectPro¦VDI3805¦Internet_EU |  |  | H550B+NVKC24A-SR-TPC | Globe valve | 300 kPa | 300 kPa |  | EU\Inbox\Combinations\Folder..4/..5\ | 32
143544 | H550B/NVKC24A-SR-TPC | H550B/NVKC24A-SR-TPC |  | H550B | / | NVKC24A-SR-TPC | Actuator with emergency control function | 1 | Scenario 2 |  | PPK¦SelectPro¦VDI3805¦Internet_EU |  |  | H550B/NVKC24A-SR-TPC | Globe valve | 300 kPa | 300 kPa |  | EU\Inbox\Combinations\Folder..4/..5\ | 32
143545 | H6015X1-S2+NVK24A-SR-TPC | H6015X1-S2+NVK24A-SR-TPC |  | H6015X1-S2 | + | NVK24A-SR-TPC | Actuator with emergency control function | 1 | Scenario 2 |  | PPK¦SelectPro¦VDI3805¦Internet_EU |  |  | H6015X1-S2+NVK24A-SR-TPC | Globe valve | 2200 kPa | 1000 kPa |  | EU\Inbox\Combinations\Folder..6/..7\ | 32
143546 | H6015X1-S2/NVK24A-SR-TPC | H6015X1-S2/NVK24A-SR-TPC |  | H6015X1-S2 | / | NVK24A-SR-TPC | Actuator with emergency control function | 1 | Scenario 2 |  | PPK¦SelectPro¦VDI3805¦Internet_EU |  |  | H6015X1-S2/NVK24A-SR-TPC | Globe valve | 2200 kPa | 1000 kPa |  | EU\Inbox\Combinations\Folder..6/..7\ | 32
143547 | H6015X1-S2+NVKC24A-SR-TPC | H6015X1-S2+NVKC24A-SR-TPC |  | H6015X1-S2 | + | NVKC24A-SR-TPC | Actuator with emergency control function | 1 | Scenario 2 |  | PPK¦SelectPro¦VDI3805¦Internet_EU |  |  | H6015X1-S2+NVKC24A-SR-TPC | Globe valve | 2200 kPa | 1000 kPa |  | EU\Inbox\Combinations\Folder..6/..7\ | 32
143548 | H6015X1-S2/NVKC24A-SR-TPC | H6015X1-S2/NVKC24A-SR-TPC |  | H6015X1-S2 | / | NVKC24A-SR-TPC | Actuator with emergency control function | 1 | Scenario 2 |  | PPK¦SelectPro¦VDI3805¦Internet_EU |  |  | H6015X1-S2/NVKC24A-SR-TPC | Globe valve | 2200 kPa | 1000 kPa |  | EU\Inbox\Combinations\Folder..6/..7\ | 32
143549 | H6015X1P6-S2+NVK24A-SR-TPC | H6015X1P6-S2+NVK24A-SR-TPC |  | H6015X1P6-S2 | + | NVK24A-SR-TPC | Actuator with emergency control function | 1 | Scenario 2 |  | PPK¦SelectPro¦VDI3805¦Internet_EU |  |  | H6015X1P6-S2+NVK24A-SR-TPC | Globe valve | 2200 kPa | 1000 kPa |  | EU\Inbox\Combinations\Folder..6/..7\ | 32
143550 | H6015X1P6-S2/NVK24A-SR-TPC | H6015X1P6-S2/NVK24A-SR-TPC |  | H6015X1P6-S2 | / | NVK24A-SR-TPC | Actuator with emergency control function | 1 | Scenario 2 |  | PPK¦SelectPro¦VDI3805¦Internet_EU |  |  | H6015X1P6-S2/NVK24A-SR-TPC | Globe valve | 2200 kPa | 1000 kPa |  | EU\Inbox\Combinations\Folder..6/..7\ | 32
143551 | H6015X1P6-S2+NVKC24A-SR-TPC | H6015X1P6-S2+NVKC24A-SR-TPC |  | H6015X1P6-S2 | + | NVKC24A-SR-TPC | Actuator with emergency control function | 1 | Scenario 2 |  | PPK¦SelectPro¦VDI3805¦Internet_EU |  |  | H6015X1P6-S2+NVKC24A-SR-TPC | Globe valve | 2200 kPa | 1000 kPa |  | EU\Inbox\Combinations\Folder..6/..7\ | 32
143552 | H6015X1P6-S2/NVKC24A-SR-TPC | H6015X1P6-S2/NVKC24A-SR-TPC |  | H6015X1P6-S2 | / | NVKC24A-SR-TPC | Actuator with emergency control function | 1 | Scenario 2 |  | PPK¦SelectPro¦VDI3805¦Internet_EU |  |  | H6015X1P6-S2/NVKC24A-SR-TPC | Globe valve | 2200 kPa | 1000 kPa |  | EU\Inbox\Combinations\Folder..6/..7\ | 32
143553 | H6015X2P5-S2+NVK24A-SR-TPC | H6015X2P5-S2+NVK24A-SR-TPC |  | H6015X2P5-S2 | + | NVK24A-SR-TPC | Actuator with emergency control function | 1 | Scenario 2 |  | PPK¦SelectPro¦VDI3805¦Internet_EU |  |  | H6015X2P5-S2+NVK24A-SR-TPC | Globe valve | 2200 kPa | 1000 kPa |  | EU\Inbox\Combinations\Folder..6/..7\ | 32
143554 | H6015X2P5-S2/NVK24A-SR-TPC | H6015X2P5-S2/NVK24A-SR-TPC |  | H6015X2P5-S2 | / | NVK24A-SR-TPC | Actuator with emergency control function | 1 | Scenario 2 |  | PPK¦SelectPro¦VDI3805¦Internet_EU |  |  | H6015X2P5-S2/NVK24A-SR-TPC | Globe valve | 2200 kPa | 1000 kPa |  | EU\Inbox\Combinations\Folder..6/..7\ | 32
143555 | H6015X2P5-S2+NVKC24A-SR-TPC | H6015X2P5-S2+NVKC24A-SR-TPC |  | H6015X2P5-S2 | + | NVKC24A-SR-TPC | Actuator with emergency control function | 1 | Scenario 2 |  | PPK¦SelectPro¦VDI3805¦Internet_EU |  |  | H6015X2P5-S2+NVKC24A-SR-TPC | Globe valve | 2200 kPa | 1000 kPa |  | EU\Inbox\Combinations\Folder..6/..7\ | 32
143556 | H6015X2P5-S2/NVKC24A-SR-TPC | H6015X2P5-S2/NVKC24A-SR-TPC |  | H6015X2P5-S2 | / | NVKC24A-SR-TPC | Actuator with emergency control function | 1 | Scenario 2 |  | PPK¦SelectPro¦VDI3805¦Internet_EU |  |  | H6015X2P5-S2/NVKC24A-SR-TPC | Globe valve | 2200 kPa | 1000 kPa |  | EU\Inbox\Combinations\Folder..6/..7\ | 32
143557 | H6015X4-S2+NVK24A-SR-TPC | H6015X4-S2+NVK24A-SR-TPC |  | H6015X4-S2 | + | NVK24A-SR-TPC | Actuator with emergency control function | 1 | Scenario 2 |  | PPK¦SelectPro¦VDI3805¦Internet_EU |  |  | H6015X4-S2+NVK24A-SR-TPC | Globe valve | 2200 kPa | 1000 kPa |  | EU\Inbox\Combinations\Folder..6/..7\ | 32
143558 | H6015X4-S2/NVK24A-SR-TPC | H6015X4-S2/NVK24A-SR-TPC |  | H6015X4-S2 | / | NVK24A-SR-TPC | Actuator with emergency control function | 1 | Scenario 2 |  | PPK¦SelectPro¦VDI3805¦Internet_EU |  |  | H6015X4-S2/NVK24A-SR-TPC | Globe valve | 2200 kPa | 1000 kPa |  | EU\Inbox\Combinations\Folder..6/..7\ | 32
143559 | H6015X4-S2+NVKC24A-SR-TPC | H6015X4-S2+NVKC24A-SR-TPC |  | H6015X4-S2 | + | NVKC24A-SR-TPC | Actuator with emergency control function | 1 | Scenario 2 |  | PPK¦SelectPro¦VDI3805¦Internet_EU |  |  | H6015X4-S2+NVKC24A-SR-TPC | Globe valve | 2200 kPa | 1000 kPa |  | EU\Inbox\Combinations\Folder..6/..7\ | 32
143560 | H6015X4-S2/NVKC24A-SR-TPC | H6015X4-S2/NVKC24A-SR-TPC |  | H6015X4-S2 | / | NVKC24A-SR-TPC | Actuator with emergency control function | 1 | Scenario 2 |  | PPK¦SelectPro¦VDI3805¦Internet_EU |  |  | H6015X4-S2/NVKC24A-SR-TPC | Globe valve | 2200 kPa | 1000 kPa |  | EU\Inbox\Combinations\Folder..6/..7\ | 32
143561 | H6015XP4-S2+NVK24A-SR-TPC | H6015XP4-S2+NVK24A-SR-TPC |  | H6015XP4-S2 | + | NVK24A-SR-TPC | Actuator with emergency control function | 1 | Scenario 2 |  | PPK¦SelectPro¦VDI3805¦Internet_EU |  |  | H6015XP4-S2+NVK24A-SR-TPC | Globe valve | 2500 kPa | 1000 kPa |  | EU\Inbox\Combinations\Folder..6/..7\ | 32
143562 | H6015XP4-S2/NVK24A-SR-TPC | H6015XP4-S2/NVK24A-SR-TPC |  | H6015XP4-S2 | / | NVK24A-SR-TPC | Actuator with emergency control function | 1 | Scenario 2 |  | PPK¦SelectPro¦VDI3805¦Internet_EU |  |  | H6015XP4-S2/NVK24A-SR-TPC | Globe valve | 2500 kPa | 1000 kPa |  | EU\Inbox\Combinations\Folder..6/..7\ | 32
143563 | H6015XP4-S2+NVKC24A-SR-TPC | H6015XP4-S2+NVKC24A-SR-TPC |  | H6015XP4-S2 | + | NVKC24A-SR-TPC | Actuator with emergency control function | 1 | Scenario 2 |  | PPK¦SelectPro¦VDI3805¦Internet_EU |  |  | H6015XP4-S2+NVKC24A-SR-TPC | Globe valve | 2500 kPa | 1000 kPa |  | EU\Inbox\Combinations\Folder..6/..7\ | 32
143564 | H6015XP4-S2/NVKC24A-SR-TPC | H6015XP4-S2/NVKC24A-SR-TPC |  | H6015XP4-S2 | / | NVKC24A-SR-TPC | Actuator with emergency control function | 1 | Scenario 2 |  | PPK¦SelectPro¦VDI3805¦Internet_EU |  |  | H6015XP4-S2/NVKC24A-SR-TPC | Globe valve | 2500 kPa | 1000 kPa |  | EU\Inbox\Combinations\Folder..6/..7\ | 32
143565 | H6015XP63-S2+NVK24A-SR-TPC | H6015XP63-S2+NVK24A-SR-TPC |  | H6015XP63-S2 | + | NVK24A-SR-TPC | Actuator with emergency control function | 1 | Scenario 2 |  | PPK¦SelectPro¦VDI3805¦Internet_EU |  |  | H6015XP63-S2+NVK24A-SR-TPC | Globe valve | 2500 kPa | 1000 kPa |  | EU\Inbox\Combinations\Folder..6/..7\ | 32
143566 | H6015XP63-S2/NVK24A-SR-TPC | H6015XP63-S2/NVK24A-SR-TPC |  | H6015XP63-S2 | / | NVK24A-SR-TPC | Actuator with emergency control function | 1 | Scenario 2 |  | PPK¦SelectPro¦VDI3805¦Internet_EU |  |  | H6015XP63-S2/NVK24A-SR-TPC | Globe valve | 2500 kPa | 1000 kPa |  | EU\Inbox\Combinations\Folder..6/..7\ | 32
143567 | H6015XP63-S2+NVKC24A-SR-TPC | H6015XP63-S2+NVKC24A-SR-TPC |  | H6015XP63-S2 | + | NVKC24A-SR-TPC | Actuator with emergency control function | 1 | Scenario 2 |  | PPK¦SelectPro¦VDI3805¦Internet_EU |  |  | H6015XP63-S2+NVKC24A-SR-TPC | Globe valve | 2500 kPa | 1000 kPa |  | EU\Inbox\Combinations\Folder..6/..7\ | 32
143568 | H6015XP63-S2/NVKC24A-SR-TPC | H6015XP63-S2/NVKC24A-SR-TPC |  | H6015XP63-S2 | / | NVKC24A-SR-TPC | Actuator with emergency control function | 1 | Scenario 2 |  | PPK¦SelectPro¦VDI3805¦Internet_EU |  |  | H6015XP63-S2/NVKC24A-SR-TPC | Globe valve | 2500 kPa | 1000 kPa |  | EU\Inbox\Combinations\Folder..6/..7\ | 32
143569 | H6020X4-S2+NVK24A-SR-TPC | H6020X4-S2+NVK24A-SR-TPC |  | H6020X4-S2 | + | NVK24A-SR-TPC | Actuator with emergency control function | 1 | Scenario 2 |  | PPK¦SelectPro¦VDI3805¦Internet_EU |  |  | H6020X4-S2+NVK24A-SR-TPC | Globe valve | 2200 kPa | 1000 kPa |  | EU\Inbox\Combinations\Folder..6/..7\ | 33
143570 | H6020X4-S2/NVK24A-SR-TPC | H6020X4-S2/NVK24A-SR-TPC |  | H6020X4-S2 | / | NVK24A-SR-TPC | Actuator with emergency control function | 1 | Scenario 2 |  | PPK¦SelectPro¦VDI3805¦Internet_EU |  |  | H6020X4-S2/NVK24A-SR-TPC | Globe valve | 2200 kPa | 1000 kPa |  | EU\Inbox\Combinations\Folder..6/..7\ | 33
143571 | H6020X4-S2+NVKC24A-SR-TPC | H6020X4-S2+NVKC24A-SR-TPC |  | H6020X4-S2 | + | NVKC24A-SR-TPC | Actuator with emergency control function | 1 | Scenario 2 |  | PPK¦SelectPro¦VDI3805¦Internet_EU |  |  | H6020X4-S2+NVKC24A-SR-TPC | Globe valve | 2200 kPa | 1000 kPa |  | EU\Inbox\Combinations\Folder..6/..7\ | 33
143572 | H6020X4-S2/NVKC24A-SR-TPC | H6020X4-S2/NVKC24A-SR-TPC |  | H6020X4-S2 | / | NVKC24A-SR-TPC | Actuator with emergency control function | 1 | Scenario 2 |  | PPK¦SelectPro¦VDI3805¦Internet_EU |  |  | H6020X4-S2/NVKC24A-SR-TPC | Globe valve | 2200 kPa | 1000 kPa |  | EU\Inbox\Combinations\Folder..6/..7\ | 33
143573 | H6020X6P3-S2+NVK24A-SR-TPC | H6020X6P3-S2+NVK24A-SR-TPC |  | H6020X6P3-S2 | + | NVK24A-SR-TPC | Actuator with emergency control function | 1 | Scenario 2 |  | PPK¦SelectPro¦VDI3805¦Internet_EU |  |  | H6020X6P3-S2+NVK24A-SR-TPC | Globe valve | 1500 kPa | 1000 kPa |  | EU\Inbox\Combinations\Folder..6/..7\ | 33
143574 | H6020X6P3-S2/NVK24A-SR-TPC | H6020X6P3-S2/NVK24A-SR-TPC |  | H6020X6P3-S2 | / | NVK24A-SR-TPC | Actuator with emergency control function | 1 | Scenario 2 |  | PPK¦SelectPro¦VDI3805¦Internet_EU |  |  | H6020X6P3-S2/NVK24A-SR-TPC | Globe valve | 1500 kPa | 1000 kPa |  | EU\Inbox\Combinations\Folder..6/..7\ | 33
143575 | H6020X6P3-S2+NVKC24A-SR-TPC | H6020X6P3-S2+NVKC24A-SR-TPC |  | H6020X6P3-S2 | + | NVKC24A-SR-TPC | Actuator with emergency control function | 1 | Scenario 2 |  | PPK¦SelectPro¦VDI3805¦Internet_EU |  |  | H6020X6P3-S2+NVKC24A-SR-TPC | Globe valve | 1500 kPa | 1000 kPa |  | EU\Inbox\Combinations\Folder..6/..7\ | 33
143576 | H6020X6P3-S2/NVKC24A-SR-TPC | H6020X6P3-S2/NVKC24A-SR-TPC |  | H6020X6P3-S2 | / | NVKC24A-SR-TPC | Actuator with emergency control function | 1 | Scenario 2 |  | PPK¦SelectPro¦VDI3805¦Internet_EU |  |  | H6020X6P3-S2/NVKC24A-SR-TPC | Globe valve | 1500 kPa | 1000 kPa |  | EU\Inbox\Combinations\Folder..6/..7\ | 33
143577 | H6025X10-S2+NVK24A-SR-TPC | H6025X10-S2+NVK24A-SR-TPC |  | H6025X10-S2 | + | NVK24A-SR-TPC | Actuator with emergency control function | 1 | Scenario 2 |  | PPK¦SelectPro¦VDI3805¦Internet_EU |  |  | H6025X10-S2+NVK24A-SR-TPC | Globe valve | 1300 kPa | 1000 kPa |  | EU\Inbox\Combinations\Folder..6/..7\ | 33
143578 | H6025X10-S2/NVK24A-SR-TPC | H6025X10-S2/NVK24A-SR-TPC |  | H6025X10-S2 | / | NVK24A-SR-TPC | Actuator with emergency control function | 1 | Scenario 2 |  | PPK¦SelectPro¦VDI3805¦Internet_EU |  |  | H6025X10-S2/NVK24A-SR-TPC | Globe valve | 1300 kPa | 1000 kPa |  | EU\Inbox\Combinations\Folder..6/..7\ | 33
143579 | H6025X10-S2+NVKC24A-SR-TPC | H6025X10-S2+NVKC24A-SR-TPC |  | H6025X10-S2 | + | NVKC24A-SR-TPC | Actuator with emergency control function | 1 | Scenario 2 |  | PPK¦SelectPro¦VDI3805¦Internet_EU |  |  | H6025X10-S2+NVKC24A-SR-TPC | Globe valve | 1300 kPa | 1000 kPa |  | EU\Inbox\Combinations\Folder..6/..7\ | 33
143580 | H6025X10-S2/NVKC24A-SR-TPC | H6025X10-S2/NVKC24A-SR-TPC |  | H6025X10-S2 | / | NVKC24A-SR-TPC | Actuator with emergency control function | 1 | Scenario 2 |  | PPK¦SelectPro¦VDI3805¦Internet_EU |  |  | H6025X10-S2/NVKC24A-SR-TPC | Globe valve | 1300 kPa | 1000 kPa |  | EU\Inbox\Combinations\Folder..6/..7\ | 33
143581 | H6025X6P3-S2+NVK24A-SR-TPC | H6025X6P3-S2+NVK24A-SR-TPC |  | H6025X6P3-S2 | + | NVK24A-SR-TPC | Actuator with emergency control function | 1 | Scenario 2 |  | PPK¦SelectPro¦VDI3805¦Internet_EU |  |  | H6025X6P3-S2+NVK24A-SR-TPC | Globe valve | 1300 kPa | 1000 kPa |  | EU\Inbox\Combinations\Folder..6/..7\ | 33
143582 | H6025X6P3-S2/NVK24A-SR-TPC | H6025X6P3-S2/NVK24A-SR-TPC |  | H6025X6P3-S2 | / | NVK24A-SR-TPC | Actuator with emergency control function | 1 | Scenario 2 |  | PPK¦SelectPro¦VDI3805¦Internet_EU |  |  | H6025X6P3-S2/NVK24A-SR-TPC | Globe valve | 1300 kPa | 1000 kPa |  | EU\Inbox\Combinations\Folder..6/..7\ | 33
143583 | H6025X6P3-S2+NVKC24A-SR-TPC | H6025X6P3-S2+NVKC24A-SR-TPC |  | H6025X6P3-S2 | + | NVKC24A-SR-TPC | Actuator with emergency control function | 1 | Scenario 2 |  | PPK¦SelectPro¦VDI3805¦Internet_EU |  |  | H6025X6P3-S2+NVKC24A-SR-TPC | Globe valve | 1300 kPa | 1000 kPa |  | EU\Inbox\Combinations\Folder..6/..7\ | 34
143584 | H6025X6P3-S2/NVKC24A-SR-TPC | H6025X6P3-S2/NVKC24A-SR-TPC |  | H6025X6P3-S2 | / | NVKC24A-SR-TPC | Actuator with emergency control function | 1 | Scenario 2 |  | PPK¦SelectPro¦VDI3805¦Internet_EU |  |  | H6025X6P3-S2/NVKC24A-SR-TPC | Globe valve | 1300 kPa | 1000 kPa |  | EU\Inbox\Combinations\Folder..6/..7\ | 34
143585 | H6032X10-S2+NVK24A-SR-TPC | H6032X10-S2+NVK24A-SR-TPC |  | H6032X10-S2 | + | NVK24A-SR-TPC | Actuator with emergency control function | 1 | Scenario 2 |  | PPK¦SelectPro¦VDI3805¦Internet_EU |  |  | H6032X10-S2+NVK24A-SR-TPC | Globe valve | 900 kPa | 900 kPa |  | EU\Inbox\Combinations\Folder..6/..7\ | 33
143586 | H6032X10-S2/NVK24A-SR-TPC | H6032X10-S2/NVK24A-SR-TPC |  | H6032X10-S2 | / | NVK24A-SR-TPC | Actuator with emergency control function | 1 | Scenario 2 |  | PPK¦SelectPro¦VDI3805¦Internet_EU |  |  | H6032X10-S2/NVK24A-SR-TPC | Globe valve | 900 kPa | 900 kPa |  | EU\Inbox\Combinations\Folder..6/..7\ | 33
143587 | H6032X10-S2+NVKC24A-SR-TPC | H6032X10-S2+NVKC24A-SR-TPC |  | H6032X10-S2 | + | NVKC24A-SR-TPC | Actuator with emergency control function | 1 | Scenario 2 |  | PPK¦SelectPro¦VDI3805¦Internet_EU |  |  | H6032X10-S2+NVKC24A-SR-TPC | Globe valve | 900 kPa | 900 kPa |  | EU\Inbox\Combinations\Folder..6/..7\ | 33
143588 | H6032X10-S2/NVKC24A-SR-TPC | H6032X10-S2/NVKC24A-SR-TPC |  | H6032X10-S2 | / | NVKC24A-SR-TPC | Actuator with emergency control function | 1 | Scenario 2 |  | PPK¦SelectPro¦VDI3805¦Internet_EU |  |  | H6032X10-S2/NVKC24A-SR-TPC | Globe valve | 900 kPa | 900 kPa |  | EU\Inbox\Combinations\Folder..6/..7\ | 33
143589 | H6032X16-S2+NVK24A-SR-TPC | H6032X16-S2+NVK24A-SR-TPC |  | H6032X16-S2 | + | NVK24A-SR-TPC | Actuator with emergency control function | 1 | Scenario 2 |  | PPK¦SelectPro¦VDI3805¦Internet_EU |  |  | H6032X16-S2+NVK24A-SR-TPC | Globe valve | 900 kPa | 900 kPa |  | EU\Inbox\Combinations\Folder..6/..7\ | 33
143590 | H6032X16-S2/NVK24A-SR-TPC | H6032X16-S2/NVK24A-SR-TPC |  | H6032X16-S2 | / | NVK24A-SR-TPC | Actuator with emergency control function | 1 | Scenario 2 |  | PPK¦SelectPro¦VDI3805¦Internet_EU |  |  | H6032X16-S2/NVK24A-SR-TPC | Globe valve | 900 kPa | 900 kPa |  | EU\Inbox\Combinations\Folder..6/..7\ | 33
143591 | H6032X16-S2+NVKC24A-SR-TPC | H6032X16-S2+NVKC24A-SR-TPC |  | H6032X16-S2 | + | NVKC24A-SR-TPC | Actuator with emergency control function | 1 | Scenario 2 |  | PPK¦SelectPro¦VDI3805¦Internet_EU |  |  | H6032X16-S2+NVKC24A-SR-TPC | Globe valve | 900 kPa | 900 kPa |  | EU\Inbox\Combinations\Folder..6/..7\ | 33
143592 | H6032X16-S2/NVKC24A-SR-TPC | H6032X16-S2/NVKC24A-SR-TPC |  | H6032X16-S2 | / | NVKC24A-SR-TPC | Actuator with emergency control function | 1 | Scenario 2 |  | PPK¦SelectPro¦VDI3805¦Internet_EU |  |  | H6032X16-S2/NVKC24A-SR-TPC | Globe valve | 900 kPa | 900 kPa |  | EU\Inbox\Combinations\Folder..6/..7\ | 33
143593 | H6040X16-S2+NVK24A-SR-TPC | H6040X16-S2+NVK24A-SR-TPC |  | H6040X16-S2 | + | NVK24A-SR-TPC | Actuator with emergency control function | 1 | Scenario 2 |  | PPK¦SelectPro¦VDI3805¦Internet_EU |  |  | H6040X16-S2+NVK24A-SR-TPC | Globe valve | 500 kPa | 500 kPa |  | EU\Inbox\Combinations\Folder..6/..7\ | 34
143594 | H6040X16-S2/NVK24A-SR-TPC | H6040X16-S2/NVK24A-SR-TPC |  | H6040X16-S2 | / | NVK24A-SR-TPC | Actuator with emergency control function | 1 | Scenario 2 |  | PPK¦SelectPro¦VDI3805¦Internet_EU |  |  | H6040X16-S2/NVK24A-SR-TPC | Globe valve | 500 kPa | 500 kPa |  | EU\Inbox\Combinations\Folder..6/..7\ | 34
143595 | H6040X16-S2+NVKC24A-SR-TPC | H6040X16-S2+NVKC24A-SR-TPC |  | H6040X16-S2 | + | NVKC24A-SR-TPC | Actuator with emergency control function | 1 | Scenario 2 |  | PPK¦SelectPro¦VDI3805¦Internet_EU |  |  | H6040X16-S2+NVKC24A-SR-TPC | Globe valve | 500 kPa | 500 kPa |  | EU\Inbox\Combinations\Folder..6/..7\ | 31
143596 | H6040X16-S2/NVKC24A-SR-TPC | H6040X16-S2/NVKC24A-SR-TPC |  | H6040X16-S2 | / | NVKC24A-SR-TPC | Actuator with emergency control function | 1 | Scenario 2 |  | PPK¦SelectPro¦VDI3805¦Internet_EU |  |  | H6040X16-S2/NVKC24A-SR-TPC | Globe valve | 500 kPa | 500 kPa |  | EU\Inbox\Combinations\Folder..6/..7\ | 31
143597 | H6040X25-S2+NVK24A-SR-TPC | H6040X25-S2+NVK24A-SR-TPC |  | H6040X25-S2 | + | NVK24A-SR-TPC | Actuator with emergency control function | 1 | Scenario 2 |  | PPK¦SelectPro¦VDI3805¦Internet_EU |  |  | H6040X25-S2+NVK24A-SR-TPC | Globe valve | 500 kPa | 500 kPa |  | EU\Inbox\Combinations\Folder..6/..7\ | 31
143598 | H6040X25-S2/NVK24A-SR-TPC | H6040X25-S2/NVK24A-SR-TPC |  | H6040X25-S2 | / | NVK24A-SR-TPC | Actuator with emergency control function | 1 | Scenario 2 |  | PPK¦SelectPro¦VDI3805¦Internet_EU |  |  | H6040X25-S2/NVK24A-SR-TPC | Globe valve | 500 kPa | 500 kPa |  | EU\Inbox\Combinations\Folder..6/..7\ | 31
143599 | H6040X25-S2+NVKC24A-SR-TPC | H6040X25-S2+NVKC24A-SR-TPC |  | H6040X25-S2 | + | NVKC24A-SR-TPC | Actuator with emergency control function | 1 | Scenario 2 |  | PPK¦SelectPro¦VDI3805¦Internet_EU |  |  | H6040X25-S2+NVKC24A-SR-TPC | Globe valve | 500 kPa | 500 kPa |  | EU\Inbox\Combinations\Folder..6/..7\ | 31
143600 | H6040X25-S2/NVKC24A-SR-TPC | H6040X25-S2/NVKC24A-SR-TPC |  | H6040X25-S2 | / | NVKC24A-SR-TPC | Actuator with emergency control function | 1 | Scenario 2 |  | PPK¦SelectPro¦VDI3805¦Internet_EU |  |  | H6040X25-S2/NVKC24A-SR-TPC | Globe valve | 500 kPa | 500 kPa |  | EU\Inbox\Combinations\Folder..6/..7\ | 31
143601 | H6050X25-S2+NVK24A-SR-TPC | H6050X25-S2+NVK24A-SR-TPC |  | H6050X25-S2 | + | NVK24A-SR-TPC | Actuator with emergency control function | 1 | Scenario 2 |  | PPK¦SelectPro¦VDI3805¦Internet_EU |  |  | H6050X25-S2+NVK24A-SR-TPC | Globe valve | 300 kPa | 300 kPa |  | EU\Inbox\Combinations\Folder..6/..7\ | 30
143602 | H6050X25-S2/NVK24A-SR-TPC | H6050X25-S2/NVK24A-SR-TPC |  | H6050X25-S2 | / | NVK24A-SR-TPC | Actuator with emergency control function | 1 | Scenario 2 |  | PPK¦SelectPro¦VDI3805¦Internet_EU |  |  | H6050X25-S2/NVK24A-SR-TPC | Globe valve | 300 kPa | 300 kPa |  | EU\Inbox\Combinations\Folder..6/..7\ | 30
143603 | H6050X25-S2+NVKC24A-SR-TPC | H6050X25-S2+NVKC24A-SR-TPC |  | H6050X25-S2 | + | NVKC24A-SR-TPC | Actuator with emergency control function | 1 | Scenario 2 |  | PPK¦SelectPro¦VDI3805¦Internet_EU |  |  | H6050X25-S2+NVKC24A-SR-TPC | Globe valve | 300 kPa | 300 kPa |  | EU\Inbox\Combinations\Folder..6/..7\ | 30
143604 | H6050X25-S2/NVKC24A-SR-TPC | H6050X25-S2/NVKC24A-SR-TPC |  | H6050X25-S2 | / | NVKC24A-SR-TPC | Actuator with emergency control function | 1 | Scenario 2 |  | PPK¦SelectPro¦VDI3805¦Internet_EU |  |  | H6050X25-S2/NVKC24A-SR-TPC | Globe valve | 300 kPa | 300 kPa |  | EU\Inbox\Combinations\Folder..6/..7\ | 30
143605 | H6050X40-S2+NVK24A-SR-TPC | H6050X40-S2+NVK24A-SR-TPC |  | H6050X40-S2 | + | NVK24A-SR-TPC | Actuator with emergency control function | 1 | Scenario 2 |  | PPK¦SelectPro¦VDI3805¦Internet_EU |  |  | H6050X40-S2+NVK24A-SR-TPC | Globe valve | 300 kPa | 300 kPa |  | EU\Inbox\Combinations\Folder..6/..7\ | 30
143606 | H6050X40-S2/NVK24A-SR-TPC | H6050X40-S2/NVK24A-SR-TPC |  | H6050X40-S2 | / | NVK24A-SR-TPC | Actuator with emergency control function | 1 | Scenario 2 |  | PPK¦SelectPro¦VDI3805¦Internet_EU |  |  | H6050X40-S2/NVK24A-SR-TPC | Globe valve | 300 kPa | 300 kPa |  | EU\Inbox\Combinations\Folder..6/..7\ | 30
143607 | H6050X40-S2+NVKC24A-SR-TPC | H6050X40-S2+NVKC24A-SR-TPC |  | H6050X40-S2 | + | NVKC24A-SR-TPC | Actuator with emergency control function | 1 | Scenario 2 |  | PPK¦SelectPro¦VDI3805¦Internet_EU |  |  | H6050X40-S2+NVKC24A-SR-TPC | Globe valve | 300 kPa | 300 kPa |  | EU\Inbox\Combinations\Folder..6/..7\ | 33
143608 | H6050X40-S2/NVKC24A-SR-TPC | H6050X40-S2/NVKC24A-SR-TPC |  | H6050X40-S2 | / | NVKC24A-SR-TPC | Actuator with emergency control function | 1 | Scenario 2 |  | PPK¦SelectPro¦VDI3805¦Internet_EU |  |  | H6050X40-S2/NVKC24A-SR-TPC | Globe valve | 300 kPa | 300 kPa |  | EU\Inbox\Combinations\Folder..6/..7\ | 33
143609 | H6065X58-SP2+NVK24A-SR-TPC | H6065X58-SP2+NVK24A-SR-TPC |  | H6065X58-SP2 | + | NVK24A-SR-TPC | Actuator with emergency control function | 1 | Scenario 2 |  | PPK¦SelectPro¦VDI3805¦Internet_EU |  |  | H6065X58-SP2+NVK24A-SR-TPC | Globe valve (partial pressure-balanced) | 2100 kPa | 1000 kPa |  | EU\Inbox\Combinations\Folder..6/..7\ | 33
143610 | H6065X58-SP2/NVK24A-SR-TPC | H6065X58-SP2/NVK24A-SR-TPC |  | H6065X58-SP2 | / | NVK24A-SR-TPC | Actuator with emergency control function | 1 | Scenario 2 |  | PPK¦SelectPro¦VDI3805¦Internet_EU |  |  | H6065X58-SP2/NVK24A-SR-TPC | Globe valve (partial pressure-balanced) | 2100 kPa | 1000 kPa |  | EU\Inbox\Combinations\Folder..6/..7\ | 33
143611 | H6065X58-SP2+NVKC24A-SR-TPC | H6065X58-SP2+NVKC24A-SR-TPC |  | H6065X58-SP2 | + | NVKC24A-SR-TPC | Actuator with emergency control function | 1 | Scenario 2 |  | PPK¦SelectPro¦VDI3805¦Internet_EU |  |  | H6065X58-SP2+NVKC24A-SR-TPC | Globe valve (partial pressure-balanced) | 2100 kPa | 1000 kPa |  | EU\Inbox\Combinations\Folder..6/..7\ | 33
143612 | H6065X58-SP2/NVKC24A-SR-TPC | H6065X58-SP2/NVKC24A-SR-TPC |  | H6065X58-SP2 | / | NVKC24A-SR-TPC | Actuator with emergency control function | 1 | Scenario 2 |  | PPK¦SelectPro¦VDI3805¦Internet_EU |  |  | H6065X58-SP2/NVKC24A-SR-TPC | Globe valve (partial pressure-balanced) | 2100 kPa | 1000 kPa |  | EU\Inbox\Combinations\Folder..6/..7\ | 33
143613 | H6080X90-SP2+NVK24A-SR-TPC | H6080X90-SP2+NVK24A-SR-TPC |  | H6080X90-SP2 | + | NVK24A-SR-TPC | Actuator with emergency control function | 1 | Scenario 2 |  | PPK¦SelectPro¦VDI3805¦Internet_EU |  |  | H6080X90-SP2+NVK24A-SR-TPC | Globe valve (partial pressure-balanced) | 1600 kPa | 1000 kPa |  | EU\Inbox\Combinations\Folder..6/..7\ | 33
143614 | H6080X90-SP2/NVK24A-SR-TPC | H6080X90-SP2/NVK24A-SR-TPC |  | H6080X90-SP2 | / | NVK24A-SR-TPC | Actuator with emergency control function | 1 | Scenario 2 |  | PPK¦SelectPro¦VDI3805¦Internet_EU |  |  | H6080X90-SP2/NVK24A-SR-TPC | Globe valve (partial pressure-balanced) | 1600 kPa | 1000 kPa |  | EU\Inbox\Combinations\Folder..6/..7\ | 33
143615 | H632R+NVKC24A-SR-TPC | H632R+NVKC24A-SR-TPC |  | H632R | + | NVKC24A-SR-TPC | Actuator with emergency control function | 1 | Scenario 2 |  | PPK¦SelectPro¦VDI3805¦Internet_EU |  |  | H632R+NVKC24A-SR-TPC | Globe valve | 600 kPa | 400 kPa |  | EU\Inbox\Combinations\Folder..6/..7\ | 32
143616 | H632R/NVKC24A-SR-TPC | H632R/NVKC24A-SR-TPC |  | H632R | / | NVKC24A-SR-TPC | Actuator with emergency control function | 1 | Scenario 2 |  | PPK¦SelectPro¦VDI3805¦Internet_EU |  |  | H632R/NVKC24A-SR-TPC | Globe valve | 600 kPa | 400 kPa |  | EU\Inbox\Combinations\Folder..6/..7\ | 32
143617 | H632S+NVK24A-SR-TPC | H632S+NVK24A-SR-TPC |  | H632S | + | NVK24A-SR-TPC | Actuator with emergency control function | 1 | Scenario 2 |  | PPK¦SelectPro¦VDI3805¦Internet_EU |  |  | H632S+NVK24A-SR-TPC | Globe valve | 950 kPa | 950 kPa |  | EU\Inbox\Combinations\Folder..6/..7\ | 33
143618 | H632S/NVK24A-SR-TPC | H632S/NVK24A-SR-TPC |  | H632S | / | NVK24A-SR-TPC | Actuator with emergency control function | 1 | Scenario 2 |  | PPK¦SelectPro¦VDI3805¦Internet_EU |  |  | H632S/NVK24A-SR-TPC | Globe valve | 950 kPa | 950 kPa |  | EU\Inbox\Combinations\Folder..6/..7\ | 32
143619 | H632S+NVKC24A-SR-TPC | H632S+NVKC24A-SR-TPC |  | H632S | + | NVKC24A-SR-TPC | Actuator with emergency control function | 1 | Scenario 2 |  | PPK¦SelectPro¦VDI3805¦Internet_EU |  |  | H632S+NVKC24A-SR-TPC | Globe valve | 950 kPa | 950 kPa |  | EU\Inbox\Combinations\Folder..6/..7\ | 33
143620 | H632S/NVKC24A-SR-TPC | H632S/NVKC24A-SR-TPC |  | H632S | / | NVKC24A-SR-TPC | Actuator with emergency control function | 1 | Scenario 2 |  | PPK¦SelectPro¦VDI3805¦Internet_EU |  |  | H632S/NVKC24A-SR-TPC | Globe valve | 950 kPa | 950 kPa |  | EU\Inbox\Combinations\Folder..6/..7\ | 31
143621 | H640N+NVK24A-SR-TPC | H640N+NVK24A-SR-TPC |  | H640N | + | NVK24A-SR-TPC | Actuator with emergency control function | 1 | Scenario 2 |  | PPK¦SelectPro¦VDI3805¦Internet_EU |  |  | H640N+NVK24A-SR-TPC | Globe valve | 500 kPa | 400 kPa |  | EU\Inbox\Combinations\Folder..6/..7\ | 33
143622 | H640N/NVK24A-SR-TPC | H640N/NVK24A-SR-TPC |  | H640N | / | NVK24A-SR-TPC | Actuator with emergency control function | 1 | Scenario 2 |  | PPK¦SelectPro¦VDI3805¦Internet_EU |  |  | H640N/NVK24A-SR-TPC | Globe valve | 500 kPa | 400 kPa |  | EU\Inbox\Combinations\Folder..6/..7\ | 32
143623 | H640N+NVKC24A-SR-TPC | H640N+NVKC24A-SR-TPC |  | H640N | + | NVKC24A-SR-TPC | Actuator with emergency control function | 1 | Scenario 2 |  | PPK¦SelectPro¦VDI3805¦Internet_EU |  |  | H640N+NVKC24A-SR-TPC | Globe valve | 500 kPa | 400 kPa |  | EU\Inbox\Combinations\Folder..6/..7\ | 32
143624 | H640N/NVKC24A-SR-TPC | H640N/NVKC24A-SR-TPC |  | H640N | / | NVKC24A-SR-TPC | Actuator with emergency control function | 1 | Scenario 2 |  | PPK¦SelectPro¦VDI3805¦Internet_EU |  |  | H640N/NVKC24A-SR-TPC | Globe valve | 500 kPa | 400 kPa |  | EU\Inbox\Combinations\Folder..6/..7\ | 32
143625 | H640R+NVK24A-SR-TPC | H640R+NVK24A-SR-TPC |  | H640R | + | NVK24A-SR-TPC | Actuator with emergency control function | 1 | Scenario 2 |  | PPK¦SelectPro¦VDI3805¦Internet_EU |  |  | H640R+NVK24A-SR-TPC | Globe valve | 500 kPa | 400 kPa |  | EU\Inbox\Combinations\Folder..6/..7\ | 33
143626 | H640R/NVK24A-SR-TPC | H640R/NVK24A-SR-TPC |  | H640R | / | NVK24A-SR-TPC | Actuator with emergency control function | 1 | Scenario 2 |  | PPK¦SelectPro¦VDI3805¦Internet_EU |  |  | H640R/NVK24A-SR-TPC | Globe valve | 500 kPa | 400 kPa |  | EU\Inbox\Combinations\Folder..6/..7\ | 33
143627 | H640R+NVKC24A-SR-TPC | H640R+NVKC24A-SR-TPC |  | H640R | + | NVKC24A-SR-TPC | Actuator with emergency control function | 1 | Scenario 2 |  | PPK¦SelectPro¦VDI3805¦Internet_EU |  |  | H640R+NVKC24A-SR-TPC | Globe valve | 500 kPa | 400 kPa |  | EU\Inbox\Combinations\Folder..6/..7\ | 32
143628 | H640R/NVKC24A-SR-TPC | H640R/NVKC24A-SR-TPC |  | H640R | / | NVKC24A-SR-TPC | Actuator with emergency control function | 1 | Scenario 2 |  | PPK¦SelectPro¦VDI3805¦Internet_EU |  |  | H640R/NVKC24A-SR-TPC | Globe valve | 500 kPa | 400 kPa |  | EU\Inbox\Combinations\Folder..6/..7\ | 32
143629 | H640S+NVK24A-SR-TPC | H640S+NVK24A-SR-TPC |  | H640S | + | NVK24A-SR-TPC | Actuator with emergency control function | 1 | Scenario 2 |  | PPK¦SelectPro¦VDI3805¦Internet_EU |  |  | H640S+NVK24A-SR-TPC | Globe valve | 500 kPa | 500 kPa |  | EU\Inbox\Combinations\Folder..6/..7\ | 33
143630 | H640S/NVK24A-SR-TPC | H640S/NVK24A-SR-TPC |  | H640S | / | NVK24A-SR-TPC | Actuator with emergency control function | 1 | Scenario 2 |  | PPK¦SelectPro¦VDI3805¦Internet_EU |  |  | H640S/NVK24A-SR-TPC | Globe valve | 500 kPa | 500 kPa |  | EU\Inbox\Combinations\Folder..6/..7\ | 33
143631 | H640S+NVKC24A-SR-TPC | H640S+NVKC24A-SR-TPC |  | H640S | + | NVKC24A-SR-TPC | Actuator with emergency control function | 1 | Scenario 2 |  | PPK¦SelectPro¦VDI3805¦Internet_EU |  |  | H640S+NVKC24A-SR-TPC | Globe valve | 500 kPa | 500 kPa |  | EU\Inbox\Combinations\Folder..6/..7\ | 33
143632 | H640S/NVKC24A-SR-TPC | H640S/NVKC24A-SR-TPC |  | H640S | / | NVKC24A-SR-TPC | Actuator with emergency control function | 1 | Scenario 2 |  | PPK¦SelectPro¦VDI3805¦Internet_EU |  |  | H640S/NVKC24A-SR-TPC | Globe valve | 500 kPa | 500 kPa |  | EU\Inbox\Combinations\Folder..6/..7\ | 33
143633 | H640SP+NVK24A-SR-TPC | H640SP+NVK24A-SR-TPC |  | H640SP | + | NVK24A-SR-TPC | Actuator with emergency control function | 1 | Scenario 2 |  | PPK¦SelectPro¦VDI3805¦Internet_EU |  |  | H640SP+NVK24A-SR-TPC | Globe valve (partial pressure-balanced) | 1600 kPa | 1000 kPa |  | EU\Inbox\Combinations\Folder..6/..7\ | 33
143634 | H640SP/NVK24A-SR-TPC | H640SP/NVK24A-SR-TPC |  | H640SP | / | NVK24A-SR-TPC | Actuator with emergency control function | 1 | Scenario 2 |  | PPK¦SelectPro¦VDI3805¦Internet_EU |  |  | H640SP/NVK24A-SR-TPC | Globe valve (partial pressure-balanced) | 1600 kPa | 1000 kPa |  | EU\Inbox\Combinations\Folder..6/..7\ | 33
143635 | H640SP+NVKC24A-SR-TPC | H640SP+NVKC24A-SR-TPC |  | H640SP | + | NVKC24A-SR-TPC | Actuator with emergency control function | 1 | Scenario 2 |  | PPK¦SelectPro¦VDI3805¦Internet_EU |  |  | H640SP+NVKC24A-SR-TPC | Globe valve (partial pressure-balanced) | 1600 kPa | 1000 kPa |  | EU\Inbox\Combinations\Folder..6/..7\ | 34
143636 | H640SP/NVKC24A-SR-TPC | H640SP/NVKC24A-SR-TPC |  | H640SP | / | NVKC24A-SR-TPC | Actuator with emergency control function | 1 | Scenario 2 |  | PPK¦SelectPro¦VDI3805¦Internet_EU |  |  | H640SP/NVKC24A-SR-TPC | Globe valve (partial pressure-balanced) | 1600 kPa | 1000 kPa |  | EU\Inbox\Combinations\Folder..6/..7\ | 33
143637 | H650N+NVK24A-SR-TPC | H650N+NVK24A-SR-TPC |  | H650N | + | NVK24A-SR-TPC | Actuator with emergency control function | 1 | Scenario 2 |  | PPK¦SelectPro¦VDI3805¦Internet_EU |  |  | H650N+NVK24A-SR-TPC | Globe valve | 300 kPa | 300 kPa |  | EU\Inbox\Combinations\Folder..6/..7\ | 32
143638 | H650N/NVK24A-SR-TPC | H650N/NVK24A-SR-TPC |  | H650N | / | NVK24A-SR-TPC | Actuator with emergency control function | 1 | Scenario 2 |  | PPK¦SelectPro¦VDI3805¦Internet_EU |  |  | H650N/NVK24A-SR-TPC | Globe valve | 300 kPa | 300 kPa |  | EU\Inbox\Combinations\Folder..6/..7\ | 33
143639 | H650N+NVKC24A-SR-TPC | H650N+NVKC24A-SR-TPC |  | H650N | + | NVKC24A-SR-TPC | Actuator with emergency control function | 1 | Scenario 2 |  | PPK¦SelectPro¦VDI3805¦Internet_EU |  |  | H650N+NVKC24A-SR-TPC | Globe valve | 300 kPa | 300 kPa |  | EU\Inbox\Combinations\Folder..6/..7\ | 33
143640 | H650N/NVKC24A-SR-TPC | H650N/NVKC24A-SR-TPC |  | H650N | / | NVKC24A-SR-TPC | Actuator with emergency control function | 1 | Scenario 2 |  | PPK¦SelectPro¦VDI3805¦Internet_EU |  |  | H650N/NVKC24A-SR-TPC | Globe valve | 300 kPa | 300 kPa |  | EU\Inbox\Combinations\Folder..6/..7\ | 32
143641 | H650R+NVK24A-SR-TPC | H650R+NVK24A-SR-TPC |  | H650R | + | NVK24A-SR-TPC | Actuator with emergency control function | 1 | Scenario 2 |  | PPK¦SelectPro¦VDI3805¦Internet_EU |  |  | H650R+NVK24A-SR-TPC | Globe valve | 300 kPa | 300 kPa |  | EU\Inbox\Combinations\Folder..6/..7\ | 32
143642 | H650R/NVK24A-SR-TPC | H650R/NVK24A-SR-TPC |  | H650R | / | NVK24A-SR-TPC | Actuator with emergency control function | 1 | Scenario 2 |  | PPK¦SelectPro¦VDI3805¦Internet_EU |  |  | H650R/NVK24A-SR-TPC | Globe valve | 300 kPa | 300 kPa |  | EU\Inbox\Combinations\Folder..6/..7\ | 33
143643 | H650R+NVKC24A-SR-TPC | H650R+NVKC24A-SR-TPC |  | H650R | + | NVKC24A-SR-TPC | Actuator with emergency control function | 1 | Scenario 2 |  | PPK¦SelectPro¦VDI3805¦Internet_EU |  |  | H650R+NVKC24A-SR-TPC | Globe valve | 300 kPa | 300 kPa |  | EU\Inbox\Combinations\Folder..6/..7\ | 32
143644 | H650R/NVKC24A-SR-TPC | H650R/NVKC24A-SR-TPC |  | H650R | / | NVKC24A-SR-TPC | Actuator with emergency control function | 1 | Scenario 2 |  | PPK¦SelectPro¦VDI3805¦Internet_EU |  |  | H650R/NVKC24A-SR-TPC | Globe valve | 300 kPa | 300 kPa |  | EU\Inbox\Combinations\Folder..6/..7\ | 33
143645 | H650S+NVK24A-SR-TPC | H650S+NVK24A-SR-TPC |  | H650S | + | NVK24A-SR-TPC | Actuator with emergency control function | 1 | Scenario 2 |  | PPK¦SelectPro¦VDI3805¦Internet_EU |  |  | H650S+NVK24A-SR-TPC | Globe valve | 300 kPa | 300 kPa |  | EU\Inbox\Combinations\Folder..6/..7\ | 33
143646 | H650S/NVK24A-SR-TPC | H650S/NVK24A-SR-TPC |  | H650S | / | NVK24A-SR-TPC | Actuator with emergency control function | 1 | Scenario 2 |  | PPK¦SelectPro¦VDI3805¦Internet_EU |  |  | H650S/NVK24A-SR-TPC | Globe valve | 300 kPa | 300 kPa |  | EU\Inbox\Combinations\Folder..6/..7\ | 32
143647 | H650S+NVKC24A-SR-TPC | H650S+NVKC24A-SR-TPC |  | H650S | + | NVKC24A-SR-TPC | Actuator with emergency control function | 1 | Scenario 2 |  | PPK¦SelectPro¦VDI3805¦Internet_EU |  |  | H650S+NVKC24A-SR-TPC | Globe valve | 300 kPa | 300 kPa |  | EU\Inbox\Combinations\Folder..6/..7\ | 32
143648 | H650S/NVKC24A-SR-TPC | H650S/NVKC24A-SR-TPC |  | H650S | / | NVKC24A-SR-TPC | Actuator with emergency control function | 1 | Scenario 2 |  | PPK¦SelectPro¦VDI3805¦Internet_EU |  |  | H650S/NVKC24A-SR-TPC | Globe valve | 300 kPa | 300 kPa |  | EU\Inbox\Combinations\Folder..6/..7\ | 33
143649 | H650SP+NVK24A-SR-TPC | H650SP+NVK24A-SR-TPC |  | H650SP | + | NVK24A-SR-TPC | Actuator with emergency control function | 1 | Scenario 2 |  | PPK¦SelectPro¦VDI3805¦Internet_EU |  |  | H650SP+NVK24A-SR-TPC | Globe valve (partial pressure-balanced) | 1600 kPa | 1000 kPa |  | EU\Inbox\Combinations\Folder..6/..7\ | 33
143650 | H650SP/NVK24A-SR-TPC | H650SP/NVK24A-SR-TPC |  | H650SP | / | NVK24A-SR-TPC | Actuator with emergency control function | 1 | Scenario 2 |  | PPK¦SelectPro¦VDI3805¦Internet_EU |  |  | H650SP/NVK24A-SR-TPC | Globe valve (partial pressure-balanced) | 1600 kPa | 1000 kPa |  | EU\Inbox\Combinations\Folder..6/..7\ | 33
143651 | H650SP+NVKC24A-SR-TPC | H650SP+NVKC24A-SR-TPC |  | H650SP | + | NVKC24A-SR-TPC | Actuator with emergency control function | 1 | Scenario 2 |  | PPK¦SelectPro¦VDI3805¦Internet_EU |  |  | H650SP+NVKC24A-SR-TPC | Globe valve (partial pressure-balanced) | 1600 kPa | 1000 kPa |  | EU\Inbox\Combinations\Folder..6/..7\ | 32
143652 | H650SP/NVKC24A-SR-TPC | H650SP/NVKC24A-SR-TPC |  | H650SP | / | NVKC24A-SR-TPC | Actuator with emergency control function | 1 | Scenario 2 |  | PPK¦SelectPro¦VDI3805¦Internet_EU |  |  | H650SP/NVKC24A-SR-TPC | Globe valve (partial pressure-balanced) | 1600 kPa | 1000 kPa |  | EU\Inbox\Combinations\Folder..6/..7\ | 33
143653 | H664N+NVK24A-SR-TPC | H664N+NVK24A-SR-TPC |  | H664N | + | NVK24A-SR-TPC | Actuator with emergency control function | 1 | Scenario 2 |  | PPK¦SelectPro¦VDI3805¦Internet_EU |  |  | H664N+NVK24A-SR-TPC | Globe valve | 140 kPa | 140 kPa |  | EU\Inbox\Combinations\Folder..6/..7\ | 33
143654 | H664N/NVK24A-SR-TPC | H664N/NVK24A-SR-TPC |  | H664N | / | NVK24A-SR-TPC | Actuator with emergency control function | 1 | Scenario 2 |  | PPK¦SelectPro¦VDI3805¦Internet_EU |  |  | H664N/NVK24A-SR-TPC | Globe valve | 140 kPa | 140 kPa |  | EU\Inbox\Combinations\Folder..6/..7\ | 33
143655 | H664N+NVKC24A-SR-TPC | H664N+NVKC24A-SR-TPC |  | H664N | + | NVKC24A-SR-TPC | Actuator with emergency control function | 1 | Scenario 2 |  | PPK¦SelectPro¦VDI3805¦Internet_EU |  |  | H664N+NVKC24A-SR-TPC | Globe valve | 140 kPa | 140 kPa |  | EU\Inbox\Combinations\Folder..6/..7\ | 33
143656 | H664N/NVKC24A-SR-TPC | H664N/NVKC24A-SR-TPC |  | H664N | / | NVKC24A-SR-TPC | Actuator with emergency control function | 1 | Scenario 2 |  | PPK¦SelectPro¦VDI3805¦Internet_EU |  |  | H664N/NVKC24A-SR-TPC | Globe valve | 140 kPa | 140 kPa |  | EU\Inbox\Combinations\Folder..6/..7\ | 33
143657 | H664R+NVK24A-SR-TPC | H664R+NVK24A-SR-TPC |  | H664R | + | NVK24A-SR-TPC | Actuator with emergency control function | 1 | Scenario 2 |  | PPK¦SelectPro¦VDI3805¦Internet_EU |  |  | H664R+NVK24A-SR-TPC | Globe valve | 140 kPa | 140 kPa |  | EU\Inbox\Combinations\Folder..6/..7\ | 33
143658 | H664R/NVK24A-SR-TPC | H664R/NVK24A-SR-TPC |  | H664R | / | NVK24A-SR-TPC | Actuator with emergency control function | 1 | Scenario 2 |  | PPK¦SelectPro¦VDI3805¦Internet_EU |  |  | H664R/NVK24A-SR-TPC | Globe valve | 140 kPa | 140 kPa |  | EU\Inbox\Combinations\Folder..6/..7\ | 33
143659 | H664R+NVKC24A-SR-TPC | H664R+NVKC24A-SR-TPC |  | H664R | + | NVKC24A-SR-TPC | Actuator with emergency control function | 1 | Scenario 2 |  | PPK¦SelectPro¦VDI3805¦Internet_EU |  |  | H664R+NVKC24A-SR-TPC | Globe valve | 140 kPa | 140 kPa |  | EU\Inbox\Combinations\Folder..6/..7\ | 33
143660 | H664R/NVKC24A-SR-TPC | H664R/NVKC24A-SR-TPC |  | H664R | / | NVKC24A-SR-TPC | Actuator with emergency control function | 1 | Scenario 2 |  | PPK¦SelectPro¦VDI3805¦Internet_EU |  |  | H664R/NVKC24A-SR-TPC | Globe valve | 140 kPa | 140 kPa |  | EU\Inbox\Combinations\Folder..6/..7\ | 32
143661 | H664S+NVK24A-SR-TPC | H664S+NVK24A-SR-TPC |  | H664S | + | NVK24A-SR-TPC | Actuator with emergency control function | 1 | Scenario 2 |  | PPK¦SelectPro¦VDI3805¦Internet_EU |  |  | H664S+NVK24A-SR-TPC | Globe valve | 130 kPa | 130 kPa |  | EU\Inbox\Combinations\Folder..6/..7\ | 33
143662 | H664S/NVK24A-SR-TPC | H664S/NVK24A-SR-TPC |  | H664S | / | NVK24A-SR-TPC | Actuator with emergency control function | 1 | Scenario 2 |  | PPK¦SelectPro¦VDI3805¦Internet_EU |  |  | H664S/NVK24A-SR-TPC | Globe valve | 130 kPa | 130 kPa |  | EU\Inbox\Combinations\Folder..6/..7\ | 32
143663 | H664S+NVKC24A-SR-TPC | H664S+NVKC24A-SR-TPC |  | H664S | + | NVKC24A-SR-TPC | Actuator with emergency control function | 1 | Scenario 2 |  | PPK¦SelectPro¦VDI3805¦Internet_EU |  |  | H664S+NVKC24A-SR-TPC | Globe valve | 130 kPa | 130 kPa |  | EU\Inbox\Combinations\Folder..6/..7\ | 32
143664 | H664S/NVKC24A-SR-TPC | H664S/NVKC24A-SR-TPC |  | H664S | / | NVKC24A-SR-TPC | Actuator with emergency control function | 1 | Scenario 2 |  | PPK¦SelectPro¦VDI3805¦Internet_EU |  |  | H664S/NVKC24A-SR-TPC | Globe valve | 130 kPa | 130 kPa |  | EU\Inbox\Combinations\Folder..6/..7\ | 33
143665 | H6080X90-SP2+NVKC24A-SR-TPC | H6080X90-SP2+NVKC24A-SR-TPC |  | H6080X90-SP2 | + | NVKC24A-SR-TPC | Actuator with emergency control function | 1 | Scenario 2 |  | PPK¦SelectPro¦VDI3805¦Internet_EU |  |  | H6080X90-SP2+NVKC24A-SR-TPC | Globe valve (partial pressure-balanced) | 1600 kPa | 1000 kPa |  | EU\Inbox\Combinations\Folder..6/..7\ | 33
143666 | H6080X90-SP2/NVKC24A-SR-TPC | H6080X90-SP2/NVKC24A-SR-TPC |  | H6080X90-SP2 | / | NVKC24A-SR-TPC | Actuator with emergency control function | 1 | Scenario 2 |  | PPK¦SelectPro¦VDI3805¦Internet_EU |  |  | H6080X90-SP2/NVKC24A-SR-TPC | Globe valve (partial pressure-balanced) | 1600 kPa | 1000 kPa |  | EU\Inbox\Combinations\Folder..6/..7\ | 32
143667 | H6100X125-SP2+NVK24A-SR-TPC | H6100X125-SP2+NVK24A-SR-TPC |  | H6100X125-SP2 | + | NVK24A-SR-TPC | Actuator with emergency control function | 1 | Scenario 2 |  | PPK¦SelectPro¦VDI3805¦Internet_EU |  |  | H6100X125-SP2+NVK24A-SR-TPC | Globe valve (partial pressure-balanced) | 1000 kPa | 1000 kPa |  | EU\Inbox\Combinations\Folder..6/..7\ | 32
143668 | H6100X125-SP2/NVK24A-SR-TPC | H6100X125-SP2/NVK24A-SR-TPC |  | H6100X125-SP2 | / | NVK24A-SR-TPC | Actuator with emergency control function | 1 | Scenario 2 |  | PPK¦SelectPro¦VDI3805¦Internet_EU |  |  | H6100X125-SP2/NVK24A-SR-TPC | Globe valve (partial pressure-balanced) | 1000 kPa | 1000 kPa |  | EU\Inbox\Combinations\Folder..6/..7\ | 31
143669 | H6100X125-SP2+NVKC24A-SR-TPC | H6100X125-SP2+NVKC24A-SR-TPC |  | H6100X125-SP2 | + | NVKC24A-SR-TPC | Actuator with emergency control function | 1 | Scenario 2 |  | PPK¦SelectPro¦VDI3805¦Internet_EU |  |  | H6100X125-SP2+NVKC24A-SR-TPC | Globe valve (partial pressure-balanced) | 1000 kPa | 1000 kPa |  | EU\Inbox\Combinations\Folder..6/..7\ | 30
143670 | H6100X125-SP2/NVKC24A-SR-TPC | H6100X125-SP2/NVKC24A-SR-TPC |  | H6100X125-SP2 | / | NVKC24A-SR-TPC | Actuator with emergency control function | 1 | Scenario 2 |  | PPK¦SelectPro¦VDI3805¦Internet_EU |  |  | H6100X125-SP2/NVKC24A-SR-TPC | Globe valve (partial pressure-balanced) | 1000 kPa | 1000 kPa |  | EU\Inbox\Combinations\Folder..6/..7\ | 30
143671 | H610S+NVK24A-SR-TPC | H610S+NVK24A-SR-TPC |  | H610S | + | NVK24A-SR-TPC | Actuator with emergency control function | 1 | Scenario 2 |  | PPK¦SelectPro¦VDI3805¦Internet_EU |  |  | H610S+NVK24A-SR-TPC | Globe valve | 1600 kPa | 1000 kPa |  | EU\Inbox\Combinations\Folder..6/..7\ | 30
143672 | H610S/NVK24A-SR-TPC | H610S/NVK24A-SR-TPC |  | H610S | / | NVK24A-SR-TPC | Actuator with emergency control function | 1 | Scenario 2 |  | PPK¦SelectPro¦VDI3805¦Internet_EU |  |  | H610S/NVK24A-SR-TPC | Globe valve | 1600 kPa | 1000 kPa |  | EU\Inbox\Combinations\Folder..6/..7\ | 30
143673 | H610S+NVKC24A-SR-TPC | H610S+NVKC24A-SR-TPC |  | H610S | + | NVKC24A-SR-TPC | Actuator with emergency control function | 1 | Scenario 2 |  | PPK¦SelectPro¦VDI3805¦Internet_EU |  |  | H610S+NVKC24A-SR-TPC | Globe valve | 1600 kPa | 1000 kPa |  | EU\Inbox\Combinations\Folder..6/..7\ | 30
143674 | H610S/NVKC24A-SR-TPC | H610S/NVKC24A-SR-TPC |  | H610S | / | NVKC24A-SR-TPC | Actuator with emergency control function | 1 | Scenario 2 |  | PPK¦SelectPro¦VDI3805¦Internet_EU |  |  | H610S/NVKC24A-SR-TPC | Globe valve | 1600 kPa | 1000 kPa |  | EU\Inbox\Combinations\Folder..6/..7\ | 30
143675 | H611N+NVK24A-SR-TPC | H611N+NVK24A-SR-TPC |  | H611N | + | NVK24A-SR-TPC | Actuator with emergency control function | 1 | Scenario 2 |  | PPK¦SelectPro¦VDI3805¦Internet_EU |  |  | H611N+NVK24A-SR-TPC | Globe valve | 1600 kPa | 400 kPa |  | EU\Inbox\Combinations\Folder..6/..7\ | 30
143676 | H611N/NVK24A-SR-TPC | H611N/NVK24A-SR-TPC |  | H611N | / | NVK24A-SR-TPC | Actuator with emergency control function | 1 | Scenario 2 |  | PPK¦SelectPro¦VDI3805¦Internet_EU |  |  | H611N/NVK24A-SR-TPC | Globe valve | 1600 kPa | 400 kPa |  | EU\Inbox\Combinations\Folder..6/..7\ | 30
143677 | H611N+NVKC24A-SR-TPC | H611N+NVKC24A-SR-TPC |  | H611N | + | NVKC24A-SR-TPC | Actuator with emergency control function | 1 | Scenario 2 |  | PPK¦SelectPro¦VDI3805¦Internet_EU |  |  | H611N+NVKC24A-SR-TPC | Globe valve | 1600 kPa | 400 kPa |  | EU\Inbox\Combinations\Folder..6/..7\ | 30
143678 | H611N/NVKC24A-SR-TPC | H611N/NVKC24A-SR-TPC |  | H611N | / | NVKC24A-SR-TPC | Actuator with emergency control function | 1 | Scenario 2 |  | PPK¦SelectPro¦VDI3805¦Internet_EU |  |  | H611N/NVKC24A-SR-TPC | Globe valve | 1600 kPa | 400 kPa |  | EU\Inbox\Combinations\Folder..6/..7\ | 30
143679 | H611R+NVK24A-SR-TPC | H611R+NVK24A-SR-TPC |  | H611R | + | NVK24A-SR-TPC | Actuator with emergency control function | 1 | Scenario 2 |  | PPK¦SelectPro¦VDI3805¦Internet_EU |  |  | H611R+NVK24A-SR-TPC | Globe valve | 600 kPa | 400 kPa |  | EU\Inbox\Combinations\Folder..6/..7\ | 30
143680 | H611R/NVK24A-SR-TPC | H611R/NVK24A-SR-TPC |  | H611R | / | NVK24A-SR-TPC | Actuator with emergency control function | 1 | Scenario 2 |  | PPK¦SelectPro¦VDI3805¦Internet_EU |  |  | H611R/NVK24A-SR-TPC | Globe valve | 600 kPa | 400 kPa |  | EU\Inbox\Combinations\Folder..6/..7\ | 30
143681 | H611R+NVKC24A-SR-TPC | H611R+NVKC24A-SR-TPC |  | H611R | + | NVKC24A-SR-TPC | Actuator with emergency control function | 1 | Scenario 2 |  | PPK¦SelectPro¦VDI3805¦Internet_EU |  |  | H611R+NVKC24A-SR-TPC | Globe valve | 600 kPa | 400 kPa |  | EU\Inbox\Combinations\Folder..6/..7\ | 30
143682 | H611R/NVKC24A-SR-TPC | H611R/NVKC24A-SR-TPC |  | H611R | / | NVKC24A-SR-TPC | Actuator with emergency control function | 1 | Scenario 2 |  | PPK¦SelectPro¦VDI3805¦Internet_EU |  |  | H611R/NVKC24A-SR-TPC | Globe valve | 600 kPa | 400 kPa |  | EU\Inbox\Combinations\Folder..6/..7\ | 30
143683 | H611S+NVK24A-SR-TPC | H611S+NVK24A-SR-TPC |  | H611S | + | NVK24A-SR-TPC | Actuator with emergency control function | 1 | Scenario 2 |  | PPK¦SelectPro¦VDI3805¦Internet_EU |  |  | H611S+NVK24A-SR-TPC | Globe valve | 1600 kPa | 1000 kPa |  | EU\Inbox\Combinations\Folder..6/..7\ | 30
143684 | H611S/NVK24A-SR-TPC | H611S/NVK24A-SR-TPC |  | H611S | / | NVK24A-SR-TPC | Actuator with emergency control function | 1 | Scenario 2 |  | PPK¦SelectPro¦VDI3805¦Internet_EU |  |  | H611S/NVK24A-SR-TPC | Globe valve | 1600 kPa | 1000 kPa |  | EU\Inbox\Combinations\Folder..6/..7\ | 30
143685 | H611S+NVKC24A-SR-TPC | H611S+NVKC24A-SR-TPC |  | H611S | + | NVKC24A-SR-TPC | Actuator with emergency control function | 1 | Scenario 2 |  | PPK¦SelectPro¦VDI3805¦Internet_EU |  |  | H611S+NVKC24A-SR-TPC | Globe valve | 1600 kPa | 1000 kPa |  | EU\Inbox\Combinations\Folder..6/..7\ | 30
143686 | H611S/NVKC24A-SR-TPC | H611S/NVKC24A-SR-TPC |  | H611S | / | NVKC24A-SR-TPC | Actuator with emergency control function | 1 | Scenario 2 |  | PPK¦SelectPro¦VDI3805¦Internet_EU |  |  | H611S/NVKC24A-SR-TPC | Globe valve | 1600 kPa | 1000 kPa |  | EU\Inbox\Combinations\Folder..6/..7\ | 30
143687 | H612N+NVK24A-SR-TPC | H612N+NVK24A-SR-TPC |  | H612N | + | NVK24A-SR-TPC | Actuator with emergency control function | 1 | Scenario 2 |  | PPK¦SelectPro¦VDI3805¦Internet_EU |  |  | H612N+NVK24A-SR-TPC | Globe valve | 1600 kPa | 400 kPa |  | EU\Inbox\Combinations\Folder..6/..7\ | 30
143688 | H612N/NVK24A-SR-TPC | H612N/NVK24A-SR-TPC |  | H612N | / | NVK24A-SR-TPC | Actuator with emergency control function | 1 | Scenario 2 |  | PPK¦SelectPro¦VDI3805¦Internet_EU |  |  | H612N/NVK24A-SR-TPC | Globe valve | 1600 kPa | 400 kPa |  | EU\Inbox\Combinations\Folder..6/..7\ | 30
143689 | H612N+NVKC24A-SR-TPC | H612N+NVKC24A-SR-TPC |  | H612N | + | NVKC24A-SR-TPC | Actuator with emergency control function | 1 | Scenario 2 |  | PPK¦SelectPro¦VDI3805¦Internet_EU |  |  | H612N+NVKC24A-SR-TPC | Globe valve | 1600 kPa | 400 kPa |  | EU\Inbox\Combinations\Folder..6/..7\ | 30
143690 | H612N/NVKC24A-SR-TPC | H612N/NVKC24A-SR-TPC |  | H612N | / | NVKC24A-SR-TPC | Actuator with emergency control function | 1 | Scenario 2 |  | PPK¦SelectPro¦VDI3805¦Internet_EU |  |  | H612N/NVKC24A-SR-TPC | Globe valve | 1600 kPa | 400 kPa |  | EU\Inbox\Combinations\Folder..6/..7\ | 30
143691 | H612R+NVK24A-SR-TPC | H612R+NVK24A-SR-TPC |  | H612R | + | NVK24A-SR-TPC | Actuator with emergency control function | 1 | Scenario 2 |  | PPK¦SelectPro¦VDI3805¦Internet_EU |  |  | H612R+NVK24A-SR-TPC | Globe valve | 600 kPa | 400 kPa |  | EU\Inbox\Combinations\Folder..6/..7\ | 30
143692 | H612R/NVK24A-SR-TPC | H612R/NVK24A-SR-TPC |  | H612R | / | NVK24A-SR-TPC | Actuator with emergency control function | 1 | Scenario 2 |  | PPK¦SelectPro¦VDI3805¦Internet_EU |  |  | H612R/NVK24A-SR-TPC | Globe valve | 600 kPa | 400 kPa |  | EU\Inbox\Combinations\Folder..6/..7\ | 30
143693 | H612R+NVKC24A-SR-TPC | H612R+NVKC24A-SR-TPC |  | H612R | + | NVKC24A-SR-TPC | Actuator with emergency control function | 1 | Scenario 2 |  | PPK¦SelectPro¦VDI3805¦Internet_EU |  |  | H612R+NVKC24A-SR-TPC | Globe valve | 600 kPa | 400 kPa |  | EU\Inbox\Combinations\Folder..6/..7\ | 30
143694 | H612R/NVKC24A-SR-TPC | H612R/NVKC24A-SR-TPC |  | H612R | / | NVKC24A-SR-TPC | Actuator with emergency control function | 1 | Scenario 2 |  | PPK¦SelectPro¦VDI3805¦Internet_EU |  |  | H612R/NVKC24A-SR-TPC | Globe valve | 600 kPa | 400 kPa |  | EU\Inbox\Combinations\Folder..6/..7\ | 30
143695 | H612S+NVK24A-SR-TPC | H612S+NVK24A-SR-TPC |  | H612S | + | NVK24A-SR-TPC | Actuator with emergency control function | 1 | Scenario 2 |  | PPK¦SelectPro¦VDI3805¦Internet_EU |  |  | H612S+NVK24A-SR-TPC | Globe valve | 1600 kPa | 1000 kPa |  | EU\Inbox\Combinations\Folder..6/..7\ | 31
143696 | H612S/NVK24A-SR-TPC | H612S/NVK24A-SR-TPC |  | H612S | / | NVK24A-SR-TPC | Actuator with emergency control function | 1 | Scenario 2 |  | PPK¦SelectPro¦VDI3805¦Internet_EU |  |  | H612S/NVK24A-SR-TPC | Globe valve | 1600 kPa | 1000 kPa |  | EU\Inbox\Combinations\Folder..6/..7\ | 31
143697 | H612S+NVKC24A-SR-TPC | H612S+NVKC24A-SR-TPC |  | H612S | + | NVKC24A-SR-TPC | Actuator with emergency control function | 1 | Scenario 2 |  | PPK¦SelectPro¦VDI3805¦Internet_EU |  |  | H612S+NVKC24A-SR-TPC | Globe valve | 1600 kPa | 1000 kPa |  | EU\Inbox\Combinations\Folder..6/..7\ | 30
143698 | H612S/NVKC24A-SR-TPC | H612S/NVKC24A-SR-TPC |  | H612S | / | NVKC24A-SR-TPC | Actuator with emergency control function | 1 | Scenario 2 |  | PPK¦SelectPro¦VDI3805¦Internet_EU |  |  | H612S/NVKC24A-SR-TPC | Globe valve | 1600 kPa | 1000 kPa |  | EU\Inbox\Combinations\Folder..6/..7\ | 30
143699 | H613N+NVK24A-SR-TPC | H613N+NVK24A-SR-TPC |  | H613N | + | NVK24A-SR-TPC | Actuator with emergency control function | 1 | Scenario 2 |  | PPK¦SelectPro¦VDI3805¦Internet_EU |  |  | H613N+NVK24A-SR-TPC | Globe valve | 1600 kPa | 400 kPa |  | EU\Inbox\Combinations\Folder..6/..7\ | 31
143700 | H613N/NVK24A-SR-TPC | H613N/NVK24A-SR-TPC |  | H613N | / | NVK24A-SR-TPC | Actuator with emergency control function | 1 | Scenario 2 |  | PPK¦SelectPro¦VDI3805¦Internet_EU |  |  | H613N/NVK24A-SR-TPC | Globe valve | 1600 kPa | 400 kPa |  | EU\Inbox\Combinations\Folder..6/..7\ | 31
143701 | H613N+NVKC24A-SR-TPC | H613N+NVKC24A-SR-TPC |  | H613N | + | NVKC24A-SR-TPC | Actuator with emergency control function | 1 | Scenario 2 |  | PPK¦SelectPro¦VDI3805¦Internet_EU |  |  | H613N+NVKC24A-SR-TPC | Globe valve | 1600 kPa | 400 kPa |  | EU\Inbox\Combinations\Folder..6/..7\ | 31
143702 | H613N/NVKC24A-SR-TPC | H613N/NVKC24A-SR-TPC |  | H613N | / | NVKC24A-SR-TPC | Actuator with emergency control function | 1 | Scenario 2 |  | PPK¦SelectPro¦VDI3805¦Internet_EU |  |  | H613N/NVKC24A-SR-TPC | Globe valve | 1600 kPa | 400 kPa |  | EU\Inbox\Combinations\Folder..6/..7\ | 31
143703 | H613R+NVK24A-SR-TPC | H613R+NVK24A-SR-TPC |  | H613R | + | NVK24A-SR-TPC | Actuator with emergency control function | 1 | Scenario 2 |  | PPK¦SelectPro¦VDI3805¦Internet_EU |  |  | H613R+NVK24A-SR-TPC | Globe valve | 600 kPa | 400 kPa |  | EU\Inbox\Combinations\Folder..6/..7\ | 31
143704 | H613R/NVK24A-SR-TPC | H613R/NVK24A-SR-TPC |  | H613R | / | NVK24A-SR-TPC | Actuator with emergency control function | 1 | Scenario 2 |  | PPK¦SelectPro¦VDI3805¦Internet_EU |  |  | H613R/NVK24A-SR-TPC | Globe valve | 600 kPa | 400 kPa |  | EU\Inbox\Combinations\Folder..6/..7\ | 31
143705 | H613R+NVKC24A-SR-TPC | H613R+NVKC24A-SR-TPC |  | H613R | + | NVKC24A-SR-TPC | Actuator with emergency control function | 1 | Scenario 2 |  | PPK¦SelectPro¦VDI3805¦Internet_EU |  |  | H613R+NVKC24A-SR-TPC | Globe valve | 600 kPa | 400 kPa |  | EU\Inbox\Combinations\Folder..6/..7\ | 31
143706 | H613R/NVKC24A-SR-TPC | H613R/NVKC24A-SR-TPC |  | H613R | / | NVKC24A-SR-TPC | Actuator with emergency control function | 1 | Scenario 2 |  | PPK¦SelectPro¦VDI3805¦Internet_EU |  |  | H613R/NVKC24A-SR-TPC | Globe valve | 600 kPa | 400 kPa |  | EU\Inbox\Combinations\Folder..6/..7\ | 31
143707 | H613S+NVK24A-SR-TPC | H613S+NVK24A-SR-TPC |  | H613S | + | NVK24A-SR-TPC | Actuator with emergency control function | 1 | Scenario 2 |  | PPK¦SelectPro¦VDI3805¦Internet_EU |  |  | H613S+NVK24A-SR-TPC | Globe valve | 1600 kPa | 1000 kPa |  | EU\Inbox\Combinations\Folder..6/..7\ | 31
143708 | H613S/NVK24A-SR-TPC | H613S/NVK24A-SR-TPC |  | H613S | / | NVK24A-SR-TPC | Actuator with emergency control function | 1 | Scenario 2 |  | PPK¦SelectPro¦VDI3805¦Internet_EU |  |  | H613S/NVK24A-SR-TPC | Globe valve | 1600 kPa | 1000 kPa |  | EU\Inbox\Combinations\Folder..6/..7\ | 31
143709 | H613S+NVKC24A-SR-TPC | H613S+NVKC24A-SR-TPC |  | H613S | + | NVKC24A-SR-TPC | Actuator with emergency control function | 1 | Scenario 2 |  | PPK¦SelectPro¦VDI3805¦Internet_EU |  |  | H613S+NVKC24A-SR-TPC | Globe valve | 1600 kPa | 1000 kPa |  | EU\Inbox\Combinations\Folder..6/..7\ | 31
143710 | H613S/NVKC24A-SR-TPC | H613S/NVKC24A-SR-TPC |  | H613S | / | NVKC24A-SR-TPC | Actuator with emergency control function | 1 | Scenario 2 |  | PPK¦SelectPro¦VDI3805¦Internet_EU |  |  | H613S/NVKC24A-SR-TPC | Globe valve | 1600 kPa | 1000 kPa |  | EU\Inbox\Combinations\Folder..6/..7\ | 31
143711 | H614N+NVK24A-SR-TPC | H614N+NVK24A-SR-TPC |  | H614N | + | NVK24A-SR-TPC | Actuator with emergency control function | 1 | Scenario 2 |  | PPK¦SelectPro¦VDI3805¦Internet_EU |  |  | H614N+NVK24A-SR-TPC | Globe valve | 1600 kPa | 400 kPa |  | EU\Inbox\Combinations\Folder..6/..7\ | 31
143712 | H614N/NVK24A-SR-TPC | H614N/NVK24A-SR-TPC |  | H614N | / | NVK24A-SR-TPC | Actuator with emergency control function | 1 | Scenario 2 |  | PPK¦SelectPro¦VDI3805¦Internet_EU |  |  | H614N/NVK24A-SR-TPC | Globe valve | 1600 kPa | 400 kPa |  | EU\Inbox\Combinations\Folder..6/..7\ | 31
143713 | H614N+NVKC24A-SR-TPC | H614N+NVKC24A-SR-TPC |  | H614N | + | NVKC24A-SR-TPC | Actuator with emergency control function | 1 | Scenario 2 |  | PPK¦SelectPro¦VDI3805¦Internet_EU |  |  | H614N+NVKC24A-SR-TPC | Globe valve | 1600 kPa | 400 kPa |  | EU\Inbox\Combinations\Folder..6/..7\ | 31
143714 | H614N/NVKC24A-SR-TPC | H614N/NVKC24A-SR-TPC |  | H614N | / | NVKC24A-SR-TPC | Actuator with emergency control function | 1 | Scenario 2 |  | PPK¦SelectPro¦VDI3805¦Internet_EU |  |  | H614N/NVKC24A-SR-TPC | Globe valve | 1600 kPa | 400 kPa |  | EU\Inbox\Combinations\Folder..6/..7\ | 31
143715 | H614R+NVK24A-SR-TPC | H614R+NVK24A-SR-TPC |  | H614R | + | NVK24A-SR-TPC | Actuator with emergency control function | 1 | Scenario 2 |  | PPK¦SelectPro¦VDI3805¦Internet_EU |  |  | H614R+NVK24A-SR-TPC | Globe valve | 600 kPa | 400 kPa |  | EU\Inbox\Combinations\Folder..6/..7\ | 31
143716 | H614R/NVK24A-SR-TPC | H614R/NVK24A-SR-TPC |  | H614R | / | NVK24A-SR-TPC | Actuator with emergency control function | 1 | Scenario 2 |  | PPK¦SelectPro¦VDI3805¦Internet_EU |  |  | H614R/NVK24A-SR-TPC | Globe valve | 600 kPa | 400 kPa |  | EU\Inbox\Combinations\Folder..6/..7\ | 31
143717 | H614R+NVKC24A-SR-TPC | H614R+NVKC24A-SR-TPC |  | H614R | + | NVKC24A-SR-TPC | Actuator with emergency control function | 1 | Scenario 2 |  | PPK¦SelectPro¦VDI3805¦Internet_EU |  |  | H614R+NVKC24A-SR-TPC | Globe valve | 600 kPa | 400 kPa |  | EU\Inbox\Combinations\Folder..6/..7\ | 31
143718 | H614R/NVKC24A-SR-TPC | H614R/NVKC24A-SR-TPC |  | H614R | / | NVKC24A-SR-TPC | Actuator with emergency control function | 1 | Scenario 2 |  | PPK¦SelectPro¦VDI3805¦Internet_EU |  |  | H614R/NVKC24A-SR-TPC | Globe valve | 600 kPa | 400 kPa |  | EU\Inbox\Combinations\Folder..6/..7\ | 31
143719 | H614S+NVK24A-SR-TPC | H614S+NVK24A-SR-TPC |  | H614S | + | NVK24A-SR-TPC | Actuator with emergency control function | 1 | Scenario 2 |  | PPK¦SelectPro¦VDI3805¦Internet_EU |  |  | H614S+NVK24A-SR-TPC | Globe valve | 1600 kPa | 1000 kPa |  | EU\Inbox\Combinations\Folder..6/..7\ | 31
143720 | H614S/NVK24A-SR-TPC | H614S/NVK24A-SR-TPC |  | H614S | / | NVK24A-SR-TPC | Actuator with emergency control function | 1 | Scenario 2 |  | PPK¦SelectPro¦VDI3805¦Internet_EU |  |  | H614S/NVK24A-SR-TPC | Globe valve | 1600 kPa | 1000 kPa |  | EU\Inbox\Combinations\Folder..6/..7\ | 31
143721 | H614S+NVKC24A-SR-TPC | H614S+NVKC24A-SR-TPC |  | H614S | + | NVKC24A-SR-TPC | Actuator with emergency control function | 1 | Scenario 2 |  | PPK¦SelectPro¦VDI3805¦Internet_EU |  |  | H614S+NVKC24A-SR-TPC | Globe valve | 1600 kPa | 1000 kPa |  | EU\Inbox\Combinations\Folder..6/..7\ | 31
143722 | H614S/NVKC24A-SR-TPC | H614S/NVKC24A-SR-TPC |  | H614S | / | NVKC24A-SR-TPC | Actuator with emergency control function | 1 | Scenario 2 |  | PPK¦SelectPro¦VDI3805¦Internet_EU |  |  | H614S/NVKC24A-SR-TPC | Globe valve | 1600 kPa | 1000 kPa |  | EU\Inbox\Combinations\Folder..6/..7\ | 31
143723 | H615N+NVK24A-SR-TPC | H615N+NVK24A-SR-TPC |  | H615N | + | NVK24A-SR-TPC | Actuator with emergency control function | 1 | Scenario 2 |  | PPK¦SelectPro¦VDI3805¦Internet_EU |  |  | H615N+NVK24A-SR-TPC | Globe valve | 1600 kPa | 400 kPa |  | EU\Inbox\Combinations\Folder..6/..7\ | 31
143724 | H615N/NVK24A-SR-TPC | H615N/NVK24A-SR-TPC |  | H615N | / | NVK24A-SR-TPC | Actuator with emergency control function | 1 | Scenario 2 |  | PPK¦SelectPro¦VDI3805¦Internet_EU |  |  | H615N/NVK24A-SR-TPC | Globe valve | 1600 kPa | 400 kPa |  | EU\Inbox\Combinations\Folder..6/..7\ | 31
143725 | H615N+NVKC24A-SR-TPC | H615N+NVKC24A-SR-TPC |  | H615N | + | NVKC24A-SR-TPC | Actuator with emergency control function | 1 | Scenario 2 |  | PPK¦SelectPro¦VDI3805¦Internet_EU |  |  | H615N+NVKC24A-SR-TPC | Globe valve | 1600 kPa | 400 kPa |  | EU\Inbox\Combinations\Folder..6/..7\ | 31
143726 | H615N/NVKC24A-SR-TPC | H615N/NVKC24A-SR-TPC |  | H615N | / | NVKC24A-SR-TPC | Actuator with emergency control function | 1 | Scenario 2 |  | PPK¦SelectPro¦VDI3805¦Internet_EU |  |  | H615N/NVKC24A-SR-TPC | Globe valve | 1600 kPa | 400 kPa |  | EU\Inbox\Combinations\Folder..6/..7\ | 31
143727 | H615R+NVK24A-SR-TPC | H615R+NVK24A-SR-TPC |  | H615R | + | NVK24A-SR-TPC | Actuator with emergency control function | 1 | Scenario 2 |  | PPK¦SelectPro¦VDI3805¦Internet_EU |  |  | H615R+NVK24A-SR-TPC | Globe valve | 600 kPa | 400 kPa |  | EU\Inbox\Combinations\Folder..6/..7\ | 31
143728 | H615R/NVK24A-SR-TPC | H615R/NVK24A-SR-TPC |  | H615R | / | NVK24A-SR-TPC | Actuator with emergency control function | 1 | Scenario 2 |  | PPK¦SelectPro¦VDI3805¦Internet_EU |  |  | H615R/NVK24A-SR-TPC | Globe valve | 600 kPa | 400 kPa |  | EU\Inbox\Combinations\Folder..6/..7\ | 31
143729 | H615R+NVKC24A-SR-TPC | H615R+NVKC24A-SR-TPC |  | H615R | + | NVKC24A-SR-TPC | Actuator with emergency control function | 1 | Scenario 2 |  | PPK¦SelectPro¦VDI3805¦Internet_EU |  |  | H615R+NVKC24A-SR-TPC | Globe valve | 600 kPa | 400 kPa |  | EU\Inbox\Combinations\Folder..6/..7\ | 33
143730 | H615R/NVKC24A-SR-TPC | H615R/NVKC24A-SR-TPC |  | H615R | / | NVKC24A-SR-TPC | Actuator with emergency control function | 1 | Scenario 2 |  | PPK¦SelectPro¦VDI3805¦Internet_EU |  |  | H615R/NVKC24A-SR-TPC | Globe valve | 600 kPa | 400 kPa |  | EU\Inbox\Combinations\Folder..6/..7\ | 32
143731 | H615S+NVK24A-SR-TPC | H615S+NVK24A-SR-TPC |  | H615S | + | NVK24A-SR-TPC | Actuator with emergency control function | 1 | Scenario 2 |  | PPK¦SelectPro¦VDI3805¦Internet_EU |  |  | H615S+NVK24A-SR-TPC | Globe valve | 1600 kPa | 1000 kPa |  | EU\Inbox\Combinations\Folder..6/..7\ | 33
143732 | H615S/NVK24A-SR-TPC | H615S/NVK24A-SR-TPC |  | H615S | / | NVK24A-SR-TPC | Actuator with emergency control function | 1 | Scenario 2 |  | PPK¦SelectPro¦VDI3805¦Internet_EU |  |  | H615S/NVK24A-SR-TPC | Globe valve | 1600 kPa | 1000 kPa |  | EU\Inbox\Combinations\Folder..6/..7\ | 33
143733 | H615S+NVKC24A-SR-TPC | H615S+NVKC24A-SR-TPC |  | H615S | + | NVKC24A-SR-TPC | Actuator with emergency control function | 1 | Scenario 2 |  | PPK¦SelectPro¦VDI3805¦Internet_EU |  |  | H615S+NVKC24A-SR-TPC | Globe valve | 1600 kPa | 1000 kPa |  | EU\Inbox\Combinations\Folder..6/..7\ | 33
143734 | H615S/NVKC24A-SR-TPC | H615S/NVKC24A-SR-TPC |  | H615S | / | NVKC24A-SR-TPC | Actuator with emergency control function | 1 | Scenario 2 |  | PPK¦SelectPro¦VDI3805¦Internet_EU |  |  | H615S/NVKC24A-SR-TPC | Globe valve | 1600 kPa | 1000 kPa |  | EU\Inbox\Combinations\Folder..6/..7\ | 33
143735 | H619S+NVK24A-SR-TPC | H619S+NVK24A-SR-TPC |  | H619S | + | NVK24A-SR-TPC | Actuator with emergency control function | 1 | Scenario 2 |  | PPK¦SelectPro¦VDI3805¦Internet_EU |  |  | H619S+NVK24A-SR-TPC | Globe valve | 1600 kPa | 1000 kPa |  | EU\Inbox\Combinations\Folder..6/..7\ | 33
143736 | H619S/NVK24A-SR-TPC | H619S/NVK24A-SR-TPC |  | H619S | / | NVK24A-SR-TPC | Actuator with emergency control function | 1 | Scenario 2 |  | PPK¦SelectPro¦VDI3805¦Internet_EU |  |  | H619S/NVK24A-SR-TPC | Globe valve | 1600 kPa | 1000 kPa |  | EU\Inbox\Combinations\Folder..6/..7\ | 33
143737 | H619S+NVKC24A-SR-TPC | H619S+NVKC24A-SR-TPC |  | H619S | + | NVKC24A-SR-TPC | Actuator with emergency control function | 1 | Scenario 2 |  | PPK¦SelectPro¦VDI3805¦Internet_EU |  |  | H619S+NVKC24A-SR-TPC | Globe valve | 1600 kPa | 1000 kPa |  | EU\Inbox\Combinations\Folder..6/..7\ | 33
143738 | H619S/NVKC24A-SR-TPC | H619S/NVKC24A-SR-TPC |  | H619S | / | NVKC24A-SR-TPC | Actuator with emergency control function | 1 | Scenario 2 |  | PPK¦SelectPro¦VDI3805¦Internet_EU |  |  | H619S/NVKC24A-SR-TPC | Globe valve | 1600 kPa | 1000 kPa |  | EU\Inbox\Combinations\Folder..6/..7\ | 33
143739 | H620N+NVK24A-SR-TPC | H620N+NVK24A-SR-TPC |  | H620N | + | NVK24A-SR-TPC | Actuator with emergency control function | 1 | Scenario 2 |  | PPK¦SelectPro¦VDI3805¦Internet_EU |  |  | H620N+NVK24A-SR-TPC | Globe valve | 1600 kPa | 400 kPa |  | EU\Inbox\Combinations\Folder..6/..7\ | 33
143740 | H620N/NVK24A-SR-TPC | H620N/NVK24A-SR-TPC |  | H620N | / | NVK24A-SR-TPC | Actuator with emergency control function | 1 | Scenario 2 |  | PPK¦SelectPro¦VDI3805¦Internet_EU |  |  | H620N/NVK24A-SR-TPC | Globe valve | 1600 kPa | 400 kPa |  | EU\Inbox\Combinations\Folder..6/..7\ | 33
143741 | H620N+NVKC24A-SR-TPC | H620N+NVKC24A-SR-TPC |  | H620N | + | NVKC24A-SR-TPC | Actuator with emergency control function | 1 | Scenario 2 |  | PPK¦SelectPro¦VDI3805¦Internet_EU |  |  | H620N+NVKC24A-SR-TPC | Globe valve | 1600 kPa | 400 kPa |  | EU\Inbox\Combinations\Folder..6/..7\ | 33
143742 | H620N/NVKC24A-SR-TPC | H620N/NVKC24A-SR-TPC |  | H620N | / | NVKC24A-SR-TPC | Actuator with emergency control function | 1 | Scenario 2 |  | PPK¦SelectPro¦VDI3805¦Internet_EU |  |  | H620N/NVKC24A-SR-TPC | Globe valve | 1600 kPa | 400 kPa |  | EU\Inbox\Combinations\Folder..6/..7\ | 33
143743 | H620R+NVK24A-SR-TPC | H620R+NVK24A-SR-TPC |  | H620R | + | NVK24A-SR-TPC | Actuator with emergency control function | 1 | Scenario 2 |  | PPK¦SelectPro¦VDI3805¦Internet_EU |  |  | H620R+NVK24A-SR-TPC | Globe valve | 600 kPa | 400 kPa |  | EU\Inbox\Combinations\Folder..6/..7\ | 33
143744 | H620R/NVK24A-SR-TPC | H620R/NVK24A-SR-TPC |  | H620R | / | NVK24A-SR-TPC | Actuator with emergency control function | 1 | Scenario 2 |  | PPK¦SelectPro¦VDI3805¦Internet_EU |  |  | H620R/NVK24A-SR-TPC | Globe valve | 600 kPa | 400 kPa |  | EU\Inbox\Combinations\Folder..6/..7\ | 33
143745 | H620R+NVKC24A-SR-TPC | H620R+NVKC24A-SR-TPC |  | H620R | + | NVKC24A-SR-TPC | Actuator with emergency control function | 1 | Scenario 2 |  | PPK¦SelectPro¦VDI3805¦Internet_EU |  |  | H620R+NVKC24A-SR-TPC | Globe valve | 600 kPa | 400 kPa |  | EU\Inbox\Combinations\Folder..6/..7\ | 33
143746 | H620R/NVKC24A-SR-TPC | H620R/NVKC24A-SR-TPC |  | H620R | / | NVKC24A-SR-TPC | Actuator with emergency control function | 1 | Scenario 2 |  | PPK¦SelectPro¦VDI3805¦Internet_EU |  |  | H620R/NVKC24A-SR-TPC | Globe valve | 600 kPa | 400 kPa |  | EU\Inbox\Combinations\Folder..6/..7\ | 33
143747 | H620S+NVK24A-SR-TPC | H620S+NVK24A-SR-TPC |  | H620S | + | NVK24A-SR-TPC | Actuator with emergency control function | 1 | Scenario 2 |  | PPK¦SelectPro¦VDI3805¦Internet_EU |  |  | H620S+NVK24A-SR-TPC | Globe valve | 1600 kPa | 1000 kPa |  | EU\Inbox\Combinations\Folder..6/..7\ | 33
143748 | H620S/NVK24A-SR-TPC | H620S/NVK24A-SR-TPC |  | H620S | / | NVK24A-SR-TPC | Actuator with emergency control function | 1 | Scenario 2 |  | PPK¦SelectPro¦VDI3805¦Internet_EU |  |  | H620S/NVK24A-SR-TPC | Globe valve | 1600 kPa | 1000 kPa |  | EU\Inbox\Combinations\Folder..6/..7\ | 33
143749 | H620S+NVKC24A-SR-TPC | H620S+NVKC24A-SR-TPC |  | H620S | + | NVKC24A-SR-TPC | Actuator with emergency control function | 1 | Scenario 2 |  | PPK¦SelectPro¦VDI3805¦Internet_EU |  |  | H620S+NVKC24A-SR-TPC | Globe valve | 1600 kPa | 1000 kPa |  | EU\Inbox\Combinations\Folder..6/..7\ | 33
143750 | H620S/NVKC24A-SR-TPC | H620S/NVKC24A-SR-TPC |  | H620S | / | NVKC24A-SR-TPC | Actuator with emergency control function | 1 | Scenario 2 |  | PPK¦SelectPro¦VDI3805¦Internet_EU |  |  | H620S/NVKC24A-SR-TPC | Globe valve | 1600 kPa | 1000 kPa |  | EU\Inbox\Combinations\Folder..6/..7\ | 33
143751 | H624S+NVK24A-SR-TPC | H624S+NVK24A-SR-TPC |  | H624S | + | NVK24A-SR-TPC | Actuator with emergency control function | 1 | Scenario 2 |  | PPK¦SelectPro¦VDI3805¦Internet_EU |  |  | H624S+NVK24A-SR-TPC | Globe valve | 1300 kPa | 1000 kPa |  | EU\Inbox\Combinations\Folder..6/..7\ | 33
143752 | H624S/NVK24A-SR-TPC | H624S/NVK24A-SR-TPC |  | H624S | / | NVK24A-SR-TPC | Actuator with emergency control function | 1 | Scenario 2 |  | PPK¦SelectPro¦VDI3805¦Internet_EU |  |  | H624S/NVK24A-SR-TPC | Globe valve | 1300 kPa | 1000 kPa |  | EU\Inbox\Combinations\Folder..6/..7\ | 33
143753 | H624S+NVKC24A-SR-TPC | H624S+NVKC24A-SR-TPC |  | H624S | + | NVKC24A-SR-TPC | Actuator with emergency control function | 1 | Scenario 2 |  | PPK¦SelectPro¦VDI3805¦Internet_EU |  |  | H624S+NVKC24A-SR-TPC | Globe valve | 1300 kPa | 1000 kPa |  | EU\Inbox\Combinations\Folder..6/..7\ | 33
143754 | H624S/NVKC24A-SR-TPC | H624S/NVKC24A-SR-TPC |  | H624S | / | NVKC24A-SR-TPC | Actuator with emergency control function | 1 | Scenario 2 |  | PPK¦SelectPro¦VDI3805¦Internet_EU |  |  | H624S/NVKC24A-SR-TPC | Globe valve | 1300 kPa | 1000 kPa |  | EU\Inbox\Combinations\Folder..6/..7\ | 33
143755 | H625N+NVK24A-SR-TPC | H625N+NVK24A-SR-TPC |  | H625N | + | NVK24A-SR-TPC | Actuator with emergency control function | 1 | Scenario 2 |  | PPK¦SelectPro¦VDI3805¦Internet_EU |  |  | H625N+NVK24A-SR-TPC | Globe valve | 1300 kPa | 400 kPa |  | EU\Inbox\Combinations\Folder..6/..7\ | 33
143756 | H625N/NVK24A-SR-TPC | H625N/NVK24A-SR-TPC |  | H625N | / | NVK24A-SR-TPC | Actuator with emergency control function | 1 | Scenario 2 |  | PPK¦SelectPro¦VDI3805¦Internet_EU |  |  | H625N/NVK24A-SR-TPC | Globe valve | 1300 kPa | 400 kPa |  | EU\Inbox\Combinations\Folder..6/..7\ | 33
143757 | H625N+NVKC24A-SR-TPC | H625N+NVKC24A-SR-TPC |  | H625N | + | NVKC24A-SR-TPC | Actuator with emergency control function | 1 | Scenario 2 |  | PPK¦SelectPro¦VDI3805¦Internet_EU |  |  | H625N+NVKC24A-SR-TPC | Globe valve | 1300 kPa | 400 kPa |  | EU\Inbox\Combinations\Folder..6/..7\ | 33
143758 | H625N/NVKC24A-SR-TPC | H625N/NVKC24A-SR-TPC |  | H625N | / | NVKC24A-SR-TPC | Actuator with emergency control function | 1 | Scenario 2 |  | PPK¦SelectPro¦VDI3805¦Internet_EU |  |  | H625N/NVKC24A-SR-TPC | Globe valve | 1300 kPa | 400 kPa |  | EU\Inbox\Combinations\Folder..6/..7\ | 33
143759 | H625R+NVK24A-SR-TPC | H625R+NVK24A-SR-TPC |  | H625R | + | NVK24A-SR-TPC | Actuator with emergency control function | 1 | Scenario 2 |  | PPK¦SelectPro¦VDI3805¦Internet_EU |  |  | H625R+NVK24A-SR-TPC | Globe valve | 600 kPa | 400 kPa |  | EU\Inbox\Combinations\Folder..6/..7\ | 30
143760 | H625R/NVK24A-SR-TPC | H625R/NVK24A-SR-TPC |  | H625R | / | NVK24A-SR-TPC | Actuator with emergency control function | 1 | Scenario 2 |  | PPK¦SelectPro¦VDI3805¦Internet_EU |  |  | H625R/NVK24A-SR-TPC | Globe valve | 600 kPa | 400 kPa |  | EU\Inbox\Combinations\Folder..6/..7\ | 30
143761 | H625R+NVKC24A-SR-TPC | H625R+NVKC24A-SR-TPC |  | H625R | + | NVKC24A-SR-TPC | Actuator with emergency control function | 1 | Scenario 2 |  | PPK¦SelectPro¦VDI3805¦Internet_EU |  |  | H625R+NVKC24A-SR-TPC | Globe valve | 600 kPa | 400 kPa |  | EU\Inbox\Combinations\Folder..6/..7\ | 32
143762 | H625R/NVKC24A-SR-TPC | H625R/NVKC24A-SR-TPC |  | H625R | / | NVKC24A-SR-TPC | Actuator with emergency control function | 1 | Scenario 2 |  | PPK¦SelectPro¦VDI3805¦Internet_EU |  |  | H625R/NVKC24A-SR-TPC | Globe valve | 600 kPa | 400 kPa |  | EU\Inbox\Combinations\Folder..6/..7\ | 32
143763 | H625S+NVK24A-SR-TPC | H625S+NVK24A-SR-TPC |  | H625S | + | NVK24A-SR-TPC | Actuator with emergency control function | 1 | Scenario 2 |  | PPK¦SelectPro¦VDI3805¦Internet_EU |  |  | H625S+NVK24A-SR-TPC | Globe valve | 1300 kPa | 1000 kPa |  | EU\Inbox\Combinations\Folder..6/..7\ | 32
143764 | H625S/NVK24A-SR-TPC | H625S/NVK24A-SR-TPC |  | H625S | / | NVK24A-SR-TPC | Actuator with emergency control function | 1 | Scenario 2 |  | PPK¦SelectPro¦VDI3805¦Internet_EU |  |  | H625S/NVK24A-SR-TPC | Globe valve | 1300 kPa | 1000 kPa |  | EU\Inbox\Combinations\Folder..6/..7\ | 32
143765 | H625S+NVKC24A-SR-TPC | H625S+NVKC24A-SR-TPC |  | H625S | + | NVKC24A-SR-TPC | Actuator with emergency control function | 1 | Scenario 2 |  | PPK¦SelectPro¦VDI3805¦Internet_EU |  |  | H625S+NVKC24A-SR-TPC | Globe valve | 1300 kPa | 1000 kPa |  | EU\Inbox\Combinations\Folder..6/..7\ | 33
143766 | H625S/NVKC24A-SR-TPC | H625S/NVKC24A-SR-TPC |  | H625S | / | NVKC24A-SR-TPC | Actuator with emergency control function | 1 | Scenario 2 |  | PPK¦SelectPro¦VDI3805¦Internet_EU |  |  | H625S/NVKC24A-SR-TPC | Globe valve | 1300 kPa | 1000 kPa |  | EU\Inbox\Combinations\Folder..6/..7\ | 33
143767 | H632N+NVK24A-SR-TPC | H632N+NVK24A-SR-TPC |  | H632N | + | NVK24A-SR-TPC | Actuator with emergency control function | 1 | Scenario 2 |  | PPK¦SelectPro¦VDI3805¦Internet_EU |  |  | H632N+NVK24A-SR-TPC | Globe valve | 1000 kPa | 400 kPa |  | EU\Inbox\Combinations\Folder..6/..7\ | 33
143768 | H632N/NVK24A-SR-TPC | H632N/NVK24A-SR-TPC |  | H632N | / | NVK24A-SR-TPC | Actuator with emergency control function | 1 | Scenario 2 |  | PPK¦SelectPro¦VDI3805¦Internet_EU |  |  | H632N/NVK24A-SR-TPC | Globe valve | 1000 kPa | 400 kPa |  | EU\Inbox\Combinations\Folder..6/..7\ | 31
143769 | H632N+NVKC24A-SR-TPC | H632N+NVKC24A-SR-TPC |  | H632N | + | NVKC24A-SR-TPC | Actuator with emergency control function | 1 | Scenario 2 |  | PPK¦SelectPro¦VDI3805¦Internet_EU |  |  | H632N+NVKC24A-SR-TPC | Globe valve | 1000 kPa | 400 kPa |  | EU\Inbox\Combinations\Folder..6/..7\ | 33
143770 | H632N/NVKC24A-SR-TPC | H632N/NVKC24A-SR-TPC |  | H632N | / | NVKC24A-SR-TPC | Actuator with emergency control function | 1 | Scenario 2 |  | PPK¦SelectPro¦VDI3805¦Internet_EU |  |  | H632N/NVKC24A-SR-TPC | Globe valve | 1000 kPa | 400 kPa |  | EU\Inbox\Combinations\Folder..6/..7\ | 32
143771 | H632R+NVK24A-SR-TPC | H632R+NVK24A-SR-TPC |  | H632R | + | NVK24A-SR-TPC | Actuator with emergency control function | 1 | Scenario 2 |  | PPK¦SelectPro¦VDI3805¦Internet_EU |  |  | H632R+NVK24A-SR-TPC | Globe valve | 600 kPa | 400 kPa |  | EU\Inbox\Combinations\Folder..6/..7\ | 32
143772 | H632R/NVK24A-SR-TPC | H632R/NVK24A-SR-TPC |  | H632R | / | NVK24A-SR-TPC | Actuator with emergency control function | 1 | Scenario 2 |  | PPK¦SelectPro¦VDI3805¦Internet_EU |  |  | H632R/NVK24A-SR-TPC | Globe valve | 600 kPa | 400 kPa |  | EU\Inbox\Combinations\Folder..6/..7\ | 32
143773 | H411B+NVC24A-SR-TPC | H411B+NVC24A-SR-TPC |  | H411B | + | NVC24A-SR-TPC | Fast runner | 0 | Scenario 2 |  | PPK¦SelectPro¦VDI3805¦Internet_EU |  |  | H411B+NVC24A-SR-TPC | Globe valve | 1600 kPa | 400 kPa |  | EU\Inbox\Combinations\Folder..4/..5\ | 28
143774 | H411B/NVC24A-SR-TPC | H411B/NVC24A-SR-TPC |  | H411B | / | NVC24A-SR-TPC | Fast runner | 0 | Scenario 2 |  | PPK¦SelectPro¦VDI3805¦Internet_EU |  |  | H411B/NVC24A-SR-TPC | Globe valve | 1600 kPa | 400 kPa |  | EU\Inbox\Combinations\Folder..4/..5\ | 28
143775 | H412B+NVC24A-SR-TPC | H412B+NVC24A-SR-TPC |  | H412B | + | NVC24A-SR-TPC | Fast runner | 0 | Scenario 2 |  | PPK¦SelectPro¦VDI3805¦Internet_EU |  |  | H412B+NVC24A-SR-TPC | Globe valve | 1600 kPa | 400 kPa |  | EU\Inbox\Combinations\Folder..4/..5\ | 28
143776 | H412B/NVC24A-SR-TPC | H412B/NVC24A-SR-TPC |  | H412B | / | NVC24A-SR-TPC | Fast runner | 0 | Scenario 2 |  | PPK¦SelectPro¦VDI3805¦Internet_EU |  |  | H412B/NVC24A-SR-TPC | Globe valve | 1600 kPa | 400 kPa |  | EU\Inbox\Combinations\Folder..4/..5\ | 28
143777 | H413B+NVC24A-SR-TPC | H413B+NVC24A-SR-TPC |  | H413B | + | NVC24A-SR-TPC | Fast runner | 0 | Scenario 2 |  | PPK¦SelectPro¦VDI3805¦Internet_EU |  |  | H413B+NVC24A-SR-TPC | Globe valve | 1600 kPa | 400 kPa |  | EU\Inbox\Combinations\Folder..4/..5\ | 28
143778 | H413B/NVC24A-SR-TPC | H413B/NVC24A-SR-TPC |  | H413B | / | NVC24A-SR-TPC | Fast runner | 0 | Scenario 2 |  | PPK¦SelectPro¦VDI3805¦Internet_EU |  |  | H413B/NVC24A-SR-TPC | Globe valve | 1600 kPa | 400 kPa |  | EU\Inbox\Combinations\Folder..4/..5\ | 28
143779 | H414B+NVC24A-SR-TPC | H414B+NVC24A-SR-TPC |  | H414B | + | NVC24A-SR-TPC | Fast runner | 0 | Scenario 2 |  | PPK¦SelectPro¦VDI3805¦Internet_EU |  |  | H414B+NVC24A-SR-TPC | Globe valve | 1600 kPa | 400 kPa |  | EU\Inbox\Combinations\Folder..4/..5\ | 28
143780 | H414B/NVC24A-SR-TPC | H414B/NVC24A-SR-TPC |  | H414B | / | NVC24A-SR-TPC | Fast runner | 0 | Scenario 2 |  | PPK¦SelectPro¦VDI3805¦Internet_EU |  |  | H414B/NVC24A-SR-TPC | Globe valve | 1600 kPa | 400 kPa |  | EU\Inbox\Combinations\Folder..4/..5\ | 28
143781 | H415B+NVC24A-SR-TPC | H415B+NVC24A-SR-TPC |  | H415B | + | NVC24A-SR-TPC | Fast runner | 0 | Scenario 2 |  | PPK¦SelectPro¦VDI3805¦Internet_EU |  |  | H415B+NVC24A-SR-TPC | Globe valve | 1600 kPa | 400 kPa |  | EU\Inbox\Combinations\Folder..4/..5\ | 28
143782 | H415B/NVC24A-SR-TPC | H415B/NVC24A-SR-TPC |  | H415B | / | NVC24A-SR-TPC | Fast runner | 0 | Scenario 2 |  | PPK¦SelectPro¦VDI3805¦Internet_EU |  |  | H415B/NVC24A-SR-TPC | Globe valve | 1600 kPa | 400 kPa |  | EU\Inbox\Combinations\Folder..4/..5\ | 28
143783 | H420B+NVC24A-SR-TPC | H420B+NVC24A-SR-TPC |  | H420B | + | NVC24A-SR-TPC | Fast runner | 0 | Scenario 2 |  | PPK¦SelectPro¦VDI3805¦Internet_EU |  |  | H420B+NVC24A-SR-TPC | Globe valve | 1600 kPa | 400 kPa |  | EU\Inbox\Combinations\Folder..4/..5\ | 28
143784 | H420B/NVC24A-SR-TPC | H420B/NVC24A-SR-TPC |  | H420B | / | NVC24A-SR-TPC | Fast runner | 0 | Scenario 2 |  | PPK¦SelectPro¦VDI3805¦Internet_EU |  |  | H420B/NVC24A-SR-TPC | Globe valve | 1600 kPa | 400 kPa |  | EU\Inbox\Combinations\Folder..4/..5\ | 28
143785 | H425B+NVC24A-SR-TPC | H425B+NVC24A-SR-TPC |  | H425B | + | NVC24A-SR-TPC | Fast runner | 0 | Scenario 2 |  | PPK¦SelectPro¦VDI3805¦Internet_EU |  |  | H425B+NVC24A-SR-TPC | Globe valve | 1300 kPa | 400 kPa |  | EU\Inbox\Combinations\Folder..4/..5\ | 28
143786 | H425B/NVC24A-SR-TPC | H425B/NVC24A-SR-TPC |  | H425B | / | NVC24A-SR-TPC | Fast runner | 0 | Scenario 2 |  | PPK¦SelectPro¦VDI3805¦Internet_EU |  |  | H425B/NVC24A-SR-TPC | Globe valve | 1300 kPa | 400 kPa |  | EU\Inbox\Combinations\Folder..4/..5\ | 28
143787 | H432B+NVC24A-SR-TPC | H432B+NVC24A-SR-TPC |  | H432B | + | NVC24A-SR-TPC | Fast runner | 1 | Scenario 2 |  | PPK¦SelectPro¦VDI3805¦Internet_EU |  |  | H432B+NVC24A-SR-TPC | Globe valve | 1000 kPa | 400 kPa |  | EU\Inbox\Combinations\Folder..4/..5\ | 29
143788 | H432B/NVC24A-SR-TPC | H432B/NVC24A-SR-TPC |  | H432B | / | NVC24A-SR-TPC | Fast runner | 1 | Scenario 2 |  | PPK¦SelectPro¦VDI3805¦Internet_EU |  |  | H432B/NVC24A-SR-TPC | Globe valve | 1000 kPa | 400 kPa |  | EU\Inbox\Combinations\Folder..4/..5\ | 29
143789 | H440B+NVC24A-SR-TPC | H440B+NVC24A-SR-TPC |  | H440B | + | NVC24A-SR-TPC | Fast runner | 1 | Scenario 2 |  | PPK¦SelectPro¦VDI3805¦Internet_EU |  |  | H440B+NVC24A-SR-TPC | Globe valve | 500 kPa | 400 kPa |  | EU\Inbox\Combinations\Folder..4/..5\ | 29
143790 | H440B/NVC24A-SR-TPC | H440B/NVC24A-SR-TPC |  | H440B | / | NVC24A-SR-TPC | Fast runner | 1 | Scenario 2 |  | PPK¦SelectPro¦VDI3805¦Internet_EU |  |  | H440B/NVC24A-SR-TPC | Globe valve | 500 kPa | 400 kPa |  | EU\Inbox\Combinations\Folder..4/..5\ | 29
143791 | H450B+NVC24A-SR-TPC | H450B+NVC24A-SR-TPC |  | H450B | + | NVC24A-SR-TPC | Fast runner | 0 | Scenario 2 |  | PPK¦SelectPro¦VDI3805¦Internet_EU |  |  | H450B+NVC24A-SR-TPC | Globe valve | 300 kPa | 300 kPa |  | EU\Inbox\Combinations\Folder..4/..5\ | 28
143792 | H450B/NVC24A-SR-TPC | H450B/NVC24A-SR-TPC |  | H450B | / | NVC24A-SR-TPC | Fast runner | 0 | Scenario 2 |  | PPK¦SelectPro¦VDI3805¦Internet_EU |  |  | H450B/NVC24A-SR-TPC | Globe valve | 300 kPa | 300 kPa |  | EU\Inbox\Combinations\Folder..4/..5\ | 28
143793 | H511B+NVC24A-SR-TPC | H511B+NVC24A-SR-TPC |  | H511B | + | NVC24A-SR-TPC | Fast runner | 0 | Scenario 2 |  | PPK¦SelectPro¦VDI3805¦Internet_EU |  |  | H511B+NVC24A-SR-TPC | Globe valve | 1600 kPa | 400 kPa |  | EU\Inbox\Combinations\Folder..4/..5\ | 28
143794 | H511B/NVC24A-SR-TPC | H511B/NVC24A-SR-TPC |  | H511B | / | NVC24A-SR-TPC | Fast runner | 0 | Scenario 2 |  | PPK¦SelectPro¦VDI3805¦Internet_EU |  |  | H511B/NVC24A-SR-TPC | Globe valve | 1600 kPa | 400 kPa |  | EU\Inbox\Combinations\Folder..4/..5\ | 28
143795 | H512B+NVC24A-SR-TPC | H512B+NVC24A-SR-TPC |  | H512B | + | NVC24A-SR-TPC | Fast runner | 0 | Scenario 2 |  | PPK¦SelectPro¦VDI3805¦Internet_EU |  |  | H512B+NVC24A-SR-TPC | Globe valve | 1600 kPa | 400 kPa |  | EU\Inbox\Combinations\Folder..4/..5\ | 28
143796 | H512B/NVC24A-SR-TPC | H512B/NVC24A-SR-TPC |  | H512B | / | NVC24A-SR-TPC | Fast runner | 0 | Scenario 2 |  | PPK¦SelectPro¦VDI3805¦Internet_EU |  |  | H512B/NVC24A-SR-TPC | Globe valve | 1600 kPa | 400 kPa |  | EU\Inbox\Combinations\Folder..4/..5\ | 28
143797 | H513B+NVC24A-SR-TPC | H513B+NVC24A-SR-TPC |  | H513B | + | NVC24A-SR-TPC | Fast runner | 0 | Scenario 2 |  | PPK¦SelectPro¦VDI3805¦Internet_EU |  |  | H513B+NVC24A-SR-TPC | Globe valve | 1600 kPa | 400 kPa |  | EU\Inbox\Combinations\Folder..4/..5\ | 29
143798 | H513B/NVC24A-SR-TPC | H513B/NVC24A-SR-TPC |  | H513B | / | NVC24A-SR-TPC | Fast runner | 0 | Scenario 2 |  | PPK¦SelectPro¦VDI3805¦Internet_EU |  |  | H513B/NVC24A-SR-TPC | Globe valve | 1600 kPa | 400 kPa |  | EU\Inbox\Combinations\Folder..4/..5\ | 29
143799 | H514B+NVC24A-SR-TPC | H514B+NVC24A-SR-TPC |  | H514B | + | NVC24A-SR-TPC | Fast runner | 0 | Scenario 2 |  | PPK¦SelectPro¦VDI3805¦Internet_EU |  |  | H514B+NVC24A-SR-TPC | Globe valve | 1600 kPa | 400 kPa |  | EU\Inbox\Combinations\Folder..4/..5\ | 30
143800 | H514B/NVC24A-SR-TPC | H514B/NVC24A-SR-TPC |  | H514B | / | NVC24A-SR-TPC | Fast runner | 0 | Scenario 2 |  | PPK¦SelectPro¦VDI3805¦Internet_EU |  |  | H514B/NVC24A-SR-TPC | Globe valve | 1600 kPa | 400 kPa |  | EU\Inbox\Combinations\Folder..4/..5\ | 30
143801 | H515B+NVC24A-SR-TPC | H515B+NVC24A-SR-TPC |  | H515B | + | NVC24A-SR-TPC | Fast runner | 0 | Scenario 2 |  | PPK¦SelectPro¦VDI3805¦Internet_EU |  |  | H515B+NVC24A-SR-TPC | Globe valve | 1600 kPa | 400 kPa |  | EU\Inbox\Combinations\Folder..4/..5\ | 31
143802 | H515B/NVC24A-SR-TPC | H515B/NVC24A-SR-TPC |  | H515B | / | NVC24A-SR-TPC | Fast runner | 0 | Scenario 2 |  | PPK¦SelectPro¦VDI3805¦Internet_EU |  |  | H515B/NVC24A-SR-TPC | Globe valve | 1600 kPa | 400 kPa |  | EU\Inbox\Combinations\Folder..4/..5\ | 31
143803 | H520B+NVC24A-SR-TPC | H520B+NVC24A-SR-TPC |  | H520B | + | NVC24A-SR-TPC | Fast runner | 0 | Scenario 2 |  | PPK¦SelectPro¦VDI3805¦Internet_EU |  |  | H520B+NVC24A-SR-TPC | Globe valve | 1600 kPa | 400 kPa |  | EU\Inbox\Combinations\Folder..4/..5\ | 30
143804 | H520B/NVC24A-SR-TPC | H520B/NVC24A-SR-TPC |  | H520B | / | NVC24A-SR-TPC | Fast runner | 0 | Scenario 2 |  | PPK¦SelectPro¦VDI3805¦Internet_EU |  |  | H520B/NVC24A-SR-TPC | Globe valve | 1600 kPa | 400 kPa |  | EU\Inbox\Combinations\Folder..4/..5\ | 30
143805 | H525B+NVC24A-SR-TPC | H525B+NVC24A-SR-TPC |  | H525B | + | NVC24A-SR-TPC | Fast runner | 0 | Scenario 2 |  | PPK¦SelectPro¦VDI3805¦Internet_EU |  |  | H525B+NVC24A-SR-TPC | Globe valve | 1300 kPa | 400 kPa |  | EU\Inbox\Combinations\Folder..4/..5\ | 30
143806 | H525B/NVC24A-SR-TPC | H525B/NVC24A-SR-TPC |  | H525B | / | NVC24A-SR-TPC | Fast runner | 0 | Scenario 2 |  | PPK¦SelectPro¦VDI3805¦Internet_EU |  |  | H525B/NVC24A-SR-TPC | Globe valve | 1300 kPa | 400 kPa |  | EU\Inbox\Combinations\Folder..4/..5\ | 30
143807 | H532B+NVC24A-SR-TPC | H532B+NVC24A-SR-TPC |  | H532B | + | NVC24A-SR-TPC | Fast runner | 1 | Scenario 2 |  | PPK¦SelectPro¦VDI3805¦Internet_EU |  |  | H532B+NVC24A-SR-TPC | Globe valve | 1000 kPa | 400 kPa |  | EU\Inbox\Combinations\Folder..4/..5\ | 31
143808 | H532B/NVC24A-SR-TPC | H532B/NVC24A-SR-TPC |  | H532B | / | NVC24A-SR-TPC | Fast runner | 1 | Scenario 2 |  | PPK¦SelectPro¦VDI3805¦Internet_EU |  |  | H532B/NVC24A-SR-TPC | Globe valve | 1000 kPa | 400 kPa |  | EU\Inbox\Combinations\Folder..4/..5\ | 31
143809 | H540B+NVC24A-SR-TPC | H540B+NVC24A-SR-TPC |  | H540B | + | NVC24A-SR-TPC | Fast runner | 1 | Scenario 2 |  | PPK¦SelectPro¦VDI3805¦Internet_EU |  |  | H540B+NVC24A-SR-TPC | Globe valve | 500 kPa | 400 kPa |  | EU\Inbox\Combinations\Folder..4/..5\ | 31
143810 | H540B/NVC24A-SR-TPC | H540B/NVC24A-SR-TPC |  | H540B | / | NVC24A-SR-TPC | Fast runner | 1 | Scenario 2 |  | PPK¦SelectPro¦VDI3805¦Internet_EU |  |  | H540B/NVC24A-SR-TPC | Globe valve | 500 kPa | 400 kPa |  | EU\Inbox\Combinations\Folder..4/..5\ | 31
143811 | H550B+NVC24A-SR-TPC | H550B+NVC24A-SR-TPC |  | H550B | + | NVC24A-SR-TPC | Fast runner | 0 | Scenario 2 |  | PPK¦SelectPro¦VDI3805¦Internet_EU |  |  | H550B+NVC24A-SR-TPC | Globe valve | 300 kPa | 300 kPa |  | EU\Inbox\Combinations\Folder..4/..5\ | 30
143812 | H550B/NVC24A-SR-TPC | H550B/NVC24A-SR-TPC |  | H550B | / | NVC24A-SR-TPC | Fast runner | 0 | Scenario 2 |  | PPK¦SelectPro¦VDI3805¦Internet_EU |  |  | H550B/NVC24A-SR-TPC | Globe valve | 300 kPa | 300 kPa |  | EU\Inbox\Combinations\Folder..4/..5\ | 30
143813 | H6015X1-S2+NVC24A-SR-TPC | H6015X1-S2+NVC24A-SR-TPC |  | H6015X1-S2 | + | NVC24A-SR-TPC | Fast runner | 1 | Scenario 2 |  | PPK¦SelectPro¦VDI3805¦Internet_EU |  |  | H6015X1-S2+NVC24A-SR-TPC | Globe valve | 2200 kPa | 1000 kPa |  | EU\Inbox\Combinations\Folder..6/..7\ | 32
143814 | H6015X1-S2/NVC24A-SR-TPC | H6015X1-S2/NVC24A-SR-TPC |  | H6015X1-S2 | / | NVC24A-SR-TPC | Fast runner | 1 | Scenario 2 |  | PPK¦SelectPro¦VDI3805¦Internet_EU |  |  | H6015X1-S2/NVC24A-SR-TPC | Globe valve | 2200 kPa | 1000 kPa |  | EU\Inbox\Combinations\Folder..6/..7\ | 32
143815 | H6015X1P6-S2+NVC24A-SR-TPC | H6015X1P6-S2+NVC24A-SR-TPC |  | H6015X1P6-S2 | + | NVC24A-SR-TPC | Fast runner | 1 | Scenario 2 |  | PPK¦SelectPro¦VDI3805¦Internet_EU |  |  | H6015X1P6-S2+NVC24A-SR-TPC | Globe valve | 2200 kPa | 1000 kPa |  | EU\Inbox\Combinations\Folder..6/..7\ | 32
143816 | H6015X1P6-S2/NVC24A-SR-TPC | H6015X1P6-S2/NVC24A-SR-TPC |  | H6015X1P6-S2 | / | NVC24A-SR-TPC | Fast runner | 1 | Scenario 2 |  | PPK¦SelectPro¦VDI3805¦Internet_EU |  |  | H6015X1P6-S2/NVC24A-SR-TPC | Globe valve | 2200 kPa | 1000 kPa |  | EU\Inbox\Combinations\Folder..6/..7\ | 32
143819 | H411B+NV24A-SR-TPC | H411B+NV24A-SR-TPC |  | H411B | + | NV24A-SR-TPC | Standard actuator | 0 | Scenario 2 |  | PPK¦SelectPro¦VDI3805¦Internet_EU |  |  | H411B+NV24A-SR-TPC | Globe valve | 1600 kPa | 400 kPa |  | EU\Inbox\Combinations\Folder..4/..5\ | 29
143820 | H411B/NV24A-SR-TPC | H411B/NV24A-SR-TPC |  | H411B | / | NV24A-SR-TPC | Standard actuator | 0 | Scenario 2 |  | PPK¦SelectPro¦VDI3805¦Internet_EU |  |  | H411B/NV24A-SR-TPC | Globe valve | 1600 kPa | 400 kPa |  | EU\Inbox\Combinations\Folder..4/..5\ | 29
143823 | H412B+NV24A-SR-TPC | H412B+NV24A-SR-TPC |  | H412B | + | NV24A-SR-TPC | Standard actuator | 0 | Scenario 2 |  | PPK¦SelectPro¦VDI3805¦Internet_EU |  |  | H412B+NV24A-SR-TPC | Globe valve | 1600 kPa | 400 kPa |  | EU\Inbox\Combinations\Folder..4/..5\ | 29
143824 | H412B/NV24A-SR-TPC | H412B/NV24A-SR-TPC |  | H412B | / | NV24A-SR-TPC | Standard actuator | 0 | Scenario 2 |  | PPK¦SelectPro¦VDI3805¦Internet_EU |  |  | H412B/NV24A-SR-TPC | Globe valve | 1600 kPa | 400 kPa |  | EU\Inbox\Combinations\Folder..4/..5\ | 29
143827 | H413B+NV24A-SR-TPC | H413B+NV24A-SR-TPC |  | H413B | + | NV24A-SR-TPC | Standard actuator | 0 | Scenario 2 |  | PPK¦SelectPro¦VDI3805¦Internet_EU |  |  | H413B+NV24A-SR-TPC | Globe valve | 1600 kPa | 400 kPa |  | EU\Inbox\Combinations\Folder..4/..5\ | 29
143828 | H413B/NV24A-SR-TPC | H413B/NV24A-SR-TPC |  | H413B | / | NV24A-SR-TPC | Standard actuator | 0 | Scenario 2 |  | PPK¦SelectPro¦VDI3805¦Internet_EU |  |  | H413B/NV24A-SR-TPC | Globe valve | 1600 kPa | 400 kPa |  | EU\Inbox\Combinations\Folder..4/..5\ | 29
143831 | H414B+NV24A-SR-TPC | H414B+NV24A-SR-TPC |  | H414B | + | NV24A-SR-TPC | Standard actuator | 0 | Scenario 2 |  | PPK¦SelectPro¦VDI3805¦Internet_EU |  |  | H414B+NV24A-SR-TPC | Globe valve | 1600 kPa | 400 kPa |  | EU\Inbox\Combinations\Folder..4/..5\ | 29
143832 | H414B/NV24A-SR-TPC | H414B/NV24A-SR-TPC |  | H414B | / | NV24A-SR-TPC | Standard actuator | 0 | Scenario 2 |  | PPK¦SelectPro¦VDI3805¦Internet_EU |  |  | H414B/NV24A-SR-TPC | Globe valve | 1600 kPa | 400 kPa |  | EU\Inbox\Combinations\Folder..4/..5\ | 29
143835 | H415B+NV24A-SR-TPC | H415B+NV24A-SR-TPC |  | H415B | + | NV24A-SR-TPC | Standard actuator | 0 | Scenario 2 |  | PPK¦SelectPro¦VDI3805¦Internet_EU |  |  | H415B+NV24A-SR-TPC | Globe valve | 1600 kPa | 400 kPa |  | EU\Inbox\Combinations\Folder..4/..5\ | 29
143836 | H415B/NV24A-SR-TPC | H415B/NV24A-SR-TPC |  | H415B | / | NV24A-SR-TPC | Standard actuator | 0 | Scenario 2 |  | PPK¦SelectPro¦VDI3805¦Internet_EU |  |  | H415B/NV24A-SR-TPC | Globe valve | 1600 kPa | 400 kPa |  | EU\Inbox\Combinations\Folder..4/..5\ | 29
143839 | H420B+NV24A-SR-TPC | H420B+NV24A-SR-TPC |  | H420B | + | NV24A-SR-TPC | Standard actuator | 0 | Scenario 2 |  | PPK¦SelectPro¦VDI3805¦Internet_EU |  |  | H420B+NV24A-SR-TPC | Globe valve | 1600 kPa | 400 kPa |  | EU\Inbox\Combinations\Folder..4/..5\ | 28
143840 | H420B/NV24A-SR-TPC | H420B/NV24A-SR-TPC |  | H420B | / | NV24A-SR-TPC | Standard actuator | 0 | Scenario 2 |  | PPK¦SelectPro¦VDI3805¦Internet_EU |  |  | H420B/NV24A-SR-TPC | Globe valve | 1600 kPa | 400 kPa |  | EU\Inbox\Combinations\Folder..4/..5\ | 28
143843 | H425B+NV24A-SR-TPC | H425B+NV24A-SR-TPC |  | H425B | + | NV24A-SR-TPC | Standard actuator | 0 | Scenario 2 |  | PPK¦SelectPro¦VDI3805¦Internet_EU |  |  | H425B+NV24A-SR-TPC | Globe valve | 1300 kPa | 400 kPa |  | EU\Inbox\Combinations\Folder..4/..5\ | 28
143844 | H425B/NV24A-SR-TPC | H425B/NV24A-SR-TPC |  | H425B | / | NV24A-SR-TPC | Standard actuator | 0 | Scenario 2 |  | PPK¦SelectPro¦VDI3805¦Internet_EU |  |  | H425B/NV24A-SR-TPC | Globe valve | 1300 kPa | 400 kPa |  | EU\Inbox\Combinations\Folder..4/..5\ | 28
143847 | H432B+NV24A-SR-TPC | H432B+NV24A-SR-TPC |  | H432B | + | NV24A-SR-TPC | Standard actuator | 1 | Scenario 2 |  | PPK¦SelectPro¦VDI3805¦Internet_EU |  |  | H432B+NV24A-SR-TPC | Globe valve | 1000 kPa | 400 kPa |  | EU\Inbox\Combinations\Folder..4/..5\ | 34
143848 | H432B/NV24A-SR-TPC | H432B/NV24A-SR-TPC |  | H432B | / | NV24A-SR-TPC | Standard actuator | 1 | Scenario 2 |  | PPK¦SelectPro¦VDI3805¦Internet_EU |  |  | H432B/NV24A-SR-TPC | Globe valve | 1000 kPa | 400 kPa |  | EU\Inbox\Combinations\Folder..4/..5\ | 34
143851 | H440B+NV24A-SR-TPC | H440B+NV24A-SR-TPC |  | H440B | + | NV24A-SR-TPC | Standard actuator | 1 | Scenario 2 |  | PPK¦SelectPro¦VDI3805¦Internet_EU |  |  | H440B+NV24A-SR-TPC | Globe valve | 500 kPa | 400 kPa |  | EU\Inbox\Combinations\Folder..4/..5\ | 29
143852 | H440B/NV24A-SR-TPC | H440B/NV24A-SR-TPC |  | H440B | / | NV24A-SR-TPC | Standard actuator | 1 | Scenario 2 |  | PPK¦SelectPro¦VDI3805¦Internet_EU |  |  | H440B/NV24A-SR-TPC | Globe valve | 500 kPa | 400 kPa |  | EU\Inbox\Combinations\Folder..4/..5\ | 29
143855 | H450B+NV24A-SR-TPC | H450B+NV24A-SR-TPC |  | H450B | + | NV24A-SR-TPC | Standard actuator | 0 | Scenario 2 |  | PPK¦SelectPro¦VDI3805¦Internet_EU |  |  | H450B+NV24A-SR-TPC | Globe valve | 300 kPa | 300 kPa |  | EU\Inbox\Combinations\Folder..4/..5\ | 28
143856 | H450B/NV24A-SR-TPC | H450B/NV24A-SR-TPC |  | H450B | / | NV24A-SR-TPC | Standard actuator | 0 | Scenario 2 |  | PPK¦SelectPro¦VDI3805¦Internet_EU |  |  | H450B/NV24A-SR-TPC | Globe valve | 300 kPa | 300 kPa |  | EU\Inbox\Combinations\Folder..4/..5\ | 28
143859 | H511B+NV24A-SR-TPC | H511B+NV24A-SR-TPC |  | H511B | + | NV24A-SR-TPC | Standard actuator | 0 | Scenario 2 |  | PPK¦SelectPro¦VDI3805¦Internet_EU |  |  | H511B+NV24A-SR-TPC | Globe valve | 1600 kPa | 400 kPa |  | EU\Inbox\Combinations\Folder..4/..5\ | 28
143860 | H511B/NV24A-SR-TPC | H511B/NV24A-SR-TPC |  | H511B | / | NV24A-SR-TPC | Standard actuator | 0 | Scenario 2 |  | PPK¦SelectPro¦VDI3805¦Internet_EU |  |  | H511B/NV24A-SR-TPC | Globe valve | 1600 kPa | 400 kPa |  | EU\Inbox\Combinations\Folder..4/..5\ | 28
143863 | H512B+NV24A-SR-TPC | H512B+NV24A-SR-TPC |  | H512B | + | NV24A-SR-TPC | Standard actuator | 0 | Scenario 2 |  | PPK¦SelectPro¦VDI3805¦Internet_EU |  |  | H512B+NV24A-SR-TPC | Globe valve | 1600 kPa | 400 kPa |  | EU\Inbox\Combinations\Folder..4/..5\ | 28
143864 | H512B/NV24A-SR-TPC | H512B/NV24A-SR-TPC |  | H512B | / | NV24A-SR-TPC | Standard actuator | 0 | Scenario 2 |  | PPK¦SelectPro¦VDI3805¦Internet_EU |  |  | H512B/NV24A-SR-TPC | Globe valve | 1600 kPa | 400 kPa |  | EU\Inbox\Combinations\Folder..4/..5\ | 28
143867 | H513B+NV24A-SR-TPC | H513B+NV24A-SR-TPC |  | H513B | + | NV24A-SR-TPC | Standard actuator | 0 | Scenario 2 |  | PPK¦SelectPro¦VDI3805¦Internet_EU |  |  | H513B+NV24A-SR-TPC | Globe valve | 1600 kPa | 400 kPa |  | EU\Inbox\Combinations\Folder..4/..5\ | 29
143868 | H513B/NV24A-SR-TPC | H513B/NV24A-SR-TPC |  | H513B | / | NV24A-SR-TPC | Standard actuator | 0 | Scenario 2 |  | PPK¦SelectPro¦VDI3805¦Internet_EU |  |  | H513B/NV24A-SR-TPC | Globe valve | 1600 kPa | 400 kPa |  | EU\Inbox\Combinations\Folder..4/..5\ | 29
143871 | H514B+NV24A-SR-TPC | H514B+NV24A-SR-TPC |  | H514B | + | NV24A-SR-TPC | Standard actuator | 0 | Scenario 2 |  | PPK¦SelectPro¦VDI3805¦Internet_EU |  |  | H514B+NV24A-SR-TPC | Globe valve | 1600 kPa | 400 kPa |  | EU\Inbox\Combinations\Folder..4/..5\ | 30
143872 | H514B/NV24A-SR-TPC | H514B/NV24A-SR-TPC |  | H514B | / | NV24A-SR-TPC | Standard actuator | 0 | Scenario 2 |  | PPK¦SelectPro¦VDI3805¦Internet_EU |  |  | H514B/NV24A-SR-TPC | Globe valve | 1600 kPa | 400 kPa |  | EU\Inbox\Combinations\Folder..4/..5\ | 30
143875 | H515B+NV24A-SR-TPC | H515B+NV24A-SR-TPC |  | H515B | + | NV24A-SR-TPC | Standard actuator | 0 | Scenario 2 |  | PPK¦SelectPro¦VDI3805¦Internet_EU |  |  | H515B+NV24A-SR-TPC | Globe valve | 1600 kPa | 400 kPa |  | EU\Inbox\Combinations\Folder..4/..5\ | 30
143876 | H515B/NV24A-SR-TPC | H515B/NV24A-SR-TPC |  | H515B | / | NV24A-SR-TPC | Standard actuator | 0 | Scenario 2 |  | PPK¦SelectPro¦VDI3805¦Internet_EU |  |  | H515B/NV24A-SR-TPC | Globe valve | 1600 kPa | 400 kPa |  | EU\Inbox\Combinations\Folder..4/..5\ | 30
143879 | H520B+NV24A-SR-TPC | H520B+NV24A-SR-TPC |  | H520B | + | NV24A-SR-TPC | Standard actuator | 0 | Scenario 2 |  | PPK¦SelectPro¦VDI3805¦Internet_EU |  |  | H520B+NV24A-SR-TPC | Globe valve | 1600 kPa | 400 kPa |  | EU\Inbox\Combinations\Folder..4/..5\ | 30
143880 | H520B/NV24A-SR-TPC | H520B/NV24A-SR-TPC |  | H520B | / | NV24A-SR-TPC | Standard actuator | 0 | Scenario 2 |  | PPK¦SelectPro¦VDI3805¦Internet_EU |  |  | H520B/NV24A-SR-TPC | Globe valve | 1600 kPa | 400 kPa |  | EU\Inbox\Combinations\Folder..4/..5\ | 30
143883 | H525B+NV24A-SR-TPC | H525B+NV24A-SR-TPC |  | H525B | + | NV24A-SR-TPC | Standard actuator | 0 | Scenario 2 |  | PPK¦SelectPro¦VDI3805¦Internet_EU |  |  | H525B+NV24A-SR-TPC | Globe valve | 1300 kPa | 400 kPa |  | EU\Inbox\Combinations\Folder..4/..5\ | 30
143884 | H525B/NV24A-SR-TPC | H525B/NV24A-SR-TPC |  | H525B | / | NV24A-SR-TPC | Standard actuator | 0 | Scenario 2 |  | PPK¦SelectPro¦VDI3805¦Internet_EU |  |  | H525B/NV24A-SR-TPC | Globe valve | 1300 kPa | 400 kPa |  | EU\Inbox\Combinations\Folder..4/..5\ | 30
143887 | H532B+NV24A-SR-TPC | H532B+NV24A-SR-TPC |  | H532B | + | NV24A-SR-TPC | Standard actuator | 1 | Scenario 2 |  | PPK¦SelectPro¦VDI3805¦Internet_EU |  |  | H532B+NV24A-SR-TPC | Globe valve | 1000 kPa | 400 kPa |  | EU\Inbox\Combinations\Folder..4/..5\ | 31
143888 | H532B/NV24A-SR-TPC | H532B/NV24A-SR-TPC |  | H532B | / | NV24A-SR-TPC | Standard actuator | 1 | Scenario 2 |  | PPK¦SelectPro¦VDI3805¦Internet_EU |  |  | H532B/NV24A-SR-TPC | Globe valve | 1000 kPa | 400 kPa |  | EU\Inbox\Combinations\Folder..4/..5\ | 31
143891 | H540B+NV24A-SR-TPC | H540B+NV24A-SR-TPC |  | H540B | + | NV24A-SR-TPC | Standard actuator | 1 | Scenario 2 |  | PPK¦SelectPro¦VDI3805¦Internet_EU |  |  | H540B+NV24A-SR-TPC | Globe valve | 500 kPa | 400 kPa |  | EU\Inbox\Combinations\Folder..4/..5\ | 33
143892 | H540B/NV24A-SR-TPC | H540B/NV24A-SR-TPC |  | H540B | / | NV24A-SR-TPC | Standard actuator | 1 | Scenario 2 |  | PPK¦SelectPro¦VDI3805¦Internet_EU |  |  | H540B/NV24A-SR-TPC | Globe valve | 500 kPa | 400 kPa |  | EU\Inbox\Combinations\Folder..4/..5\ | 33
143895 | H550B+NV24A-SR-TPC | H550B+NV24A-SR-TPC |  | H550B | + | NV24A-SR-TPC | Standard actuator | 0 | Scenario 2 |  | PPK¦SelectPro¦VDI3805¦Internet_EU |  |  | H550B+NV24A-SR-TPC | Globe valve | 300 kPa | 300 kPa |  | EU\Inbox\Combinations\Folder..4/..5\ | 30
143896 | H550B/NV24A-SR-TPC | H550B/NV24A-SR-TPC |  | H550B | / | NV24A-SR-TPC | Standard actuator | 0 | Scenario 2 |  | PPK¦SelectPro¦VDI3805¦Internet_EU |  |  | H550B/NV24A-SR-TPC | Globe valve | 300 kPa | 300 kPa |  | EU\Inbox\Combinations\Folder..4/..5\ | 30
143899 | H6015X1-S2+NV24A-SR-TPC | H6015X1-S2+NV24A-SR-TPC |  | H6015X1-S2 | + | NV24A-SR-TPC | Standard actuator | 1 | Scenario 2 |  | PPK¦SelectPro¦VDI3805¦Internet_EU |  |  | H6015X1-S2+NV24A-SR-TPC | Globe valve | 2200 kPa | 1000 kPa |  | EU\Inbox\Combinations\Folder..6/..7\ | 33
143900 | H6015X1-S2/NV24A-SR-TPC | H6015X1-S2/NV24A-SR-TPC |  | H6015X1-S2 | / | NV24A-SR-TPC | Standard actuator | 1 | Scenario 2 |  | PPK¦SelectPro¦VDI3805¦Internet_EU |  |  | H6015X1-S2/NV24A-SR-TPC | Globe valve | 2200 kPa | 1000 kPa |  | EU\Inbox\Combinations\Folder..6/..7\ | 33
143903 | H6015X1P6-S2+NV24A-SR-TPC | H6015X1P6-S2+NV24A-SR-TPC |  | H6015X1P6-S2 | + | NV24A-SR-TPC | Standard actuator | 1 | Scenario 2 |  | PPK¦SelectPro¦VDI3805¦Internet_EU |  |  | H6015X1P6-S2+NV24A-SR-TPC | Globe valve | 2200 kPa | 1000 kPa |  | EU\Inbox\Combinations\Folder..6/..7\ | 33
143904 | H6015X1P6-S2/NV24A-SR-TPC | H6015X1P6-S2/NV24A-SR-TPC |  | H6015X1P6-S2 | / | NV24A-SR-TPC | Standard actuator | 1 | Scenario 2 |  | PPK¦SelectPro¦VDI3805¦Internet_EU |  |  | H6015X1P6-S2/NV24A-SR-TPC | Globe valve | 2200 kPa | 1000 kPa |  | EU\Inbox\Combinations\Folder..6/..7\ | 33
143907 | H6015X2P5-S2+NV24A-SR-TPC | H6015X2P5-S2+NV24A-SR-TPC |  | H6015X2P5-S2 | + | NV24A-SR-TPC | Standard actuator | 1 | Scenario 2 |  | PPK¦SelectPro¦VDI3805¦Internet_EU |  |  | H6015X2P5-S2+NV24A-SR-TPC | Globe valve | 2200 kPa | 1000 kPa |  | EU\Inbox\Combinations\Folder..6/..7\ | 32
143908 | H6015X2P5-S2/NV24A-SR-TPC | H6015X2P5-S2/NV24A-SR-TPC |  | H6015X2P5-S2 | / | NV24A-SR-TPC | Standard actuator | 1 | Scenario 2 |  | PPK¦SelectPro¦VDI3805¦Internet_EU |  |  | H6015X2P5-S2/NV24A-SR-TPC | Globe valve | 2200 kPa | 1000 kPa |  | EU\Inbox\Combinations\Folder..6/..7\ | 32
143911 | H6015X4-S2+NV24A-SR-TPC | H6015X4-S2+NV24A-SR-TPC |  | H6015X4-S2 | + | NV24A-SR-TPC | Standard actuator | 1 | Scenario 2 |  | PPK¦SelectPro¦VDI3805¦Internet_EU |  |  | H6015X4-S2+NV24A-SR-TPC | Globe valve | 2200 kPa | 1000 kPa |  | EU\Inbox\Combinations\Folder..6/..7\ | 32
143912 | H6015X4-S2/NV24A-SR-TPC | H6015X4-S2/NV24A-SR-TPC |  | H6015X4-S2 | / | NV24A-SR-TPC | Standard actuator | 1 | Scenario 2 |  | PPK¦SelectPro¦VDI3805¦Internet_EU |  |  | H6015X4-S2/NV24A-SR-TPC | Globe valve | 2200 kPa | 1000 kPa |  | EU\Inbox\Combinations\Folder..6/..7\ | 32
143913 | H6015X2P5-S2+NVC24A-SR-TPC | H6015X2P5-S2+NVC24A-SR-TPC |  | H6015X2P5-S2 | + | NVC24A-SR-TPC | Fast runner | 1 | Scenario 2 |  | PPK¦SelectPro¦VDI3805¦Internet_EU |  |  | H6015X2P5-S2+NVC24A-SR-TPC | Globe valve | 2200 kPa | 1000 kPa |  | EU\Inbox\Combinations\Folder..6/..7\ | 32
143914 | H6015X2P5-S2/NVC24A-SR-TPC | H6015X2P5-S2/NVC24A-SR-TPC |  | H6015X2P5-S2 | / | NVC24A-SR-TPC | Fast runner | 1 | Scenario 2 |  | PPK¦SelectPro¦VDI3805¦Internet_EU |  |  | H6015X2P5-S2/NVC24A-SR-TPC | Globe valve | 2200 kPa | 1000 kPa |  | EU\Inbox\Combinations\Folder..6/..7\ | 32
143915 | H6015X4-S2+NVC24A-SR-TPC | H6015X4-S2+NVC24A-SR-TPC |  | H6015X4-S2 | + | NVC24A-SR-TPC | Fast runner | 1 | Scenario 2 |  | PPK¦SelectPro¦VDI3805¦Internet_EU |  |  | H6015X4-S2+NVC24A-SR-TPC | Globe valve | 2200 kPa | 1000 kPa |  | EU\Inbox\Combinations\Folder..6/..7\ | 32
143916 | H6015X4-S2/NVC24A-SR-TPC | H6015X4-S2/NVC24A-SR-TPC |  | H6015X4-S2 | / | NVC24A-SR-TPC | Fast runner | 1 | Scenario 2 |  | PPK¦SelectPro¦VDI3805¦Internet_EU |  |  | H6015X4-S2/NVC24A-SR-TPC | Globe valve | 2200 kPa | 1000 kPa |  | EU\Inbox\Combinations\Folder..6/..7\ | 32
143917 | H6015XP4-S2+NVC24A-SR-TPC | H6015XP4-S2+NVC24A-SR-TPC |  | H6015XP4-S2 | + | NVC24A-SR-TPC | Fast runner | 1 | Scenario 2 |  | PPK¦SelectPro¦VDI3805¦Internet_EU |  |  | H6015XP4-S2+NVC24A-SR-TPC | Globe valve | 2500 kPa | 1000 kPa |  | EU\Inbox\Combinations\Folder..6/..7\ | 32
143918 | H6015XP4-S2/NVC24A-SR-TPC | H6015XP4-S2/NVC24A-SR-TPC |  | H6015XP4-S2 | / | NVC24A-SR-TPC | Fast runner | 1 | Scenario 2 |  | PPK¦SelectPro¦VDI3805¦Internet_EU |  |  | H6015XP4-S2/NVC24A-SR-TPC | Globe valve | 2500 kPa | 1000 kPa |  | EU\Inbox\Combinations\Folder..6/..7\ | 32
143919 | H6015XP63-S2+NVC24A-SR-TPC | H6015XP63-S2+NVC24A-SR-TPC |  | H6015XP63-S2 | + | NVC24A-SR-TPC | Fast runner | 1 | Scenario 2 |  | PPK¦SelectPro¦VDI3805¦Internet_EU |  |  | H6015XP63-S2+NVC24A-SR-TPC | Globe valve | 2500 kPa | 1000 kPa |  | EU\Inbox\Combinations\Folder..6/..7\ | 31
143920 | H6015XP63-S2/NVC24A-SR-TPC | H6015XP63-S2/NVC24A-SR-TPC |  | H6015XP63-S2 | / | NVC24A-SR-TPC | Fast runner | 1 | Scenario 2 |  | PPK¦SelectPro¦VDI3805¦Internet_EU |  |  | H6015XP63-S2/NVC24A-SR-TPC | Globe valve | 2500 kPa | 1000 kPa |  | EU\Inbox\Combinations\Folder..6/..7\ | 31
143921 | H6020X4-S2+NVC24A-SR-TPC | H6020X4-S2+NVC24A-SR-TPC |  | H6020X4-S2 | + | NVC24A-SR-TPC | Fast runner | 1 | Scenario 2 |  | PPK¦SelectPro¦VDI3805¦Internet_EU |  |  | H6020X4-S2+NVC24A-SR-TPC | Globe valve | 2200 kPa | 1000 kPa |  | EU\Inbox\Combinations\Folder..6/..7\ | 33
143922 | H6020X4-S2/NVC24A-SR-TPC | H6020X4-S2/NVC24A-SR-TPC |  | H6020X4-S2 | / | NVC24A-SR-TPC | Fast runner | 1 | Scenario 2 |  | PPK¦SelectPro¦VDI3805¦Internet_EU |  |  | H6020X4-S2/NVC24A-SR-TPC | Globe valve | 2200 kPa | 1000 kPa |  | EU\Inbox\Combinations\Folder..6/..7\ | 33
143923 | H6020X6P3-S2+NVC24A-SR-TPC | H6020X6P3-S2+NVC24A-SR-TPC |  | H6020X6P3-S2 | + | NVC24A-SR-TPC | Fast runner | 1 | Scenario 2 |  | PPK¦SelectPro¦VDI3805¦Internet_EU |  |  | H6020X6P3-S2+NVC24A-SR-TPC | Globe valve | 1500 kPa | 1000 kPa |  | EU\Inbox\Combinations\Folder..6/..7\ | 33
143924 | H6020X6P3-S2/NVC24A-SR-TPC | H6020X6P3-S2/NVC24A-SR-TPC |  | H6020X6P3-S2 | / | NVC24A-SR-TPC | Fast runner | 1 | Scenario 2 |  | PPK¦SelectPro¦VDI3805¦Internet_EU |  |  | H6020X6P3-S2/NVC24A-SR-TPC | Globe valve | 1500 kPa | 1000 kPa |  | EU\Inbox\Combinations\Folder..6/..7\ | 33
143925 | H6025X10-S2+NVC24A-SR-TPC | H6025X10-S2+NVC24A-SR-TPC |  | H6025X10-S2 | + | NVC24A-SR-TPC | Fast runner | 1 | Scenario 2 |  | PPK¦SelectPro¦VDI3805¦Internet_EU |  |  | H6025X10-S2+NVC24A-SR-TPC | Globe valve | 1300 kPa | 1000 kPa |  | EU\Inbox\Combinations\Folder..6/..7\ | 33
143926 | H6025X10-S2/NVC24A-SR-TPC | H6025X10-S2/NVC24A-SR-TPC |  | H6025X10-S2 | / | NVC24A-SR-TPC | Fast runner | 1 | Scenario 2 |  | PPK¦SelectPro¦VDI3805¦Internet_EU |  |  | H6025X10-S2/NVC24A-SR-TPC | Globe valve | 1300 kPa | 1000 kPa |  | EU\Inbox\Combinations\Folder..6/..7\ | 33
143927 | H6025X6P3-S2+NVC24A-SR-TPC | H6025X6P3-S2+NVC24A-SR-TPC |  | H6025X6P3-S2 | + | NVC24A-SR-TPC | Fast runner | 1 | Scenario 2 |  | PPK¦SelectPro¦VDI3805¦Internet_EU |  |  | H6025X6P3-S2+NVC24A-SR-TPC | Globe valve | 1300 kPa | 1000 kPa |  | EU\Inbox\Combinations\Folder..6/..7\ | 33
143928 | H6025X6P3-S2/NVC24A-SR-TPC | H6025X6P3-S2/NVC24A-SR-TPC |  | H6025X6P3-S2 | / | NVC24A-SR-TPC | Fast runner | 1 | Scenario 2 |  | PPK¦SelectPro¦VDI3805¦Internet_EU |  |  | H6025X6P3-S2/NVC24A-SR-TPC | Globe valve | 1300 kPa | 1000 kPa |  | EU\Inbox\Combinations\Folder..6/..7\ | 33
143929 | H6032X10-S2+NVC24A-SR-TPC | H6032X10-S2+NVC24A-SR-TPC |  | H6032X10-S2 | + | NVC24A-SR-TPC | Fast runner | 0 | Scenario 2 |  | PPK¦SelectPro¦VDI3805¦Internet_EU |  |  | H6032X10-S2+NVC24A-SR-TPC | Globe valve | 900 kPa | 900 kPa |  | EU\Inbox\Combinations\Folder..6/..7\ | 33
143930 | H6032X10-S2/NVC24A-SR-TPC | H6032X10-S2/NVC24A-SR-TPC |  | H6032X10-S2 | / | NVC24A-SR-TPC | Fast runner | 0 | Scenario 2 |  | PPK¦SelectPro¦VDI3805¦Internet_EU |  |  | H6032X10-S2/NVC24A-SR-TPC | Globe valve | 900 kPa | 900 kPa |  | EU\Inbox\Combinations\Folder..6/..7\ | 33
143931 | H6032X16-S2+NVC24A-SR-TPC | H6032X16-S2+NVC24A-SR-TPC |  | H6032X16-S2 | + | NVC24A-SR-TPC | Fast runner | 0 | Scenario 2 |  | PPK¦SelectPro¦VDI3805¦Internet_EU |  |  | H6032X16-S2+NVC24A-SR-TPC | Globe valve | 900 kPa | 900 kPa |  | EU\Inbox\Combinations\Folder..6/..7\ | 33
143932 | H6032X16-S2/NVC24A-SR-TPC | H6032X16-S2/NVC24A-SR-TPC |  | H6032X16-S2 | / | NVC24A-SR-TPC | Fast runner | 0 | Scenario 2 |  | PPK¦SelectPro¦VDI3805¦Internet_EU |  |  | H6032X16-S2/NVC24A-SR-TPC | Globe valve | 900 kPa | 900 kPa |  | EU\Inbox\Combinations\Folder..6/..7\ | 33
143933 | H6040X16-S2+NVC24A-SR-TPC | H6040X16-S2+NVC24A-SR-TPC |  | H6040X16-S2 | + | NVC24A-SR-TPC | Fast runner | 0 | Scenario 2 |  | PPK¦SelectPro¦VDI3805¦Internet_EU |  |  | H6040X16-S2+NVC24A-SR-TPC | Globe valve | 500 kPa | 500 kPa |  | EU\Inbox\Combinations\Folder..6/..7\ | 34
143934 | H6040X16-S2/NVC24A-SR-TPC | H6040X16-S2/NVC24A-SR-TPC |  | H6040X16-S2 | / | NVC24A-SR-TPC | Fast runner | 0 | Scenario 2 |  | PPK¦SelectPro¦VDI3805¦Internet_EU |  |  | H6040X16-S2/NVC24A-SR-TPC | Globe valve | 500 kPa | 500 kPa |  | EU\Inbox\Combinations\Folder..6/..7\ | 34
143935 | H6040X25-S2+NVC24A-SR-TPC | H6040X25-S2+NVC24A-SR-TPC |  | H6040X25-S2 | + | NVC24A-SR-TPC | Fast runner | 0 | Scenario 2 |  | PPK¦SelectPro¦VDI3805¦Internet_EU |  |  | H6040X25-S2+NVC24A-SR-TPC | Globe valve | 500 kPa | 500 kPa |  | EU\Inbox\Combinations\Folder..6/..7\ | 31
143936 | H6040X25-S2/NVC24A-SR-TPC | H6040X25-S2/NVC24A-SR-TPC |  | H6040X25-S2 | / | NVC24A-SR-TPC | Fast runner | 0 | Scenario 2 |  | PPK¦SelectPro¦VDI3805¦Internet_EU |  |  | H6040X25-S2/NVC24A-SR-TPC | Globe valve | 500 kPa | 500 kPa |  | EU\Inbox\Combinations\Folder..6/..7\ | 31
143937 | H6050X25-S2+NVC24A-SR-TPC | H6050X25-S2+NVC24A-SR-TPC |  | H6050X25-S2 | + | NVC24A-SR-TPC | Fast runner | 0 | Scenario 2 |  | PPK¦SelectPro¦VDI3805¦Internet_EU |  |  | H6050X25-S2+NVC24A-SR-TPC | Globe valve | 300 kPa | 300 kPa |  | EU\Inbox\Combinations\Folder..6/..7\ | 30
143938 | H6050X25-S2/NVC24A-SR-TPC | H6050X25-S2/NVC24A-SR-TPC |  | H6050X25-S2 | / | NVC24A-SR-TPC | Fast runner | 0 | Scenario 2 |  | PPK¦SelectPro¦VDI3805¦Internet_EU |  |  | H6050X25-S2/NVC24A-SR-TPC | Globe valve | 300 kPa | 300 kPa |  | EU\Inbox\Combinations\Folder..6/..7\ | 30
143939 | H6050X40-S2+NVC24A-SR-TPC | H6050X40-S2+NVC24A-SR-TPC |  | H6050X40-S2 | + | NVC24A-SR-TPC | Fast runner | 0 | Scenario 2 |  | PPK¦SelectPro¦VDI3805¦Internet_EU |  |  | H6050X40-S2+NVC24A-SR-TPC | Globe valve | 300 kPa | 300 kPa |  | EU\Inbox\Combinations\Folder..6/..7\ | 30
143940 | H6050X40-S2/NVC24A-SR-TPC | H6050X40-S2/NVC24A-SR-TPC |  | H6050X40-S2 | / | NVC24A-SR-TPC | Fast runner | 0 | Scenario 2 |  | PPK¦SelectPro¦VDI3805¦Internet_EU |  |  | H6050X40-S2/NVC24A-SR-TPC | Globe valve | 300 kPa | 300 kPa |  | EU\Inbox\Combinations\Folder..6/..7\ | 30
143941 | H6065X58-SP2+NVC24A-SR-TPC | H6065X58-SP2+NVC24A-SR-TPC |  | H6065X58-SP2 | + | NVC24A-SR-TPC | Fast runner | 1 | Scenario 2 |  | PPK¦SelectPro¦VDI3805¦Internet_EU |  |  | H6065X58-SP2+NVC24A-SR-TPC | Globe valve (partial pressure-balanced) | 2100 kPa | 1000 kPa |  | EU\Inbox\Combinations\Folder..6/..7\ | 33
143942 | H6065X58-SP2/NVC24A-SR-TPC | H6065X58-SP2/NVC24A-SR-TPC |  | H6065X58-SP2 | / | NVC24A-SR-TPC | Fast runner | 1 | Scenario 2 |  | PPK¦SelectPro¦VDI3805¦Internet_EU |  |  | H6065X58-SP2/NVC24A-SR-TPC | Globe valve (partial pressure-balanced) | 2100 kPa | 1000 kPa |  | EU\Inbox\Combinations\Folder..6/..7\ | 33
143943 | H6080X90-SP2+NVC24A-SR-TPC | H6080X90-SP2+NVC24A-SR-TPC |  | H6080X90-SP2 | + | NVC24A-SR-TPC | Fast runner | 1 | Scenario 2 |  | PPK¦SelectPro¦VDI3805¦Internet_EU |  |  | H6080X90-SP2+NVC24A-SR-TPC | Globe valve (partial pressure-balanced) | 1600 kPa | 1000 kPa |  | EU\Inbox\Combinations\Folder..6/..7\ | 33
143944 | H6080X90-SP2/NVC24A-SR-TPC | H6080X90-SP2/NVC24A-SR-TPC |  | H6080X90-SP2 | / | NVC24A-SR-TPC | Fast runner | 1 | Scenario 2 |  | PPK¦SelectPro¦VDI3805¦Internet_EU |  |  | H6080X90-SP2/NVC24A-SR-TPC | Globe valve (partial pressure-balanced) | 1600 kPa | 1000 kPa |  | EU\Inbox\Combinations\Folder..6/..7\ | 32
143945 | H6100X125-SP2+NVC24A-SR-TPC | H6100X125-SP2+NVC24A-SR-TPC |  | H6100X125-SP2 | + | NVC24A-SR-TPC | Fast runner | 1 | Scenario 2 |  | PPK¦SelectPro¦VDI3805¦Internet_EU |  |  | H6100X125-SP2+NVC24A-SR-TPC | Globe valve (partial pressure-balanced) | 1000 kPa | 1000 kPa |  | EU\Inbox\Combinations\Folder..6/..7\ | 31
143946 | H6100X125-SP2/NVC24A-SR-TPC | H6100X125-SP2/NVC24A-SR-TPC |  | H6100X125-SP2 | / | NVC24A-SR-TPC | Fast runner | 1 | Scenario 2 |  | PPK¦SelectPro¦VDI3805¦Internet_EU |  |  | H6100X125-SP2/NVC24A-SR-TPC | Globe valve (partial pressure-balanced) | 1000 kPa | 1000 kPa |  | EU\Inbox\Combinations\Folder..6/..7\ | 30
143947 | H610S+NVC24A-SR-TPC | H610S+NVC24A-SR-TPC |  | H610S | + | NVC24A-SR-TPC | Fast runner | 1 | Scenario 2 |  | PPK¦SelectPro¦VDI3805¦Internet_EU |  |  | H610S+NVC24A-SR-TPC | Globe valve | 1600 kPa | 1000 kPa |  | EU\Inbox\Combinations\Folder..6/..7\ | 30
143948 | H610S/NVC24A-SR-TPC | H610S/NVC24A-SR-TPC |  | H610S | / | NVC24A-SR-TPC | Fast runner | 1 | Scenario 2 |  | PPK¦SelectPro¦VDI3805¦Internet_EU |  |  | H610S/NVC24A-SR-TPC | Globe valve | 1600 kPa | 1000 kPa |  | EU\Inbox\Combinations\Folder..6/..7\ | 30
143949 | H611N+NVC24A-SR-TPC | H611N+NVC24A-SR-TPC |  | H611N | + | NVC24A-SR-TPC | Fast runner | 0 | Scenario 2 |  | PPK¦SelectPro¦VDI3805¦Internet_EU |  |  | H611N+NVC24A-SR-TPC | Globe valve | 1600 kPa | 400 kPa |  | EU\Inbox\Combinations\Folder..6/..7\ | 30
143950 | H611N/NVC24A-SR-TPC | H611N/NVC24A-SR-TPC |  | H611N | / | NVC24A-SR-TPC | Fast runner | 0 | Scenario 2 |  | PPK¦SelectPro¦VDI3805¦Internet_EU |  |  | H611N/NVC24A-SR-TPC | Globe valve | 1600 kPa | 400 kPa |  | EU\Inbox\Combinations\Folder..6/..7\ | 30
143951 | H611R+NVC24A-SR-TPC | H611R+NVC24A-SR-TPC |  | H611R | + | NVC24A-SR-TPC | Fast runner | 0 | Scenario 2 |  | PPK¦SelectPro¦VDI3805¦Internet_EU |  |  | H611R+NVC24A-SR-TPC | Globe valve | 600 kPa | 400 kPa |  | EU\Inbox\Combinations\Folder..6/..7\ | 30
143952 | H611R/NVC24A-SR-TPC | H611R/NVC24A-SR-TPC |  | H611R | / | NVC24A-SR-TPC | Fast runner | 0 | Scenario 2 |  | PPK¦SelectPro¦VDI3805¦Internet_EU |  |  | H611R/NVC24A-SR-TPC | Globe valve | 600 kPa | 400 kPa |  | EU\Inbox\Combinations\Folder..6/..7\ | 30
143953 | H611S+NVC24A-SR-TPC | H611S+NVC24A-SR-TPC |  | H611S | + | NVC24A-SR-TPC | Fast runner | 1 | Scenario 2 |  | PPK¦SelectPro¦VDI3805¦Internet_EU |  |  | H611S+NVC24A-SR-TPC | Globe valve | 1600 kPa | 1000 kPa |  | EU\Inbox\Combinations\Folder..6/..7\ | 30
143954 | H611S/NVC24A-SR-TPC | H611S/NVC24A-SR-TPC |  | H611S | / | NVC24A-SR-TPC | Fast runner | 1 | Scenario 2 |  | PPK¦SelectPro¦VDI3805¦Internet_EU |  |  | H611S/NVC24A-SR-TPC | Globe valve | 1600 kPa | 1000 kPa |  | EU\Inbox\Combinations\Folder..6/..7\ | 30
143957 | H6015XP4-S2+NV24A-SR-TPC | H6015XP4-S2+NV24A-SR-TPC |  | H6015XP4-S2 | + | NV24A-SR-TPC | Standard actuator | 1 | Scenario 2 |  | PPK¦SelectPro¦VDI3805¦Internet_EU |  |  | H6015XP4-S2+NV24A-SR-TPC | Globe valve | 2500 kPa | 1000 kPa |  | EU\Inbox\Combinations\Folder..6/..7\ | 32
143958 | H6015XP4-S2/NV24A-SR-TPC | H6015XP4-S2/NV24A-SR-TPC |  | H6015XP4-S2 | / | NV24A-SR-TPC | Standard actuator | 1 | Scenario 2 |  | PPK¦SelectPro¦VDI3805¦Internet_EU |  |  | H6015XP4-S2/NV24A-SR-TPC | Globe valve | 2500 kPa | 1000 kPa |  | EU\Inbox\Combinations\Folder..6/..7\ | 32
143961 | H6015XP63-S2+NV24A-SR-TPC | H6015XP63-S2+NV24A-SR-TPC |  | H6015XP63-S2 | + | NV24A-SR-TPC | Standard actuator | 1 | Scenario 2 |  | PPK¦SelectPro¦VDI3805¦Internet_EU |  |  | H6015XP63-S2+NV24A-SR-TPC | Globe valve | 2500 kPa | 1000 kPa |  | EU\Inbox\Combinations\Folder..6/..7\ | 31
143962 | H6015XP63-S2/NV24A-SR-TPC | H6015XP63-S2/NV24A-SR-TPC |  | H6015XP63-S2 | / | NV24A-SR-TPC | Standard actuator | 1 | Scenario 2 |  | PPK¦SelectPro¦VDI3805¦Internet_EU |  |  | H6015XP63-S2/NV24A-SR-TPC | Globe valve | 2500 kPa | 1000 kPa |  | EU\Inbox\Combinations\Folder..6/..7\ | 31
143965 | H6020X4-S2+NV24A-SR-TPC | H6020X4-S2+NV24A-SR-TPC |  | H6020X4-S2 | + | NV24A-SR-TPC | Standard actuator | 1 | Scenario 2 |  | PPK¦SelectPro¦VDI3805¦Internet_EU |  |  | H6020X4-S2+NV24A-SR-TPC | Globe valve | 2200 kPa | 1000 kPa |  | EU\Inbox\Combinations\Folder..6/..7\ | 32
143966 | H6020X4-S2/NV24A-SR-TPC | H6020X4-S2/NV24A-SR-TPC |  | H6020X4-S2 | / | NV24A-SR-TPC | Standard actuator | 1 | Scenario 2 |  | PPK¦SelectPro¦VDI3805¦Internet_EU |  |  | H6020X4-S2/NV24A-SR-TPC | Globe valve | 2200 kPa | 1000 kPa |  | EU\Inbox\Combinations\Folder..6/..7\ | 32
143969 | H6020X6P3-S2+NV24A-SR-TPC | H6020X6P3-S2+NV24A-SR-TPC |  | H6020X6P3-S2 | + | NV24A-SR-TPC | Standard actuator | 1 | Scenario 2 |  | PPK¦SelectPro¦VDI3805¦Internet_EU |  |  | H6020X6P3-S2+NV24A-SR-TPC | Globe valve | 1500 kPa | 1000 kPa |  | EU\Inbox\Combinations\Folder..6/..7\ | 33
143970 | H6020X6P3-S2/NV24A-SR-TPC | H6020X6P3-S2/NV24A-SR-TPC |  | H6020X6P3-S2 | / | NV24A-SR-TPC | Standard actuator | 1 | Scenario 2 |  | PPK¦SelectPro¦VDI3805¦Internet_EU |  |  | H6020X6P3-S2/NV24A-SR-TPC | Globe valve | 1500 kPa | 1000 kPa |  | EU\Inbox\Combinations\Folder..6/..7\ | 33
143973 | H6025X10-S2+NV24A-SR-TPC | H6025X10-S2+NV24A-SR-TPC |  | H6025X10-S2 | + | NV24A-SR-TPC | Standard actuator | 1 | Scenario 2 |  | PPK¦SelectPro¦VDI3805¦Internet_EU |  |  | H6025X10-S2+NV24A-SR-TPC | Globe valve | 1300 kPa | 1000 kPa |  | EU\Inbox\Combinations\Folder..6/..7\ | 33
143974 | H6025X10-S2/NV24A-SR-TPC | H6025X10-S2/NV24A-SR-TPC |  | H6025X10-S2 | / | NV24A-SR-TPC | Standard actuator | 1 | Scenario 2 |  | PPK¦SelectPro¦VDI3805¦Internet_EU |  |  | H6025X10-S2/NV24A-SR-TPC | Globe valve | 1300 kPa | 1000 kPa |  | EU\Inbox\Combinations\Folder..6/..7\ | 33
143977 | H6025X6P3-S2+NV24A-SR-TPC | H6025X6P3-S2+NV24A-SR-TPC |  | H6025X6P3-S2 | + | NV24A-SR-TPC | Standard actuator | 1 | Scenario 2 |  | PPK¦SelectPro¦VDI3805¦Internet_EU |  |  | H6025X6P3-S2+NV24A-SR-TPC | Globe valve | 1300 kPa | 1000 kPa |  | EU\Inbox\Combinations\Folder..6/..7\ | 33
143978 | H6025X6P3-S2/NV24A-SR-TPC | H6025X6P3-S2/NV24A-SR-TPC |  | H6025X6P3-S2 | / | NV24A-SR-TPC | Standard actuator | 1 | Scenario 2 |  | PPK¦SelectPro¦VDI3805¦Internet_EU |  |  | H6025X6P3-S2/NV24A-SR-TPC | Globe valve | 1300 kPa | 1000 kPa |  | EU\Inbox\Combinations\Folder..6/..7\ | 33
143981 | H6032X10-S2+NV24A-SR-TPC | H6032X10-S2+NV24A-SR-TPC |  | H6032X10-S2 | + | NV24A-SR-TPC | Standard actuator | 0 | Scenario 2 |  | PPK¦SelectPro¦VDI3805¦Internet_EU |  |  | H6032X10-S2+NV24A-SR-TPC | Globe valve | 900 kPa | 900 kPa |  | EU\Inbox\Combinations\Folder..6/..7\ | 33
143982 | H6032X10-S2/NV24A-SR-TPC | H6032X10-S2/NV24A-SR-TPC |  | H6032X10-S2 | / | NV24A-SR-TPC | Standard actuator | 0 | Scenario 2 |  | PPK¦SelectPro¦VDI3805¦Internet_EU |  |  | H6032X10-S2/NV24A-SR-TPC | Globe valve | 900 kPa | 900 kPa |  | EU\Inbox\Combinations\Folder..6/..7\ | 33
143985 | H6032X16-S2+NV24A-SR-TPC | H6032X16-S2+NV24A-SR-TPC |  | H6032X16-S2 | + | NV24A-SR-TPC | Standard actuator | 0 | Scenario 2 |  | PPK¦SelectPro¦VDI3805¦Internet_EU |  |  | H6032X16-S2+NV24A-SR-TPC | Globe valve | 900 kPa | 900 kPa |  | EU\Inbox\Combinations\Folder..6/..7\ | 33
143986 | H6032X16-S2/NV24A-SR-TPC | H6032X16-S2/NV24A-SR-TPC |  | H6032X16-S2 | / | NV24A-SR-TPC | Standard actuator | 0 | Scenario 2 |  | PPK¦SelectPro¦VDI3805¦Internet_EU |  |  | H6032X16-S2/NV24A-SR-TPC | Globe valve | 900 kPa | 900 kPa |  | EU\Inbox\Combinations\Folder..6/..7\ | 33
143989 | H6040X16-S2+NV24A-SR-TPC | H6040X16-S2+NV24A-SR-TPC |  | H6040X16-S2 | + | NV24A-SR-TPC | Standard actuator | 0 | Scenario 2 |  | PPK¦SelectPro¦VDI3805¦Internet_EU |  |  | H6040X16-S2+NV24A-SR-TPC | Globe valve | 500 kPa | 500 kPa |  | EU\Inbox\Combinations\Folder..6/..7\ | 34
143990 | H6040X16-S2/NV24A-SR-TPC | H6040X16-S2/NV24A-SR-TPC |  | H6040X16-S2 | / | NV24A-SR-TPC | Standard actuator | 0 | Scenario 2 |  | PPK¦SelectPro¦VDI3805¦Internet_EU |  |  | H6040X16-S2/NV24A-SR-TPC | Globe valve | 500 kPa | 500 kPa |  | EU\Inbox\Combinations\Folder..6/..7\ | 34
143993 | H6040X25-S2+NV24A-SR-TPC | H6040X25-S2+NV24A-SR-TPC |  | H6040X25-S2 | + | NV24A-SR-TPC | Standard actuator | 0 | Scenario 2 |  | PPK¦SelectPro¦VDI3805¦Internet_EU |  |  | H6040X25-S2+NV24A-SR-TPC | Globe valve | 500 kPa | 500 kPa |  | EU\Inbox\Combinations\Folder..6/..7\ | 31
143994 | H6040X25-S2/NV24A-SR-TPC | H6040X25-S2/NV24A-SR-TPC |  | H6040X25-S2 | / | NV24A-SR-TPC | Standard actuator | 0 | Scenario 2 |  | PPK¦SelectPro¦VDI3805¦Internet_EU |  |  | H6040X25-S2/NV24A-SR-TPC | Globe valve | 500 kPa | 500 kPa |  | EU\Inbox\Combinations\Folder..6/..7\ | 31
143997 | H6050X25-S2+NV24A-SR-TPC | H6050X25-S2+NV24A-SR-TPC |  | H6050X25-S2 | + | NV24A-SR-TPC | Standard actuator | 0 | Scenario 2 |  | PPK¦SelectPro¦VDI3805¦Internet_EU |  |  | H6050X25-S2+NV24A-SR-TPC | Globe valve | 300 kPa | 300 kPa |  | EU\Inbox\Combinations\Folder..6/..7\ | 30
143998 | H6050X25-S2/NV24A-SR-TPC | H6050X25-S2/NV24A-SR-TPC |  | H6050X25-S2 | / | NV24A-SR-TPC | Standard actuator | 0 | Scenario 2 |  | PPK¦SelectPro¦VDI3805¦Internet_EU |  |  | H6050X25-S2/NV24A-SR-TPC | Globe valve | 300 kPa | 300 kPa |  | EU\Inbox\Combinations\Folder..6/..7\ | 30
144001 | H6050X40-S2+NV24A-SR-TPC | H6050X40-S2+NV24A-SR-TPC |  | H6050X40-S2 | + | NV24A-SR-TPC | Standard actuator | 0 | Scenario 2 |  | PPK¦SelectPro¦VDI3805¦Internet_EU |  |  | H6050X40-S2+NV24A-SR-TPC | Globe valve | 300 kPa | 300 kPa |  | EU\Inbox\Combinations\Folder..6/..7\ | 30
144002 | H6050X40-S2/NV24A-SR-TPC | H6050X40-S2/NV24A-SR-TPC |  | H6050X40-S2 | / | NV24A-SR-TPC | Standard actuator | 0 | Scenario 2 |  | PPK¦SelectPro¦VDI3805¦Internet_EU |  |  | H6050X40-S2/NV24A-SR-TPC | Globe valve | 300 kPa | 300 kPa |  | EU\Inbox\Combinations\Folder..6/..7\ | 30
144005 | H6065X58-SP2+NV24A-SR-TPC | H6065X58-SP2+NV24A-SR-TPC |  | H6065X58-SP2 | + | NV24A-SR-TPC | Standard actuator | 1 | Scenario 2 |  | PPK¦SelectPro¦VDI3805¦Internet_EU |  |  | H6065X58-SP2+NV24A-SR-TPC | Globe valve (partial pressure-balanced) | 2100 kPa | 1000 kPa |  | EU\Inbox\Combinations\Folder..6/..7\ | 33
144006 | H6065X58-SP2/NV24A-SR-TPC | H6065X58-SP2/NV24A-SR-TPC |  | H6065X58-SP2 | / | NV24A-SR-TPC | Standard actuator | 1 | Scenario 2 |  | PPK¦SelectPro¦VDI3805¦Internet_EU |  |  | H6065X58-SP2/NV24A-SR-TPC | Globe valve (partial pressure-balanced) | 2100 kPa | 1000 kPa |  | EU\Inbox\Combinations\Folder..6/..7\ | 33
144009 | H6080X90-SP2+NV24A-SR-TPC | H6080X90-SP2+NV24A-SR-TPC |  | H6080X90-SP2 | + | NV24A-SR-TPC | Standard actuator | 1 | Scenario 2 |  | PPK¦SelectPro¦VDI3805¦Internet_EU |  |  | H6080X90-SP2+NV24A-SR-TPC | Globe valve (partial pressure-balanced) | 1600 kPa | 1000 kPa |  | EU\Inbox\Combinations\Folder..6/..7\ | 33
144010 | H6080X90-SP2/NV24A-SR-TPC | H6080X90-SP2/NV24A-SR-TPC |  | H6080X90-SP2 | / | NV24A-SR-TPC | Standard actuator | 1 | Scenario 2 |  | PPK¦SelectPro¦VDI3805¦Internet_EU |  |  | H6080X90-SP2/NV24A-SR-TPC | Globe valve (partial pressure-balanced) | 1600 kPa | 1000 kPa |  | EU\Inbox\Combinations\Folder..6/..7\ | 33
144013 | H6100X125-SP2+NV24A-SR-TPC | H6100X125-SP2+NV24A-SR-TPC |  | H6100X125-SP2 | + | NV24A-SR-TPC | Standard actuator | 1 | Scenario 2 |  | PPK¦SelectPro¦VDI3805¦Internet_EU |  |  | H6100X125-SP2+NV24A-SR-TPC | Globe valve (partial pressure-balanced) | 1000 kPa | 1000 kPa |  | EU\Inbox\Combinations\Folder..6/..7\ | 32
144014 | H6100X125-SP2/NV24A-SR-TPC | H6100X125-SP2/NV24A-SR-TPC |  | H6100X125-SP2 | / | NV24A-SR-TPC | Standard actuator | 1 | Scenario 2 |  | PPK¦SelectPro¦VDI3805¦Internet_EU |  |  | H6100X125-SP2/NV24A-SR-TPC | Globe valve (partial pressure-balanced) | 1000 kPa | 1000 kPa |  | EU\Inbox\Combinations\Folder..6/..7\ | 33
144015 | H612N+NVC24A-SR-TPC | H612N+NVC24A-SR-TPC |  | H612N | + | NVC24A-SR-TPC | Fast runner | 0 | Scenario 2 |  | PPK¦SelectPro¦VDI3805¦Internet_EU |  |  | H612N+NVC24A-SR-TPC | Globe valve | 1600 kPa | 400 kPa |  | EU\Inbox\Combinations\Folder..6/..7\ | 30
144016 | H612N/NVC24A-SR-TPC | H612N/NVC24A-SR-TPC |  | H612N | / | NVC24A-SR-TPC | Fast runner | 0 | Scenario 2 |  | PPK¦SelectPro¦VDI3805¦Internet_EU |  |  | H612N/NVC24A-SR-TPC | Globe valve | 1600 kPa | 400 kPa |  | EU\Inbox\Combinations\Folder..6/..7\ | 30
144017 | H615N+NVC24A-SR-TPC | H615N+NVC24A-SR-TPC |  | H615N | + | NVC24A-SR-TPC | Fast runner | 0 | Scenario 2 |  | PPK¦SelectPro¦VDI3805¦Internet_EU |  |  | H615N+NVC24A-SR-TPC | Globe valve | 1600 kPa | 400 kPa |  | EU\Inbox\Combinations\Folder..6/..7\ | 31
144018 | H615N/NVC24A-SR-TPC | H615N/NVC24A-SR-TPC |  | H615N | / | NVC24A-SR-TPC | Fast runner | 0 | Scenario 2 |  | PPK¦SelectPro¦VDI3805¦Internet_EU |  |  | H615N/NVC24A-SR-TPC | Globe valve | 1600 kPa | 400 kPa |  | EU\Inbox\Combinations\Folder..6/..7\ | 31
144019 | H612R+NVC24A-SR-TPC | H612R+NVC24A-SR-TPC |  | H612R | + | NVC24A-SR-TPC | Fast runner | 0 | Scenario 2 |  | PPK¦SelectPro¦VDI3805¦Internet_EU |  |  | H612R+NVC24A-SR-TPC | Globe valve | 600 kPa | 400 kPa |  | EU\Inbox\Combinations\Folder..6/..7\ | 30
144020 | H612R/NVC24A-SR-TPC | H612R/NVC24A-SR-TPC |  | H612R | / | NVC24A-SR-TPC | Fast runner | 0 | Scenario 2 |  | PPK¦SelectPro¦VDI3805¦Internet_EU |  |  | H612R/NVC24A-SR-TPC | Globe valve | 600 kPa | 400 kPa |  | EU\Inbox\Combinations\Folder..6/..7\ | 30
144021 | H612S+NVC24A-SR-TPC | H612S+NVC24A-SR-TPC |  | H612S | + | NVC24A-SR-TPC | Fast runner | 1 | Scenario 2 |  | PPK¦SelectPro¦VDI3805¦Internet_EU |  |  | H612S+NVC24A-SR-TPC | Globe valve | 1600 kPa | 1000 kPa |  | EU\Inbox\Combinations\Folder..6/..7\ | 30
144022 | H612S/NVC24A-SR-TPC | H612S/NVC24A-SR-TPC |  | H612S | / | NVC24A-SR-TPC | Fast runner | 1 | Scenario 2 |  | PPK¦SelectPro¦VDI3805¦Internet_EU |  |  | H612S/NVC24A-SR-TPC | Globe valve | 1600 kPa | 1000 kPa |  | EU\Inbox\Combinations\Folder..6/..7\ | 30
144023 | H615R+NVC24A-SR-TPC | H615R+NVC24A-SR-TPC |  | H615R | + | NVC24A-SR-TPC | Fast runner | 0 | Scenario 2 |  | PPK¦SelectPro¦VDI3805¦Internet_EU |  |  | H615R+NVC24A-SR-TPC | Globe valve | 600 kPa | 400 kPa |  | EU\Inbox\Combinations\Folder..6/..7\ | 31
144024 | H615R/NVC24A-SR-TPC | H615R/NVC24A-SR-TPC |  | H615R | / | NVC24A-SR-TPC | Fast runner | 0 | Scenario 2 |  | PPK¦SelectPro¦VDI3805¦Internet_EU |  |  | H615R/NVC24A-SR-TPC | Globe valve | 600 kPa | 400 kPa |  | EU\Inbox\Combinations\Folder..6/..7\ | 31
144025 | H613N+NVC24A-SR-TPC | H613N+NVC24A-SR-TPC |  | H613N | + | NVC24A-SR-TPC | Fast runner | 0 | Scenario 2 |  | PPK¦SelectPro¦VDI3805¦Internet_EU |  |  | H613N+NVC24A-SR-TPC | Globe valve | 1600 kPa | 400 kPa |  | EU\Inbox\Combinations\Folder..6/..7\ | 31
144026 | H613N/NVC24A-SR-TPC | H613N/NVC24A-SR-TPC |  | H613N | / | NVC24A-SR-TPC | Fast runner | 0 | Scenario 2 |  | PPK¦SelectPro¦VDI3805¦Internet_EU |  |  | H613N/NVC24A-SR-TPC | Globe valve | 1600 kPa | 400 kPa |  | EU\Inbox\Combinations\Folder..6/..7\ | 31
144027 | H613R+NVC24A-SR-TPC | H613R+NVC24A-SR-TPC |  | H613R | + | NVC24A-SR-TPC | Fast runner | 0 | Scenario 2 |  | PPK¦SelectPro¦VDI3805¦Internet_EU |  |  | H613R+NVC24A-SR-TPC | Globe valve | 600 kPa | 400 kPa |  | EU\Inbox\Combinations\Folder..6/..7\ | 31
144028 | H613R/NVC24A-SR-TPC | H613R/NVC24A-SR-TPC |  | H613R | / | NVC24A-SR-TPC | Fast runner | 0 | Scenario 2 |  | PPK¦SelectPro¦VDI3805¦Internet_EU |  |  | H613R/NVC24A-SR-TPC | Globe valve | 600 kPa | 400 kPa |  | EU\Inbox\Combinations\Folder..6/..7\ | 31
144029 | H615S+NVC24A-SR-TPC | H615S+NVC24A-SR-TPC |  | H615S | + | NVC24A-SR-TPC | Fast runner | 1 | Scenario 2 |  | PPK¦SelectPro¦VDI3805¦Internet_EU |  |  | H615S+NVC24A-SR-TPC | Globe valve | 1600 kPa | 1000 kPa |  | EU\Inbox\Combinations\Folder..6/..7\ | 33
144030 | H615S/NVC24A-SR-TPC | H615S/NVC24A-SR-TPC |  | H615S | / | NVC24A-SR-TPC | Fast runner | 1 | Scenario 2 |  | PPK¦SelectPro¦VDI3805¦Internet_EU |  |  | H615S/NVC24A-SR-TPC | Globe valve | 1600 kPa | 1000 kPa |  | EU\Inbox\Combinations\Folder..6/..7\ | 33
144031 | H613S+NVC24A-SR-TPC | H613S+NVC24A-SR-TPC |  | H613S | + | NVC24A-SR-TPC | Fast runner | 1 | Scenario 2 |  | PPK¦SelectPro¦VDI3805¦Internet_EU |  |  | H613S+NVC24A-SR-TPC | Globe valve | 1600 kPa | 1000 kPa |  | EU\Inbox\Combinations\Folder..6/..7\ | 31
144032 | H613S/NVC24A-SR-TPC | H613S/NVC24A-SR-TPC |  | H613S | / | NVC24A-SR-TPC | Fast runner | 1 | Scenario 2 |  | PPK¦SelectPro¦VDI3805¦Internet_EU |  |  | H613S/NVC24A-SR-TPC | Globe valve | 1600 kPa | 1000 kPa |  | EU\Inbox\Combinations\Folder..6/..7\ | 31
144033 | H614N+NVC24A-SR-TPC | H614N+NVC24A-SR-TPC |  | H614N | + | NVC24A-SR-TPC | Fast runner | 0 | Scenario 2 |  | PPK¦SelectPro¦VDI3805¦Internet_EU |  |  | H614N+NVC24A-SR-TPC | Globe valve | 1600 kPa | 400 kPa |  | EU\Inbox\Combinations\Folder..6/..7\ | 31
144034 | H614N/NVC24A-SR-TPC | H614N/NVC24A-SR-TPC |  | H614N | / | NVC24A-SR-TPC | Fast runner | 0 | Scenario 2 |  | PPK¦SelectPro¦VDI3805¦Internet_EU |  |  | H614N/NVC24A-SR-TPC | Globe valve | 1600 kPa | 400 kPa |  | EU\Inbox\Combinations\Folder..6/..7\ | 31
144035 | H619S+NVC24A-SR-TPC | H619S+NVC24A-SR-TPC |  | H619S | + | NVC24A-SR-TPC | Fast runner | 1 | Scenario 2 |  | PPK¦SelectPro¦VDI3805¦Internet_EU |  |  | H619S+NVC24A-SR-TPC | Globe valve | 1600 kPa | 1000 kPa |  | EU\Inbox\Combinations\Folder..6/..7\ | 33
144036 | H619S/NVC24A-SR-TPC | H619S/NVC24A-SR-TPC |  | H619S | / | NVC24A-SR-TPC | Fast runner | 1 | Scenario 2 |  | PPK¦SelectPro¦VDI3805¦Internet_EU |  |  | H619S/NVC24A-SR-TPC | Globe valve | 1600 kPa | 1000 kPa |  | EU\Inbox\Combinations\Folder..6/..7\ | 33
144037 | H614R+NVC24A-SR-TPC | H614R+NVC24A-SR-TPC |  | H614R | + | NVC24A-SR-TPC | Fast runner | 0 | Scenario 2 |  | PPK¦SelectPro¦VDI3805¦Internet_EU |  |  | H614R+NVC24A-SR-TPC | Globe valve | 600 kPa | 400 kPa |  | EU\Inbox\Combinations\Folder..6/..7\ | 31
144038 | H614R/NVC24A-SR-TPC | H614R/NVC24A-SR-TPC |  | H614R | / | NVC24A-SR-TPC | Fast runner | 0 | Scenario 2 |  | PPK¦SelectPro¦VDI3805¦Internet_EU |  |  | H614R/NVC24A-SR-TPC | Globe valve | 600 kPa | 400 kPa |  | EU\Inbox\Combinations\Folder..6/..7\ | 31
144039 | H614S+NVC24A-SR-TPC | H614S+NVC24A-SR-TPC |  | H614S | + | NVC24A-SR-TPC | Fast runner | 1 | Scenario 2 |  | PPK¦SelectPro¦VDI3805¦Internet_EU |  |  | H614S+NVC24A-SR-TPC | Globe valve | 1600 kPa | 1000 kPa |  | EU\Inbox\Combinations\Folder..6/..7\ | 31
144040 | H614S/NVC24A-SR-TPC | H614S/NVC24A-SR-TPC |  | H614S | / | NVC24A-SR-TPC | Fast runner | 1 | Scenario 2 |  | PPK¦SelectPro¦VDI3805¦Internet_EU |  |  | H614S/NVC24A-SR-TPC | Globe valve | 1600 kPa | 1000 kPa |  | EU\Inbox\Combinations\Folder..6/..7\ | 31
144043 | H610S+NV24A-SR-TPC | H610S+NV24A-SR-TPC |  | H610S | + | NV24A-SR-TPC | Standard actuator | 1 | Scenario 2 |  | PPK¦SelectPro¦VDI3805¦Internet_EU |  |  | H610S+NV24A-SR-TPC | Globe valve | 1600 kPa | 1000 kPa |  | EU\Inbox\Combinations\Folder..6/..7\ | 30
144044 | H610S/NV24A-SR-TPC | H610S/NV24A-SR-TPC |  | H610S | / | NV24A-SR-TPC | Standard actuator | 1 | Scenario 2 |  | PPK¦SelectPro¦VDI3805¦Internet_EU |  |  | H610S/NV24A-SR-TPC | Globe valve | 1600 kPa | 1000 kPa |  | EU\Inbox\Combinations\Folder..6/..7\ | 30
144047 | H611N+NV24A-SR-TPC | H611N+NV24A-SR-TPC |  | H611N | + | NV24A-SR-TPC | Standard actuator | 0 | Scenario 2 |  | PPK¦SelectPro¦VDI3805¦Internet_EU |  |  | H611N+NV24A-SR-TPC | Globe valve | 1600 kPa | 400 kPa |  | EU\Inbox\Combinations\Folder..6/..7\ | 30
144048 | H611N/NV24A-SR-TPC | H611N/NV24A-SR-TPC |  | H611N | / | NV24A-SR-TPC | Standard actuator | 0 | Scenario 2 |  | PPK¦SelectPro¦VDI3805¦Internet_EU |  |  | H611N/NV24A-SR-TPC | Globe valve | 1600 kPa | 400 kPa |  | EU\Inbox\Combinations\Folder..6/..7\ | 30
144051 | H611R+NV24A-SR-TPC | H611R+NV24A-SR-TPC |  | H611R | + | NV24A-SR-TPC | Standard actuator | 0 | Scenario 2 |  | PPK¦SelectPro¦VDI3805¦Internet_EU |  |  | H611R+NV24A-SR-TPC | Globe valve | 600 kPa | 400 kPa |  | EU\Inbox\Combinations\Folder..6/..7\ | 31
144052 | H611R/NV24A-SR-TPC | H611R/NV24A-SR-TPC |  | H611R | / | NV24A-SR-TPC | Standard actuator | 0 | Scenario 2 |  | PPK¦SelectPro¦VDI3805¦Internet_EU |  |  | H611R/NV24A-SR-TPC | Globe valve | 600 kPa | 400 kPa |  | EU\Inbox\Combinations\Folder..6/..7\ | 31
144055 | H611S+NV24A-SR-TPC | H611S+NV24A-SR-TPC |  | H611S | + | NV24A-SR-TPC | Standard actuator | 1 | Scenario 2 |  | PPK¦SelectPro¦VDI3805¦Internet_EU |  |  | H611S+NV24A-SR-TPC | Globe valve | 1600 kPa | 1000 kPa |  | EU\Inbox\Combinations\Folder..6/..7\ | 30
144056 | H611S/NV24A-SR-TPC | H611S/NV24A-SR-TPC |  | H611S | / | NV24A-SR-TPC | Standard actuator | 1 | Scenario 2 |  | PPK¦SelectPro¦VDI3805¦Internet_EU |  |  | H611S/NV24A-SR-TPC | Globe valve | 1600 kPa | 1000 kPa |  | EU\Inbox\Combinations\Folder..6/..7\ | 30
144059 | H612N+NV24A-SR-TPC | H612N+NV24A-SR-TPC |  | H612N | + | NV24A-SR-TPC | Standard actuator | 0 | Scenario 2 |  | PPK¦SelectPro¦VDI3805¦Internet_EU |  |  | H612N+NV24A-SR-TPC | Globe valve | 1600 kPa | 400 kPa |  | EU\Inbox\Combinations\Folder..6/..7\ | 30
144060 | H612N/NV24A-SR-TPC | H612N/NV24A-SR-TPC |  | H612N | / | NV24A-SR-TPC | Standard actuator | 0 | Scenario 2 |  | PPK¦SelectPro¦VDI3805¦Internet_EU |  |  | H612N/NV24A-SR-TPC | Globe valve | 1600 kPa | 400 kPa |  | EU\Inbox\Combinations\Folder..6/..7\ | 30
144063 | H612R+NV24A-SR-TPC | H612R+NV24A-SR-TPC |  | H612R | + | NV24A-SR-TPC | Standard actuator | 0 | Scenario 2 |  | PPK¦SelectPro¦VDI3805¦Internet_EU |  |  | H612R+NV24A-SR-TPC | Globe valve | 600 kPa | 400 kPa |  | EU\Inbox\Combinations\Folder..6/..7\ | 30
144064 | H612R/NV24A-SR-TPC | H612R/NV24A-SR-TPC |  | H612R | / | NV24A-SR-TPC | Standard actuator | 0 | Scenario 2 |  | PPK¦SelectPro¦VDI3805¦Internet_EU |  |  | H612R/NV24A-SR-TPC | Globe valve | 600 kPa | 400 kPa |  | EU\Inbox\Combinations\Folder..6/..7\ | 30
144067 | H612S+NV24A-SR-TPC | H612S+NV24A-SR-TPC |  | H612S | + | NV24A-SR-TPC | Standard actuator | 1 | Scenario 2 |  | PPK¦SelectPro¦VDI3805¦Internet_EU |  |  | H612S+NV24A-SR-TPC | Globe valve | 1600 kPa | 1000 kPa |  | EU\Inbox\Combinations\Folder..6/..7\ | 30
144068 | H612S/NV24A-SR-TPC | H612S/NV24A-SR-TPC |  | H612S | / | NV24A-SR-TPC | Standard actuator | 1 | Scenario 2 |  | PPK¦SelectPro¦VDI3805¦Internet_EU |  |  | H612S/NV24A-SR-TPC | Globe valve | 1600 kPa | 1000 kPa |  | EU\Inbox\Combinations\Folder..6/..7\ | 30
144071 | H613N+NV24A-SR-TPC | H613N+NV24A-SR-TPC |  | H613N | + | NV24A-SR-TPC | Standard actuator | 0 | Scenario 2 |  | PPK¦SelectPro¦VDI3805¦Internet_EU |  |  | H613N+NV24A-SR-TPC | Globe valve | 1600 kPa | 400 kPa |  | EU\Inbox\Combinations\Folder..6/..7\ | 30
144072 | H613N/NV24A-SR-TPC | H613N/NV24A-SR-TPC |  | H613N | / | NV24A-SR-TPC | Standard actuator | 0 | Scenario 2 |  | PPK¦SelectPro¦VDI3805¦Internet_EU |  |  | H613N/NV24A-SR-TPC | Globe valve | 1600 kPa | 400 kPa |  | EU\Inbox\Combinations\Folder..6/..7\ | 30
144075 | H613R+NV24A-SR-TPC | H613R+NV24A-SR-TPC |  | H613R | + | NV24A-SR-TPC | Standard actuator | 0 | Scenario 2 |  | PPK¦SelectPro¦VDI3805¦Internet_EU |  |  | H613R+NV24A-SR-TPC | Globe valve | 600 kPa | 400 kPa |  | EU\Inbox\Combinations\Folder..6/..7\ | 31
144076 | H613R/NV24A-SR-TPC | H613R/NV24A-SR-TPC |  | H613R | / | NV24A-SR-TPC | Standard actuator | 0 | Scenario 2 |  | PPK¦SelectPro¦VDI3805¦Internet_EU |  |  | H613R/NV24A-SR-TPC | Globe valve | 600 kPa | 400 kPa |  | EU\Inbox\Combinations\Folder..6/..7\ | 31
144079 | H613S+NV24A-SR-TPC | H613S+NV24A-SR-TPC |  | H613S | + | NV24A-SR-TPC | Standard actuator | 1 | Scenario 2 |  | PPK¦SelectPro¦VDI3805¦Internet_EU |  |  | H613S+NV24A-SR-TPC | Globe valve | 1600 kPa | 1000 kPa |  | EU\Inbox\Combinations\Folder..6/..7\ | 31
144080 | H613S/NV24A-SR-TPC | H613S/NV24A-SR-TPC |  | H613S | / | NV24A-SR-TPC | Standard actuator | 1 | Scenario 2 |  | PPK¦SelectPro¦VDI3805¦Internet_EU |  |  | H613S/NV24A-SR-TPC | Globe valve | 1600 kPa | 1000 kPa |  | EU\Inbox\Combinations\Folder..6/..7\ | 31
144083 | H614N+NV24A-SR-TPC | H614N+NV24A-SR-TPC |  | H614N | + | NV24A-SR-TPC | Standard actuator | 0 | Scenario 2 |  | PPK¦SelectPro¦VDI3805¦Internet_EU |  |  | H614N+NV24A-SR-TPC | Globe valve | 1600 kPa | 400 kPa |  | EU\Inbox\Combinations\Folder..6/..7\ | 31
144084 | H614N/NV24A-SR-TPC | H614N/NV24A-SR-TPC |  | H614N | / | NV24A-SR-TPC | Standard actuator | 0 | Scenario 2 |  | PPK¦SelectPro¦VDI3805¦Internet_EU |  |  | H614N/NV24A-SR-TPC | Globe valve | 1600 kPa | 400 kPa |  | EU\Inbox\Combinations\Folder..6/..7\ | 31
144087 | H614R+NV24A-SR-TPC | H614R+NV24A-SR-TPC |  | H614R | + | NV24A-SR-TPC | Standard actuator | 0 | Scenario 2 |  | PPK¦SelectPro¦VDI3805¦Internet_EU |  |  | H614R+NV24A-SR-TPC | Globe valve | 600 kPa | 400 kPa |  | EU\Inbox\Combinations\Folder..6/..7\ | 31
144088 | H614R/NV24A-SR-TPC | H614R/NV24A-SR-TPC |  | H614R | / | NV24A-SR-TPC | Standard actuator | 0 | Scenario 2 |  | PPK¦SelectPro¦VDI3805¦Internet_EU |  |  | H614R/NV24A-SR-TPC | Globe valve | 600 kPa | 400 kPa |  | EU\Inbox\Combinations\Folder..6/..7\ | 31
144091 | H614S+NV24A-SR-TPC | H614S+NV24A-SR-TPC |  | H614S | + | NV24A-SR-TPC | Standard actuator | 1 | Scenario 2 |  | PPK¦SelectPro¦VDI3805¦Internet_EU |  |  | H614S+NV24A-SR-TPC | Globe valve | 1600 kPa | 1000 kPa |  | EU\Inbox\Combinations\Folder..6/..7\ | 31
144092 | H614S/NV24A-SR-TPC | H614S/NV24A-SR-TPC |  | H614S | / | NV24A-SR-TPC | Standard actuator | 1 | Scenario 2 |  | PPK¦SelectPro¦VDI3805¦Internet_EU |  |  | H614S/NV24A-SR-TPC | Globe valve | 1600 kPa | 1000 kPa |  | EU\Inbox\Combinations\Folder..6/..7\ | 31
144095 | H615N+NV24A-SR-TPC | H615N+NV24A-SR-TPC |  | H615N | + | NV24A-SR-TPC | Standard actuator | 0 | Scenario 2 |  | PPK¦SelectPro¦VDI3805¦Internet_EU |  |  | H615N+NV24A-SR-TPC | Globe valve | 1600 kPa | 400 kPa |  | EU\Inbox\Combinations\Folder..6/..7\ | 31
144096 | H615N/NV24A-SR-TPC | H615N/NV24A-SR-TPC |  | H615N | / | NV24A-SR-TPC | Standard actuator | 0 | Scenario 2 |  | PPK¦SelectPro¦VDI3805¦Internet_EU |  |  | H615N/NV24A-SR-TPC | Globe valve | 1600 kPa | 400 kPa |  | EU\Inbox\Combinations\Folder..6/..7\ | 31
144099 | H615R+NV24A-SR-TPC | H615R+NV24A-SR-TPC |  | H615R | + | NV24A-SR-TPC | Standard actuator | 0 | Scenario 2 |  | PPK¦SelectPro¦VDI3805¦Internet_EU |  |  | H615R+NV24A-SR-TPC | Globe valve | 600 kPa | 400 kPa |  | EU\Inbox\Combinations\Folder..6/..7\ | 31
144100 | H615R/NV24A-SR-TPC | H615R/NV24A-SR-TPC |  | H615R | / | NV24A-SR-TPC | Standard actuator | 0 | Scenario 2 |  | PPK¦SelectPro¦VDI3805¦Internet_EU |  |  | H615R/NV24A-SR-TPC | Globe valve | 600 kPa | 400 kPa |  | EU\Inbox\Combinations\Folder..6/..7\ | 31
144103 | H615S+NV24A-SR-TPC | H615S+NV24A-SR-TPC |  | H615S | + | NV24A-SR-TPC | Standard actuator | 1 | Scenario 2 |  | PPK¦SelectPro¦VDI3805¦Internet_EU |  |  | H615S+NV24A-SR-TPC | Globe valve | 1600 kPa | 1000 kPa |  | EU\Inbox\Combinations\Folder..6/..7\ | 33
144104 | H615S/NV24A-SR-TPC | H615S/NV24A-SR-TPC |  | H615S | / | NV24A-SR-TPC | Standard actuator | 1 | Scenario 2 |  | PPK¦SelectPro¦VDI3805¦Internet_EU |  |  | H615S/NV24A-SR-TPC | Globe valve | 1600 kPa | 1000 kPa |  | EU\Inbox\Combinations\Folder..6/..7\ | 33
144107 | H619S+NV24A-SR-TPC | H619S+NV24A-SR-TPC |  | H619S | + | NV24A-SR-TPC | Standard actuator | 1 | Scenario 2 |  | PPK¦SelectPro¦VDI3805¦Internet_EU |  |  | H619S+NV24A-SR-TPC | Globe valve | 1600 kPa | 1000 kPa |  | EU\Inbox\Combinations\Folder..6/..7\ | 33
144108 | H619S/NV24A-SR-TPC | H619S/NV24A-SR-TPC |  | H619S | / | NV24A-SR-TPC | Standard actuator | 1 | Scenario 2 |  | PPK¦SelectPro¦VDI3805¦Internet_EU |  |  | H619S/NV24A-SR-TPC | Globe valve | 1600 kPa | 1000 kPa |  | EU\Inbox\Combinations\Folder..6/..7\ | 33
144111 | H620N+NV24A-SR-TPC | H620N+NV24A-SR-TPC |  | H620N | + | NV24A-SR-TPC | Standard actuator | 0 | Scenario 2 |  | PPK¦SelectPro¦VDI3805¦Internet_EU |  |  | H620N+NV24A-SR-TPC | Globe valve | 1600 kPa | 400 kPa |  | EU\Inbox\Combinations\Folder..6/..7\ | 33
144112 | H620N/NV24A-SR-TPC | H620N/NV24A-SR-TPC |  | H620N | / | NV24A-SR-TPC | Standard actuator | 0 | Scenario 2 |  | PPK¦SelectPro¦VDI3805¦Internet_EU |  |  | H620N/NV24A-SR-TPC | Globe valve | 1600 kPa | 400 kPa |  | EU\Inbox\Combinations\Folder..6/..7\ | 33
144115 | H620R+NV24A-SR-TPC | H620R+NV24A-SR-TPC |  | H620R | + | NV24A-SR-TPC | Standard actuator | 0 | Scenario 2 |  | PPK¦SelectPro¦VDI3805¦Internet_EU |  |  | H620R+NV24A-SR-TPC | Globe valve | 600 kPa | 400 kPa |  | EU\Inbox\Combinations\Folder..6/..7\ | 33
144116 | H620R/NV24A-SR-TPC | H620R/NV24A-SR-TPC |  | H620R | / | NV24A-SR-TPC | Standard actuator | 0 | Scenario 2 |  | PPK¦SelectPro¦VDI3805¦Internet_EU |  |  | H620R/NV24A-SR-TPC | Globe valve | 600 kPa | 400 kPa |  | EU\Inbox\Combinations\Folder..6/..7\ | 33
144119 | H620S+NV24A-SR-TPC | H620S+NV24A-SR-TPC |  | H620S | + | NV24A-SR-TPC | Standard actuator | 1 | Scenario 2 |  | PPK¦SelectPro¦VDI3805¦Internet_EU |  |  | H620S+NV24A-SR-TPC | Globe valve | 1600 kPa | 1000 kPa |  | EU\Inbox\Combinations\Folder..6/..7\ | 33
144120 | H620S/NV24A-SR-TPC | H620S/NV24A-SR-TPC |  | H620S | / | NV24A-SR-TPC | Standard actuator | 1 | Scenario 2 |  | PPK¦SelectPro¦VDI3805¦Internet_EU |  |  | H620S/NV24A-SR-TPC | Globe valve | 1600 kPa | 1000 kPa |  | EU\Inbox\Combinations\Folder..6/..7\ | 33
144123 | H624S+NV24A-SR-TPC | H624S+NV24A-SR-TPC |  | H624S | + | NV24A-SR-TPC | Standard actuator | 1 | Scenario 2 |  | PPK¦SelectPro¦VDI3805¦Internet_EU |  |  | H624S+NV24A-SR-TPC | Globe valve | 1300 kPa | 1000 kPa |  | EU\Inbox\Combinations\Folder..6/..7\ | 33
144124 | H624S/NV24A-SR-TPC | H624S/NV24A-SR-TPC |  | H624S | / | NV24A-SR-TPC | Standard actuator | 1 | Scenario 2 |  | PPK¦SelectPro¦VDI3805¦Internet_EU |  |  | H624S/NV24A-SR-TPC | Globe valve | 1300 kPa | 1000 kPa |  | EU\Inbox\Combinations\Folder..6/..7\ | 33
144127 | H625N+NV24A-SR-TPC | H625N+NV24A-SR-TPC |  | H625N | + | NV24A-SR-TPC | Standard actuator | 0 | Scenario 2 |  | PPK¦SelectPro¦VDI3805¦Internet_EU |  |  | H625N+NV24A-SR-TPC | Globe valve | 1300 kPa | 400 kPa |  | EU\Inbox\Combinations\Folder..6/..7\ | 33
144128 | H625N/NV24A-SR-TPC | H625N/NV24A-SR-TPC |  | H625N | / | NV24A-SR-TPC | Standard actuator | 0 | Scenario 2 |  | PPK¦SelectPro¦VDI3805¦Internet_EU |  |  | H625N/NV24A-SR-TPC | Globe valve | 1300 kPa | 400 kPa |  | EU\Inbox\Combinations\Folder..6/..7\ | 33
144131 | H625R+NV24A-SR-TPC | H625R+NV24A-SR-TPC |  | H625R | + | NV24A-SR-TPC | Standard actuator | 0 | Scenario 2 |  | PPK¦SelectPro¦VDI3805¦Internet_EU |  |  | H625R+NV24A-SR-TPC | Globe valve | 600 kPa | 400 kPa |  | EU\Inbox\Combinations\Folder..6/..7\ | 33
144132 | H625R/NV24A-SR-TPC | H625R/NV24A-SR-TPC |  | H625R | / | NV24A-SR-TPC | Standard actuator | 0 | Scenario 2 |  | PPK¦SelectPro¦VDI3805¦Internet_EU |  |  | H625R/NV24A-SR-TPC | Globe valve | 600 kPa | 400 kPa |  | EU\Inbox\Combinations\Folder..6/..7\ | 33
144135 | H625S+NV24A-SR-TPC | H625S+NV24A-SR-TPC |  | H625S | + | NV24A-SR-TPC | Standard actuator | 1 | Scenario 2 |  | PPK¦SelectPro¦VDI3805¦Internet_EU |  |  | H625S+NV24A-SR-TPC | Globe valve | 1300 kPa | 1000 kPa |  | EU\Inbox\Combinations\Folder..6/..7\ | 33
144136 | H625S/NV24A-SR-TPC | H625S/NV24A-SR-TPC |  | H625S | / | NV24A-SR-TPC | Standard actuator | 1 | Scenario 2 |  | PPK¦SelectPro¦VDI3805¦Internet_EU |  |  | H625S/NV24A-SR-TPC | Globe valve | 1300 kPa | 1000 kPa |  | EU\Inbox\Combinations\Folder..6/..7\ | 32
144139 | H680S/AVK24A-SR-TPC | H680S/AVK24A-SR-TPC |  | H680S | / | AVK24A-SR-TPC | Actuator with emergency control function | 1 | Scenario 2 |  | PPK¦SelectPro¦VDI3805¦Internet_EU |  |  | H680S/AVK24A-SR-TPC | Globe valve | 250 kPa | 250 kPa |  | EU\Inbox\Combinations\Folder..6/..7\ | 33
144140 | H7065X63-S4/AVK24A-SR-TPC | H7065X63-S4/AVK24A-SR-TPC |  | H7065X63-S4 | / | AVK24A-SR-TPC | Actuator with emergency control function | 1 | Scenario 2 |  | PPK¦SelectPro¦VDI3805¦Internet_EU |  |  | H7065X63-S4/AVK24A-SR-TPC | Globe valve | 400 kPa | 400 kPa |  | EU\Inbox\Combinations\Folder..6/..7\ | 33
144141 | H7065Y63-S4/AVK24A-SR-TPC | H7065Y63-S4/AVK24A-SR-TPC |  | H7065Y63-S4 | / | AVK24A-SR-TPC | Actuator with emergency control function | 1 | Scenario 2 |  | PPK¦SelectPro¦VDI3805¦Internet_EU |  |  | H7065Y63-S4/AVK24A-SR-TPC | Globe valve | 400 kPa | 400 kPa |  | EU\Inbox\Combinations\Folder..6/..7\ | 33
144142 | H7080X100-S4/AVK24A-SR-TPC | H7080X100-S4/AVK24A-SR-TPC |  | H7080X100-S4 | / | AVK24A-SR-TPC | Actuator with emergency control function | 1 | Scenario 2 |  | PPK¦SelectPro¦VDI3805¦Internet_EU |  |  | H7080X100-S4/AVK24A-SR-TPC | Globe valve | 250 kPa | 250 kPa |  | EU\Inbox\Combinations\Folder..6/..7\ | 33
144143 | H7080Y100-S4/AVK24A-SR-TPC | H7080Y100-S4/AVK24A-SR-TPC |  | H7080Y100-S4 | / | AVK24A-SR-TPC | Actuator with emergency control function | 1 | Scenario 2 |  | PPK¦SelectPro¦VDI3805¦Internet_EU |  |  | H7080Y100-S4/AVK24A-SR-TPC | Globe valve | 250 kPa | 250 kPa |  | EU\Inbox\Combinations\Folder..6/..7\ | 31
144144 | H7100N/AVK24A-SR-TPC | H7100N/AVK24A-SR-TPC |  | H7100N | / | AVK24A-SR-TPC | Actuator with emergency control function | 1 | Scenario 2 |  | PPK¦SelectPro¦VDI3805¦Internet_EU |  |  | H7100N/AVK24A-SR-TPC | Globe valve | 150 kPa | 150 kPa |  | EU\Inbox\Combinations\Folder..6/..7\ | 32
144145 | H7100R/AVK24A-SR-TPC | H7100R/AVK24A-SR-TPC |  | H7100R | / | AVK24A-SR-TPC | Actuator with emergency control function | 1 | Scenario 2 |  | PPK¦SelectPro¦VDI3805¦Internet_EU |  |  | H7100R/AVK24A-SR-TPC | Globe valve | 150 kPa | 150 kPa |  | EU\Inbox\Combinations\Folder..6/..7\ | 30
144146 | H7100X160-S4/AVK24A-SR-TPC | H7100X160-S4/AVK24A-SR-TPC |  | H7100X160-S4 | / | AVK24A-SR-TPC | Actuator with emergency control function | 1 | Scenario 2 |  | PPK¦SelectPro¦VDI3805¦Internet_EU |  |  | H7100X160-S4/AVK24A-SR-TPC | Globe valve | 150 kPa | 150 kPa |  | EU\Inbox\Combinations\Folder..6/..7\ | 30
144147 | H7100Y160-S4/AVK24A-SR-TPC | H7100Y160-S4/AVK24A-SR-TPC |  | H7100Y160-S4 | / | AVK24A-SR-TPC | Actuator with emergency control function | 1 | Scenario 2 |  | PPK¦SelectPro¦VDI3805¦Internet_EU |  |  | H7100Y160-S4/AVK24A-SR-TPC | Globe valve | 150 kPa | 150 kPa |  | EU\Inbox\Combinations\Folder..6/..7\ | 30
144148 | H765N/AVK24A-SR-TPC | H765N/AVK24A-SR-TPC |  | H765N | / | AVK24A-SR-TPC | Actuator with emergency control function | 1 | Scenario 2 |  | PPK¦SelectPro¦VDI3805¦Internet_EU |  |  | H765N/AVK24A-SR-TPC | Globe valve | 400 kPa | 400 kPa |  | EU\Inbox\Combinations\Folder..6/..7\ | 30
144149 | H780N/AVK24A-SR-TPC | H780N/AVK24A-SR-TPC |  | H780N | / | AVK24A-SR-TPC | Actuator with emergency control function | 1 | Scenario 2 |  | PPK¦SelectPro¦VDI3805¦Internet_EU |  |  | H780N/AVK24A-SR-TPC | Globe valve | 250 kPa | 250 kPa |  | EU\Inbox\Combinations\Folder..6/..7\ | 30
144150 | H6100N/EV24A-SR-TPC | H6100N/EV24A-SR-TPC |  | H6100N | / | EV24A-SR-TPC | Standard actuator | 0 | Scenario 2 |  | PPK¦SelectPro¦VDI3805¦Internet_EU |  |  | H6100N/EV24A-SR-TPC | Globe valve | 200 kPa | 200 kPa |  | EU\Inbox\Combinations\Folder..6/..7\ | 30
144151 | H6100N/EVC24A-SR | H6100N/EVC24A-SR |  | H6100N | / | EVC24A-SR | Fast runner | 1 | Scenario 2 |  | PPK¦SelectPro¦VDI3805¦Internet_EU |  |  | H6100N/EVC24A-SR | Globe valve | 200 kPa | 200 kPa |  | EU\Inbox\Combinations\Folder..6/..7\ | 30
144152 | H6100R/EV24A-SR-TPC | H6100R/EV24A-SR-TPC |  | H6100R | / | EV24A-SR-TPC | Standard actuator | 0 | Scenario 2 |  | PPK¦SelectPro¦VDI3805¦Internet_EU |  |  | H6100R/EV24A-SR-TPC | Globe valve | 200 kPa | 200 kPa |  | EU\Inbox\Combinations\Folder..6/..7\ | 30
144153 | H6100R/EVC24A-SR | H6100R/EVC24A-SR |  | H6100R | / | EVC24A-SR | Fast runner | 1 | Scenario 2 |  | PPK¦SelectPro¦VDI3805¦Internet_EU |  |  | H6100R/EVC24A-SR | Globe valve | 200 kPa | 200 kPa |  | EU\Inbox\Combinations\Folder..6/..7\ | 30
144154 | H6100S/EV24A-SR-TPC | H6100S/EV24A-SR-TPC |  | H6100S | / | EV24A-SR-TPC | Standard actuator | 0 | Scenario 2 |  | PPK¦SelectPro¦VDI3805¦Internet_EU |  |  | H6100S/EV24A-SR-TPC | Globe valve | 200 kPa | 200 kPa |  | EU\Inbox\Combinations\Folder..6/..7\ | 30
144155 | H6100S/EVC24A-SR | H6100S/EVC24A-SR |  | H6100S | / | EVC24A-SR | Fast runner | 1 | Scenario 2 |  | PPK¦SelectPro¦VDI3805¦Internet_EU |  |  | H6100S/EVC24A-SR | Globe valve | 200 kPa | 200 kPa |  | EU\Inbox\Combinations\Folder..6/..7\ | 30
144156 | H6100SP/EV24A-SR-TPC | H6100SP/EV24A-SR-TPC |  | H6100SP | / | EV24A-SR-TPC | Standard actuator | 1 | Scenario 2 |  | PPK¦SelectPro¦VDI3805¦Internet_EU |  |  | H6100SP/EV24A-SR-TPC | Globe valve (partial pressure-balanced) | 600 kPa | 600 kPa |  | EU\Inbox\Combinations\Folder..6/..7\ | 30
144157 | H6100SP/EVC24A-SR | H6100SP/EVC24A-SR |  | H6100SP | / | EVC24A-SR | Fast runner | 1 | Scenario 2 |  | PPK¦SelectPro¦VDI3805¦Internet_EU |  |  | H6100SP/EVC24A-SR | Globe valve (partial pressure-balanced) | 600 kPa | 600 kPa |  | EU\Inbox\Combinations\Folder..6/..7\ | 30
144160 | H6125S/EV24A-SR-TPC | H6125S/EV24A-SR-TPC |  | H6125S | / | EV24A-SR-TPC | Standard actuator | 0 | Scenario 2 |  | PPK¦SelectPro¦VDI3805¦Internet_EU |  |  | H6125S/EV24A-SR-TPC | Globe valve | 110 kPa | 110 kPa |  | EU\Inbox\Combinations\Folder..6/..7\ | 30
144161 | H6125S/EVC24A-SR | H6125S/EVC24A-SR |  | H6125S | / | EVC24A-SR | Fast runner | 1 | Scenario 2 |  | PPK¦SelectPro¦VDI3805¦Internet_EU |  |  | H6125S/EVC24A-SR | Globe valve | 110 kPa | 110 kPa |  | EU\Inbox\Combinations\Folder..6/..7\ | 30
144162 | H6125SP/EV24A-SR-TPC | H6125SP/EV24A-SR-TPC |  | H6125SP | / | EV24A-SR-TPC | Standard actuator | 1 | Scenario 2 |  | PPK¦SelectPro¦VDI3805¦Internet_EU |  |  | H6125SP/EV24A-SR-TPC | Globe valve (partial pressure-balanced) | 600 kPa | 600 kPa |  | EU\Inbox\Combinations\Folder..6/..7\ | 30
144163 | H6125SP/EVC24A-SR | H6125SP/EVC24A-SR |  | H6125SP | / | EVC24A-SR | Fast runner | 1 | Scenario 2 |  | PPK¦SelectPro¦VDI3805¦Internet_EU |  |  | H6125SP/EVC24A-SR | Globe valve (partial pressure-balanced) | 600 kPa | 600 kPa |  | EU\Inbox\Combinations\Folder..6/..7\ | 30
144166 | H6150S/EV24A-SR-TPC | H6150S/EV24A-SR-TPC |  | H6150S | / | EV24A-SR-TPC | Standard actuator | 0 | Scenario 2 |  | PPK¦SelectPro¦VDI3805¦Internet_EU |  |  | H6150S/EV24A-SR-TPC | Globe valve | 70 kPa | 70 kPa |  | EU\Inbox\Combinations\Folder..6/..7\ | 30
144167 | H6150S/EVC24A-SR | H6150S/EVC24A-SR |  | H6150S | / | EVC24A-SR | Fast runner | 1 | Scenario 2 |  | PPK¦SelectPro¦VDI3805¦Internet_EU |  |  | H6150S/EVC24A-SR | Globe valve | 70 kPa | 70 kPa |  | EU\Inbox\Combinations\Folder..6/..7\ | 30
144168 | H6150SP/EV24A-SR-TPC | H6150SP/EV24A-SR-TPC |  | H6150SP | / | EV24A-SR-TPC | Standard actuator | 1 | Scenario 2 |  | PPK¦SelectPro¦VDI3805¦Internet_EU |  |  | H6150SP/EV24A-SR-TPC | Globe valve (partial pressure-balanced) | 600 kPa | 600 kPa |  | EU\Inbox\Combinations\Folder..6/..7\ | 30
144169 | H6150SP/EVC24A-SR | H6150SP/EVC24A-SR |  | H6150SP | / | EVC24A-SR | Fast runner | 1 | Scenario 2 |  | PPK¦SelectPro¦VDI3805¦Internet_EU |  |  | H6150SP/EVC24A-SR | Globe valve (partial pressure-balanced) | 600 kPa | 600 kPa |  | EU\Inbox\Combinations\Folder..6/..7\ | 30
144170 | H665N/EV24A-SR-TPC | H665N/EV24A-SR-TPC |  | H665N | / | EV24A-SR-TPC | Standard actuator | 1 | Scenario 2 |  | PPK¦SelectPro¦VDI3805¦Internet_EU |  |  | H665N/EV24A-SR-TPC | Globe valve | 550 kPa | 400 kPa |  | EU\Inbox\Combinations\Folder..6/..7\ | 33
144171 | H665N/EVC24A-SR | H665N/EVC24A-SR |  | H665N | / | EVC24A-SR | Fast runner | 1 | Scenario 2 |  | PPK¦SelectPro¦VDI3805¦Internet_EU |  |  | H665N/EVC24A-SR | Globe valve | 550 kPa | 400 kPa |  | EU\Inbox\Combinations\Folder..6/..7\ | 31
144172 | H665S/EV24A-SR-TPC | H665S/EV24A-SR-TPC |  | H665S | / | EV24A-SR-TPC | Standard actuator | 0 | Scenario 2 |  | PPK¦SelectPro¦VDI3805¦Internet_EU |  |  | H665S/EV24A-SR-TPC | Globe valve | 550 kPa | 550 kPa |  | EU\Inbox\Combinations\Folder..6/..7\ | 30
144173 | H665S/EVC24A-SR | H665S/EVC24A-SR |  | H665S | / | EVC24A-SR | Fast runner | 1 | Scenario 2 |  | PPK¦SelectPro¦VDI3805¦Internet_EU |  |  | H665S/EVC24A-SR | Globe valve | 550 kPa | 550 kPa |  | EU\Inbox\Combinations\Folder..6/..7\ | 30
144174 | H680N/EV24A-SR-TPC | H680N/EV24A-SR-TPC |  | H680N | / | EV24A-SR-TPC | Standard actuator | 0 | Scenario 2 |  | PPK¦SelectPro¦VDI3805¦Internet_EU |  |  | H680N/EV24A-SR-TPC | Globe valve | 350 kPa | 350 kPa |  | EU\Inbox\Combinations\Folder..6/..7\ | 33
144175 | H680N/EVC24A-SR | H680N/EVC24A-SR |  | H680N | / | EVC24A-SR | Fast runner | 1 | Scenario 2 |  | PPK¦SelectPro¦VDI3805¦Internet_EU |  |  | H680N/EVC24A-SR | Globe valve | 350 kPa | 350 kPa |  | EU\Inbox\Combinations\Folder..6/..7\ | 30
144176 | H680S/EV24A-SR-TPC | H680S/EV24A-SR-TPC |  | H680S | / | EV24A-SR-TPC | Standard actuator | 0 | Scenario 2 |  | PPK¦SelectPro¦VDI3805¦Internet_EU |  |  | H680S/EV24A-SR-TPC | Globe valve | 350 kPa | 350 kPa |  | EU\Inbox\Combinations\Folder..6/..7\ | 30
144177 | H411B+LV24A-SR-TPC | H411B+LV24A-SR-TPC |  | H411B | + | LV24A-SR-TPC | Standard actuator | 1 | Scenario 2 |  | PPK¦SelectPro¦VDI3805¦Internet_EU |  |  | H411B+LV24A-SR-TPC | Globe valve | 1300 kPa | 400 kPa |  | EU\Inbox\Combinations\Folder..4/..5\ | 34
144178 | H411B/LV24A-SR-TPC | H411B/LV24A-SR-TPC |  | H411B | / | LV24A-SR-TPC | Standard actuator | 1 | Scenario 2 |  | PPK¦SelectPro¦VDI3805¦Internet_EU |  |  | H411B/LV24A-SR-TPC | Globe valve | 1300 kPa | 400 kPa |  | EU\Inbox\Combinations\Folder..4/..5\ | 34
144179 | H412B+LV24A-SR-TPC | H412B+LV24A-SR-TPC |  | H412B | + | LV24A-SR-TPC | Standard actuator | 1 | Scenario 2 |  | PPK¦SelectPro¦VDI3805¦Internet_EU |  |  | H412B+LV24A-SR-TPC | Globe valve | 1300 kPa | 400 kPa |  | EU\Inbox\Combinations\Folder..4/..5\ | 34
144180 | H412B/LV24A-SR-TPC | H412B/LV24A-SR-TPC |  | H412B | / | LV24A-SR-TPC | Standard actuator | 1 | Scenario 2 |  | PPK¦SelectPro¦VDI3805¦Internet_EU |  |  | H412B/LV24A-SR-TPC | Globe valve | 1300 kPa | 400 kPa |  | EU\Inbox\Combinations\Folder..4/..5\ | 34
144181 | H413B+LV24A-SR-TPC | H413B+LV24A-SR-TPC |  | H413B | + | LV24A-SR-TPC | Standard actuator | 1 | Scenario 2 |  | PPK¦SelectPro¦VDI3805¦Internet_EU |  |  | H413B+LV24A-SR-TPC | Globe valve | 1300 kPa | 400 kPa |  | EU\Inbox\Combinations\Folder..4/..5\ | 30
144182 | H413B/LV24A-SR-TPC | H413B/LV24A-SR-TPC |  | H413B | / | LV24A-SR-TPC | Standard actuator | 1 | Scenario 2 |  | PPK¦SelectPro¦VDI3805¦Internet_EU |  |  | H413B/LV24A-SR-TPC | Globe valve | 1300 kPa | 400 kPa |  | EU\Inbox\Combinations\Folder..4/..5\ | 30
144183 | H414B+LV24A-SR-TPC | H414B+LV24A-SR-TPC |  | H414B | + | LV24A-SR-TPC | Standard actuator | 1 | Scenario 2 |  | PPK¦SelectPro¦VDI3805¦Internet_EU |  |  | H414B+LV24A-SR-TPC | Globe valve | 1300 kPa | 400 kPa |  | EU\Inbox\Combinations\Folder..4/..5\ | 30
144184 | H414B/LV24A-SR-TPC | H414B/LV24A-SR-TPC |  | H414B | / | LV24A-SR-TPC | Standard actuator | 1 | Scenario 2 |  | PPK¦SelectPro¦VDI3805¦Internet_EU |  |  | H414B/LV24A-SR-TPC | Globe valve | 1300 kPa | 400 kPa |  | EU\Inbox\Combinations\Folder..4/..5\ | 30
144185 | H415B+LV24A-SR-TPC | H415B+LV24A-SR-TPC |  | H415B | + | LV24A-SR-TPC | Standard actuator | 1 | Scenario 2 |  | PPK¦SelectPro¦VDI3805¦Internet_EU |  |  | H415B+LV24A-SR-TPC | Globe valve | 1300 kPa | 400 kPa |  | EU\Inbox\Combinations\Folder..4/..5\ | 30
144186 | H415B/LV24A-SR-TPC | H415B/LV24A-SR-TPC |  | H415B | / | LV24A-SR-TPC | Standard actuator | 1 | Scenario 2 |  | PPK¦SelectPro¦VDI3805¦Internet_EU |  |  | H415B/LV24A-SR-TPC | Globe valve | 1300 kPa | 400 kPa |  | EU\Inbox\Combinations\Folder..4/..5\ | 30
144187 | H420B+LV24A-SR-TPC | H420B+LV24A-SR-TPC |  | H420B | + | LV24A-SR-TPC | Standard actuator | 1 | Scenario 2 |  | PPK¦SelectPro¦VDI3805¦Internet_EU |  |  | H420B+LV24A-SR-TPC | Globe valve | 900 kPa | 400 kPa |  | EU\Inbox\Combinations\Folder..4/..5\ | 30
144188 | H420B/LV24A-SR-TPC | H420B/LV24A-SR-TPC |  | H420B | / | LV24A-SR-TPC | Standard actuator | 1 | Scenario 2 |  | PPK¦SelectPro¦VDI3805¦Internet_EU |  |  | H420B/LV24A-SR-TPC | Globe valve | 900 kPa | 400 kPa |  | EU\Inbox\Combinations\Folder..4/..5\ | 30
144189 | H425B+LV24A-SR-TPC | H425B+LV24A-SR-TPC |  | H425B | + | LV24A-SR-TPC | Standard actuator | 1 | Scenario 2 |  | PPK¦SelectPro¦VDI3805¦Internet_EU |  |  | H425B+LV24A-SR-TPC | Globe valve | 500 kPa | 400 kPa |  | EU\Inbox\Combinations\Folder..4/..5\ | 30
144190 | H425B/LV24A-SR-TPC | H425B/LV24A-SR-TPC |  | H425B | / | LV24A-SR-TPC | Standard actuator | 1 | Scenario 2 |  | PPK¦SelectPro¦VDI3805¦Internet_EU |  |  | H425B/LV24A-SR-TPC | Globe valve | 500 kPa | 400 kPa |  | EU\Inbox\Combinations\Folder..4/..5\ | 30
144191 | H432B+LV24A-SR-TPC | H432B+LV24A-SR-TPC |  | H432B | + | LV24A-SR-TPC | Standard actuator | 0 | Scenario 2 |  | PPK¦SelectPro¦VDI3805¦Internet_EU |  |  | H432B+LV24A-SR-TPC | Globe valve | 350 kPa | 350 kPa |  | EU\Inbox\Combinations\Folder..4/..5\ | 28
144192 | H432B/LV24A-SR-TPC | H432B/LV24A-SR-TPC |  | H432B | / | LV24A-SR-TPC | Standard actuator | 0 | Scenario 2 |  | PPK¦SelectPro¦VDI3805¦Internet_EU |  |  | H432B/LV24A-SR-TPC | Globe valve | 350 kPa | 350 kPa |  | EU\Inbox\Combinations\Folder..4/..5\ | 28
144193 | H440B+LV24A-SR-TPC | H440B+LV24A-SR-TPC |  | H440B | + | LV24A-SR-TPC | Standard actuator | 0 | Scenario 2 |  | PPK¦SelectPro¦VDI3805¦Internet_EU |  |  | H440B+LV24A-SR-TPC | Globe valve | 150 kPa | 150 kPa |  | EU\Inbox\Combinations\Folder..4/..5\ | 28
144194 | H440B/LV24A-SR-TPC | H440B/LV24A-SR-TPC |  | H440B | / | LV24A-SR-TPC | Standard actuator | 0 | Scenario 2 |  | PPK¦SelectPro¦VDI3805¦Internet_EU |  |  | H440B/LV24A-SR-TPC | Globe valve | 150 kPa | 150 kPa |  | EU\Inbox\Combinations\Folder..4/..5\ | 28
144195 | H450B+LV24A-SR-TPC | H450B+LV24A-SR-TPC |  | H450B | + | LV24A-SR-TPC | Standard actuator | 0 | Scenario 2 |  | PPK¦SelectPro¦VDI3805¦Internet_EU |  |  | H450B+LV24A-SR-TPC | Globe valve | 70 kPa | 70 kPa |  | EU\Inbox\Combinations\Folder..4/..5\ | 28
144196 | H450B/LV24A-SR-TPC | H450B/LV24A-SR-TPC |  | H450B | / | LV24A-SR-TPC | Standard actuator | 0 | Scenario 2 |  | PPK¦SelectPro¦VDI3805¦Internet_EU |  |  | H450B/LV24A-SR-TPC | Globe valve | 70 kPa | 70 kPa |  | EU\Inbox\Combinations\Folder..4/..5\ | 28
144197 | H511B+LV24A-SR-TPC | H511B+LV24A-SR-TPC |  | H511B | + | LV24A-SR-TPC | Standard actuator | 1 | Scenario 2 |  | PPK¦SelectPro¦VDI3805¦Internet_EU |  |  | H511B+LV24A-SR-TPC | Globe valve | 1300 kPa | 400 kPa |  | EU\Inbox\Combinations\Folder..4/..5\ | 29
144198 | H511B/LV24A-SR-TPC | H511B/LV24A-SR-TPC |  | H511B | / | LV24A-SR-TPC | Standard actuator | 1 | Scenario 2 |  | PPK¦SelectPro¦VDI3805¦Internet_EU |  |  | H511B/LV24A-SR-TPC | Globe valve | 1300 kPa | 400 kPa |  | EU\Inbox\Combinations\Folder..4/..5\ | 29
144199 | H512B+LV24A-SR-TPC | H512B+LV24A-SR-TPC |  | H512B | + | LV24A-SR-TPC | Standard actuator | 1 | Scenario 2 |  | PPK¦SelectPro¦VDI3805¦Internet_EU |  |  | H512B+LV24A-SR-TPC | Globe valve | 1300 kPa | 400 kPa |  | EU\Inbox\Combinations\Folder..4/..5\ | 29
144200 | H512B/LV24A-SR-TPC | H512B/LV24A-SR-TPC |  | H512B | / | LV24A-SR-TPC | Standard actuator | 1 | Scenario 2 |  | PPK¦SelectPro¦VDI3805¦Internet_EU |  |  | H512B/LV24A-SR-TPC | Globe valve | 1300 kPa | 400 kPa |  | EU\Inbox\Combinations\Folder..4/..5\ | 29
144201 | H513B+LV24A-SR-TPC | H513B+LV24A-SR-TPC |  | H513B | + | LV24A-SR-TPC | Standard actuator | 1 | Scenario 2 |  | PPK¦SelectPro¦VDI3805¦Internet_EU |  |  | H513B+LV24A-SR-TPC | Globe valve | 1300 kPa | 400 kPa |  | EU\Inbox\Combinations\Folder..4/..5\ | 29
144202 | H513B/LV24A-SR-TPC | H513B/LV24A-SR-TPC |  | H513B | / | LV24A-SR-TPC | Standard actuator | 1 | Scenario 2 |  | PPK¦SelectPro¦VDI3805¦Internet_EU |  |  | H513B/LV24A-SR-TPC | Globe valve | 1300 kPa | 400 kPa |  | EU\Inbox\Combinations\Folder..4/..5\ | 29
144203 | H514B+LV24A-SR-TPC | H514B+LV24A-SR-TPC |  | H514B | + | LV24A-SR-TPC | Standard actuator | 1 | Scenario 2 |  | PPK¦SelectPro¦VDI3805¦Internet_EU |  |  | H514B+LV24A-SR-TPC | Globe valve | 1300 kPa | 400 kPa |  | EU\Inbox\Combinations\Folder..4/..5\ | 29
144204 | H514B/LV24A-SR-TPC | H514B/LV24A-SR-TPC |  | H514B | / | LV24A-SR-TPC | Standard actuator | 1 | Scenario 2 |  | PPK¦SelectPro¦VDI3805¦Internet_EU |  |  | H514B/LV24A-SR-TPC | Globe valve | 1300 kPa | 400 kPa |  | EU\Inbox\Combinations\Folder..4/..5\ | 29
144205 | H515B+LV24A-SR-TPC | H515B+LV24A-SR-TPC |  | H515B | + | LV24A-SR-TPC | Standard actuator | 1 | Scenario 2 |  | PPK¦SelectPro¦VDI3805¦Internet_EU |  |  | H515B+LV24A-SR-TPC | Globe valve | 1300 kPa | 400 kPa |  | EU\Inbox\Combinations\Folder..4/..5\ | 29
144206 | H515B/LV24A-SR-TPC | H515B/LV24A-SR-TPC |  | H515B | / | LV24A-SR-TPC | Standard actuator | 1 | Scenario 2 |  | PPK¦SelectPro¦VDI3805¦Internet_EU |  |  | H515B/LV24A-SR-TPC | Globe valve | 1300 kPa | 400 kPa |  | EU\Inbox\Combinations\Folder..4/..5\ | 29
144207 | H520B+LV24A-SR-TPC | H520B+LV24A-SR-TPC |  | H520B | + | LV24A-SR-TPC | Standard actuator | 1 | Scenario 2 |  | PPK¦SelectPro¦VDI3805¦Internet_EU |  |  | H520B+LV24A-SR-TPC | Globe valve | 900 kPa | 400 kPa |  | EU\Inbox\Combinations\Folder..4/..5\ | 29
144208 | H520B/LV24A-SR-TPC | H520B/LV24A-SR-TPC |  | H520B | / | LV24A-SR-TPC | Standard actuator | 1 | Scenario 2 |  | PPK¦SelectPro¦VDI3805¦Internet_EU |  |  | H520B/LV24A-SR-TPC | Globe valve | 900 kPa | 400 kPa |  | EU\Inbox\Combinations\Folder..4/..5\ | 29
144209 | H525B+LV24A-SR-TPC | H525B+LV24A-SR-TPC |  | H525B | + | LV24A-SR-TPC | Standard actuator | 1 | Scenario 2 |  | PPK¦SelectPro¦VDI3805¦Internet_EU |  |  | H525B+LV24A-SR-TPC | Globe valve | 500 kPa | 400 kPa |  | EU\Inbox\Combinations\Folder..4/..5\ | 29
144210 | H525B/LV24A-SR-TPC | H525B/LV24A-SR-TPC |  | H525B | / | LV24A-SR-TPC | Standard actuator | 1 | Scenario 2 |  | PPK¦SelectPro¦VDI3805¦Internet_EU |  |  | H525B/LV24A-SR-TPC | Globe valve | 500 kPa | 400 kPa |  | EU\Inbox\Combinations\Folder..4/..5\ | 29
144211 | H532B+LV24A-SR-TPC | H532B+LV24A-SR-TPC |  | H532B | + | LV24A-SR-TPC | Standard actuator | 0 | Scenario 2 |  | PPK¦SelectPro¦VDI3805¦Internet_EU |  |  | H532B+LV24A-SR-TPC | Globe valve | 350 kPa | 350 kPa |  | EU\Inbox\Combinations\Folder..4/..5\ | 28
144212 | H532B/LV24A-SR-TPC | H532B/LV24A-SR-TPC |  | H532B | / | LV24A-SR-TPC | Standard actuator | 0 | Scenario 2 |  | PPK¦SelectPro¦VDI3805¦Internet_EU |  |  | H532B/LV24A-SR-TPC | Globe valve | 350 kPa | 350 kPa |  | EU\Inbox\Combinations\Folder..4/..5\ | 28
144213 | H540B+LV24A-SR-TPC | H540B+LV24A-SR-TPC |  | H540B | + | LV24A-SR-TPC | Standard actuator | 0 | Scenario 2 |  | PPK¦SelectPro¦VDI3805¦Internet_EU |  |  | H540B+LV24A-SR-TPC | Globe valve | 150 kPa | 150 kPa |  | EU\Inbox\Combinations\Folder..4/..5\ | 28
144214 | H540B/LV24A-SR-TPC | H540B/LV24A-SR-TPC |  | H540B | / | LV24A-SR-TPC | Standard actuator | 0 | Scenario 2 |  | PPK¦SelectPro¦VDI3805¦Internet_EU |  |  | H540B/LV24A-SR-TPC | Globe valve | 150 kPa | 150 kPa |  | EU\Inbox\Combinations\Folder..4/..5\ | 28
144215 | H550B+LV24A-SR-TPC | H550B+LV24A-SR-TPC |  | H550B | + | LV24A-SR-TPC | Standard actuator | 0 | Scenario 2 |  | PPK¦SelectPro¦VDI3805¦Internet_EU |  |  | H550B+LV24A-SR-TPC | Globe valve | 70 kPa | 70 kPa |  | EU\Inbox\Combinations\Folder..4/..5\ | 28
144216 | H550B/LV24A-SR-TPC | H550B/LV24A-SR-TPC |  | H550B | / | LV24A-SR-TPC | Standard actuator | 0 | Scenario 2 |  | PPK¦SelectPro¦VDI3805¦Internet_EU |  |  | H550B/LV24A-SR-TPC | Globe valve | 70 kPa | 70 kPa |  | EU\Inbox\Combinations\Folder..4/..5\ | 28
144217 | H6015X1-S2+LV24A-SR-TPC | H6015X1-S2+LV24A-SR-TPC |  | H6015X1-S2 | + | LV24A-SR-TPC | Standard actuator | 1 | Scenario 2 |  | PPK¦SelectPro¦VDI3805¦Internet_EU |  |  | H6015X1-S2+LV24A-SR-TPC | Globe valve | 800 kPa | 800 kPa |  | EU\Inbox\Combinations\Folder..6/..7\ | 29
144218 | H6015X1-S2/LV24A-SR-TPC | H6015X1-S2/LV24A-SR-TPC |  | H6015X1-S2 | / | LV24A-SR-TPC | Standard actuator | 1 | Scenario 2 |  | PPK¦SelectPro¦VDI3805¦Internet_EU |  |  | H6015X1-S2/LV24A-SR-TPC | Globe valve | 800 kPa | 800 kPa |  | EU\Inbox\Combinations\Folder..6/..7\ | 29
144219 | H6015X1P6-S2+LV24A-SR-TPC | H6015X1P6-S2+LV24A-SR-TPC |  | H6015X1P6-S2 | + | LV24A-SR-TPC | Standard actuator | 1 | Scenario 2 |  | PPK¦SelectPro¦VDI3805¦Internet_EU |  |  | H6015X1P6-S2+LV24A-SR-TPC | Globe valve | 800 kPa | 800 kPa |  | EU\Inbox\Combinations\Folder..6/..7\ | 29
144220 | H6015X1P6-S2/LV24A-SR-TPC | H6015X1P6-S2/LV24A-SR-TPC |  | H6015X1P6-S2 | / | LV24A-SR-TPC | Standard actuator | 1 | Scenario 2 |  | PPK¦SelectPro¦VDI3805¦Internet_EU |  |  | H6015X1P6-S2/LV24A-SR-TPC | Globe valve | 800 kPa | 800 kPa |  | EU\Inbox\Combinations\Folder..6/..7\ | 29
144221 | H6015X2P5-S2+LV24A-SR-TPC | H6015X2P5-S2+LV24A-SR-TPC |  | H6015X2P5-S2 | + | LV24A-SR-TPC | Standard actuator | 1 | Scenario 2 |  | PPK¦SelectPro¦VDI3805¦Internet_EU |  |  | H6015X2P5-S2+LV24A-SR-TPC | Globe valve | 800 kPa | 800 kPa |  | EU\Inbox\Combinations\Folder..6/..7\ | 29
144222 | H6015X2P5-S2/LV24A-SR-TPC | H6015X2P5-S2/LV24A-SR-TPC |  | H6015X2P5-S2 | / | LV24A-SR-TPC | Standard actuator | 1 | Scenario 2 |  | PPK¦SelectPro¦VDI3805¦Internet_EU |  |  | H6015X2P5-S2/LV24A-SR-TPC | Globe valve | 800 kPa | 800 kPa |  | EU\Inbox\Combinations\Folder..6/..7\ | 29
144223 | H6015X4-S2+LV24A-SR-TPC | H6015X4-S2+LV24A-SR-TPC |  | H6015X4-S2 | + | LV24A-SR-TPC | Standard actuator | 1 | Scenario 2 |  | PPK¦SelectPro¦VDI3805¦Internet_EU |  |  | H6015X4-S2+LV24A-SR-TPC | Globe valve | 800 kPa | 800 kPa |  | EU\Inbox\Combinations\Folder..6/..7\ | 29
144224 | H6015X4-S2/LV24A-SR-TPC | H6015X4-S2/LV24A-SR-TPC |  | H6015X4-S2 | / | LV24A-SR-TPC | Standard actuator | 1 | Scenario 2 |  | PPK¦SelectPro¦VDI3805¦Internet_EU |  |  | H6015X4-S2/LV24A-SR-TPC | Globe valve | 800 kPa | 800 kPa |  | EU\Inbox\Combinations\Folder..6/..7\ | 29
144225 | H6015XP4-S2+LV24A-SR-TPC | H6015XP4-S2+LV24A-SR-TPC |  | H6015XP4-S2 | + | LV24A-SR-TPC | Standard actuator | 1 | Scenario 2 |  | PPK¦SelectPro¦VDI3805¦Internet_EU |  |  | H6015XP4-S2+LV24A-SR-TPC | Globe valve | 2500 kPa | 1000 kPa |  | EU\Inbox\Combinations\Folder..6/..7\ | 29
144226 | H6015XP4-S2/LV24A-SR-TPC | H6015XP4-S2/LV24A-SR-TPC |  | H6015XP4-S2 | / | LV24A-SR-TPC | Standard actuator | 1 | Scenario 2 |  | PPK¦SelectPro¦VDI3805¦Internet_EU |  |  | H6015XP4-S2/LV24A-SR-TPC | Globe valve | 2500 kPa | 1000 kPa |  | EU\Inbox\Combinations\Folder..6/..7\ | 29
144227 | H6015XP63-S2+LV24A-SR-TPC | H6015XP63-S2+LV24A-SR-TPC |  | H6015XP63-S2 | + | LV24A-SR-TPC | Standard actuator | 1 | Scenario 2 |  | PPK¦SelectPro¦VDI3805¦Internet_EU |  |  | H6015XP63-S2+LV24A-SR-TPC | Globe valve | 2500 kPa | 1000 kPa |  | EU\Inbox\Combinations\Folder..6/..7\ | 29
144228 | H6015XP63-S2/LV24A-SR-TPC | H6015XP63-S2/LV24A-SR-TPC |  | H6015XP63-S2 | / | LV24A-SR-TPC | Standard actuator | 1 | Scenario 2 |  | PPK¦SelectPro¦VDI3805¦Internet_EU |  |  | H6015XP63-S2/LV24A-SR-TPC | Globe valve | 2500 kPa | 1000 kPa |  | EU\Inbox\Combinations\Folder..6/..7\ | 29
144229 | H6020X4-S2+LV24A-SR-TPC | H6020X4-S2+LV24A-SR-TPC |  | H6020X4-S2 | + | LV24A-SR-TPC | Standard actuator | 0 | Scenario 2 |  | PPK¦SelectPro¦VDI3805¦Internet_EU |  |  | H6020X4-S2+LV24A-SR-TPC | Globe valve | 800 kPa | 800 kPa |  | EU\Inbox\Combinations\Folder..6/..7\ | 29
144230 | H6020X4-S2/LV24A-SR-TPC | H6020X4-S2/LV24A-SR-TPC |  | H6020X4-S2 | / | LV24A-SR-TPC | Standard actuator | 0 | Scenario 2 |  | PPK¦SelectPro¦VDI3805¦Internet_EU |  |  | H6020X4-S2/LV24A-SR-TPC | Globe valve | 800 kPa | 800 kPa |  | EU\Inbox\Combinations\Folder..6/..7\ | 29
144231 | H6020X6P3-S2+LV24A-SR-TPC | H6020X6P3-S2+LV24A-SR-TPC |  | H6020X6P3-S2 | + | LV24A-SR-TPC | Standard actuator | 0 | Scenario 2 |  | PPK¦SelectPro¦VDI3805¦Internet_EU |  |  | H6020X6P3-S2+LV24A-SR-TPC | Globe valve | 600 kPa | 600 kPa |  | EU\Inbox\Combinations\Folder..6/..7\ | 29
144232 | H6020X6P3-S2/LV24A-SR-TPC | H6020X6P3-S2/LV24A-SR-TPC |  | H6020X6P3-S2 | / | LV24A-SR-TPC | Standard actuator | 0 | Scenario 2 |  | PPK¦SelectPro¦VDI3805¦Internet_EU |  |  | H6020X6P3-S2/LV24A-SR-TPC | Globe valve | 600 kPa | 600 kPa |  | EU\Inbox\Combinations\Folder..6/..7\ | 29
144233 | H6025X10-S2+LV24A-SR-TPC | H6025X10-S2+LV24A-SR-TPC |  | H6025X10-S2 | + | LV24A-SR-TPC | Standard actuator | 0 | Scenario 2 |  | PPK¦SelectPro¦VDI3805¦Internet_EU |  |  | H6025X10-S2+LV24A-SR-TPC | Globe valve | 450 kPa | 450 kPa |  | EU\Inbox\Combinations\Folder..6/..7\ | 29
144234 | H6025X10-S2/LV24A-SR-TPC | H6025X10-S2/LV24A-SR-TPC |  | H6025X10-S2 | / | LV24A-SR-TPC | Standard actuator | 0 | Scenario 2 |  | PPK¦SelectPro¦VDI3805¦Internet_EU |  |  | H6025X10-S2/LV24A-SR-TPC | Globe valve | 450 kPa | 450 kPa |  | EU\Inbox\Combinations\Folder..6/..7\ | 29
144235 | H6025X6P3-S2+LV24A-SR-TPC | H6025X6P3-S2+LV24A-SR-TPC |  | H6025X6P3-S2 | + | LV24A-SR-TPC | Standard actuator | 0 | Scenario 2 |  | PPK¦SelectPro¦VDI3805¦Internet_EU |  |  | H6025X6P3-S2+LV24A-SR-TPC | Globe valve | 450 kPa | 450 kPa |  | EU\Inbox\Combinations\Folder..6/..7\ | 29
144236 | H6025X6P3-S2/LV24A-SR-TPC | H6025X6P3-S2/LV24A-SR-TPC |  | H6025X6P3-S2 | / | LV24A-SR-TPC | Standard actuator | 0 | Scenario 2 |  | PPK¦SelectPro¦VDI3805¦Internet_EU |  |  | H6025X6P3-S2/LV24A-SR-TPC | Globe valve | 450 kPa | 450 kPa |  | EU\Inbox\Combinations\Folder..6/..7\ | 29
144237 | H6032X10-S2+LV24A-SR-TPC | H6032X10-S2+LV24A-SR-TPC |  | H6032X10-S2 | + | LV24A-SR-TPC | Standard actuator | 0 | Scenario 2 |  | PPK¦SelectPro¦VDI3805¦Internet_EU |  |  | H6032X10-S2+LV24A-SR-TPC | Globe valve | 300 kPa | 300 kPa |  | EU\Inbox\Combinations\Folder..6/..7\ | 29
144238 | H6032X10-S2/LV24A-SR-TPC | H6032X10-S2/LV24A-SR-TPC |  | H6032X10-S2 | / | LV24A-SR-TPC | Standard actuator | 0 | Scenario 2 |  | PPK¦SelectPro¦VDI3805¦Internet_EU |  |  | H6032X10-S2/LV24A-SR-TPC | Globe valve | 300 kPa | 300 kPa |  | EU\Inbox\Combinations\Folder..6/..7\ | 29
144239 | H6032X16-S2+LV24A-SR-TPC | H6032X16-S2+LV24A-SR-TPC |  | H6032X16-S2 | + | LV24A-SR-TPC | Standard actuator | 0 | Scenario 2 |  | PPK¦SelectPro¦VDI3805¦Internet_EU |  |  | H6032X16-S2+LV24A-SR-TPC | Globe valve | 300 kPa | 300 kPa |  | EU\Inbox\Combinations\Folder..6/..7\ | 29
144240 | H6032X16-S2/LV24A-SR-TPC | H6032X16-S2/LV24A-SR-TPC |  | H6032X16-S2 | / | LV24A-SR-TPC | Standard actuator | 0 | Scenario 2 |  | PPK¦SelectPro¦VDI3805¦Internet_EU |  |  | H6032X16-S2/LV24A-SR-TPC | Globe valve | 300 kPa | 300 kPa |  | EU\Inbox\Combinations\Folder..6/..7\ | 29
144241 | H6040X16-S2+LV24A-SR-TPC | H6040X16-S2+LV24A-SR-TPC |  | H6040X16-S2 | + | LV24A-SR-TPC | Standard actuator | 0 | Scenario 2 |  | PPK¦SelectPro¦VDI3805¦Internet_EU |  |  | H6040X16-S2+LV24A-SR-TPC | Globe valve | 140 kPa | 140 kPa |  | EU\Inbox\Combinations\Folder..6/..7\ | 28
144242 | H6040X16-S2/LV24A-SR-TPC | H6040X16-S2/LV24A-SR-TPC |  | H6040X16-S2 | / | LV24A-SR-TPC | Standard actuator | 0 | Scenario 2 |  | PPK¦SelectPro¦VDI3805¦Internet_EU |  |  | H6040X16-S2/LV24A-SR-TPC | Globe valve | 140 kPa | 140 kPa |  | EU\Inbox\Combinations\Folder..6/..7\ | 28
144243 | H6040X25-S2+LV24A-SR-TPC | H6040X25-S2+LV24A-SR-TPC |  | H6040X25-S2 | + | LV24A-SR-TPC | Standard actuator | 0 | Scenario 2 |  | PPK¦SelectPro¦VDI3805¦Internet_EU |  |  | H6040X25-S2+LV24A-SR-TPC | Globe valve | 140 kPa | 140 kPa |  | EU\Inbox\Combinations\Folder..6/..7\ | 28
144244 | H6040X25-S2/LV24A-SR-TPC | H6040X25-S2/LV24A-SR-TPC |  | H6040X25-S2 | / | LV24A-SR-TPC | Standard actuator | 0 | Scenario 2 |  | PPK¦SelectPro¦VDI3805¦Internet_EU |  |  | H6040X25-S2/LV24A-SR-TPC | Globe valve | 140 kPa | 140 kPa |  | EU\Inbox\Combinations\Folder..6/..7\ | 28
144245 | H6050X25-S2+LV24A-SR-TPC | H6050X25-S2+LV24A-SR-TPC |  | H6050X25-S2 | + | LV24A-SR-TPC | Standard actuator | 0 | Scenario 2 |  | PPK¦SelectPro¦VDI3805¦Internet_EU |  |  | H6050X25-S2+LV24A-SR-TPC | Globe valve | 60 kPa | 60 kPa |  | EU\Inbox\Combinations\Folder..6/..7\ | 29
144246 | H6050X25-S2/LV24A-SR-TPC | H6050X25-S2/LV24A-SR-TPC |  | H6050X25-S2 | / | LV24A-SR-TPC | Standard actuator | 0 | Scenario 2 |  | PPK¦SelectPro¦VDI3805¦Internet_EU |  |  | H6050X25-S2/LV24A-SR-TPC | Globe valve | 60 kPa | 60 kPa |  | EU\Inbox\Combinations\Folder..6/..7\ | 29
144247 | H6050X40-S2+LV24A-SR-TPC | H6050X40-S2+LV24A-SR-TPC |  | H6050X40-S2 | + | LV24A-SR-TPC | Standard actuator | 0 | Scenario 2 |  | PPK¦SelectPro¦VDI3805¦Internet_EU |  |  | H6050X40-S2+LV24A-SR-TPC | Globe valve | 60 kPa | 60 kPa |  | EU\Inbox\Combinations\Folder..6/..7\ | 29
144248 | H6050X40-S2/LV24A-SR-TPC | H6050X40-S2/LV24A-SR-TPC |  | H6050X40-S2 | / | LV24A-SR-TPC | Standard actuator | 0 | Scenario 2 |  | PPK¦SelectPro¦VDI3805¦Internet_EU |  |  | H6050X40-S2/LV24A-SR-TPC | Globe valve | 60 kPa | 60 kPa |  | EU\Inbox\Combinations\Folder..6/..7\ | 29
144249 | H610S+LV24A-SR-TPC | H610S+LV24A-SR-TPC |  | H610S | + | LV24A-SR-TPC | Standard actuator | 1 | Scenario 2 |  | PPK¦SelectPro¦VDI3805¦Internet_EU |  |  | H610S+LV24A-SR-TPC | Globe valve | 1600 kPa | 1000 kPa |  | EU\Inbox\Combinations\Folder..6/..7\ | 29
144250 | H610S/LV24A-SR-TPC | H610S/LV24A-SR-TPC |  | H610S | / | LV24A-SR-TPC | Standard actuator | 1 | Scenario 2 |  | PPK¦SelectPro¦VDI3805¦Internet_EU |  |  | H610S/LV24A-SR-TPC | Globe valve | 1600 kPa | 1000 kPa |  | EU\Inbox\Combinations\Folder..6/..7\ | 29
144251 | H611N+LV24A-SR-TPC | H611N+LV24A-SR-TPC |  | H611N | + | LV24A-SR-TPC | Standard actuator | 1 | Scenario 2 |  | PPK¦SelectPro¦VDI3805¦Internet_EU |  |  | H611N+LV24A-SR-TPC | Globe valve | 1300 kPa | 400 kPa |  | EU\Inbox\Combinations\Folder..6/..7\ | 29
144252 | H611N/LV24A-SR-TPC | H611N/LV24A-SR-TPC |  | H611N | / | LV24A-SR-TPC | Standard actuator | 1 | Scenario 2 |  | PPK¦SelectPro¦VDI3805¦Internet_EU |  |  | H611N/LV24A-SR-TPC | Globe valve | 1300 kPa | 400 kPa |  | EU\Inbox\Combinations\Folder..6/..7\ | 29
144253 | H611R+LV24A-SR-TPC | H611R+LV24A-SR-TPC |  | H611R | + | LV24A-SR-TPC | Standard actuator | 1 | Scenario 2 |  | PPK¦SelectPro¦VDI3805¦Internet_EU |  |  | H611R+LV24A-SR-TPC | Globe valve | 600 kPa | 400 kPa |  | EU\Inbox\Combinations\Folder..6/..7\ | 29
144254 | H611R/LV24A-SR-TPC | H611R/LV24A-SR-TPC |  | H611R | / | LV24A-SR-TPC | Standard actuator | 1 | Scenario 2 |  | PPK¦SelectPro¦VDI3805¦Internet_EU |  |  | H611R/LV24A-SR-TPC | Globe valve | 600 kPa | 400 kPa |  | EU\Inbox\Combinations\Folder..6/..7\ | 29
144255 | H611S+LV24A-SR-TPC | H611S+LV24A-SR-TPC |  | H611S | + | LV24A-SR-TPC | Standard actuator | 1 | Scenario 2 |  | PPK¦SelectPro¦VDI3805¦Internet_EU |  |  | H611S+LV24A-SR-TPC | Globe valve | 1600 kPa | 1000 kPa |  | EU\Inbox\Combinations\Folder..6/..7\ | 29
144256 | H611S/LV24A-SR-TPC | H611S/LV24A-SR-TPC |  | H611S | / | LV24A-SR-TPC | Standard actuator | 1 | Scenario 2 |  | PPK¦SelectPro¦VDI3805¦Internet_EU |  |  | H611S/LV24A-SR-TPC | Globe valve | 1600 kPa | 1000 kPa |  | EU\Inbox\Combinations\Folder..6/..7\ | 29
144257 | H612N+LV24A-SR-TPC | H612N+LV24A-SR-TPC |  | H612N | + | LV24A-SR-TPC | Standard actuator | 1 | Scenario 2 |  | PPK¦SelectPro¦VDI3805¦Internet_EU |  |  | H612N+LV24A-SR-TPC | Globe valve | 1300 kPa | 400 kPa |  | EU\Inbox\Combinations\Folder..6/..7\ | 29
144258 | H612N/LV24A-SR-TPC | H612N/LV24A-SR-TPC |  | H612N | / | LV24A-SR-TPC | Standard actuator | 1 | Scenario 2 |  | PPK¦SelectPro¦VDI3805¦Internet_EU |  |  | H612N/LV24A-SR-TPC | Globe valve | 1300 kPa | 400 kPa |  | EU\Inbox\Combinations\Folder..6/..7\ | 29
144259 | H612R+LV24A-SR-TPC | H612R+LV24A-SR-TPC |  | H612R | + | LV24A-SR-TPC | Standard actuator | 1 | Scenario 2 |  | PPK¦SelectPro¦VDI3805¦Internet_EU |  |  | H612R+LV24A-SR-TPC | Globe valve | 600 kPa | 400 kPa |  | EU\Inbox\Combinations\Folder..6/..7\ | 29
144260 | H612R/LV24A-SR-TPC | H612R/LV24A-SR-TPC |  | H612R | / | LV24A-SR-TPC | Standard actuator | 1 | Scenario 2 |  | PPK¦SelectPro¦VDI3805¦Internet_EU |  |  | H612R/LV24A-SR-TPC | Globe valve | 600 kPa | 400 kPa |  | EU\Inbox\Combinations\Folder..6/..7\ | 29
144261 | H612S+LV24A-SR-TPC | H612S+LV24A-SR-TPC |  | H612S | + | LV24A-SR-TPC | Standard actuator | 1 | Scenario 2 |  | PPK¦SelectPro¦VDI3805¦Internet_EU |  |  | H612S+LV24A-SR-TPC | Globe valve | 800 kPa | 800 kPa |  | EU\Inbox\Combinations\Folder..6/..7\ | 29
144262 | H612S/LV24A-SR-TPC | H612S/LV24A-SR-TPC |  | H612S | / | LV24A-SR-TPC | Standard actuator | 1 | Scenario 2 |  | PPK¦SelectPro¦VDI3805¦Internet_EU |  |  | H612S/LV24A-SR-TPC | Globe valve | 800 kPa | 800 kPa |  | EU\Inbox\Combinations\Folder..6/..7\ | 29
144263 | H613N+LV24A-SR-TPC | H613N+LV24A-SR-TPC |  | H613N | + | LV24A-SR-TPC | Standard actuator | 1 | Scenario 2 |  | PPK¦SelectPro¦VDI3805¦Internet_EU |  |  | H613N+LV24A-SR-TPC | Globe valve | 1300 kPa | 400 kPa |  | EU\Inbox\Combinations\Folder..6/..7\ | 29
144264 | H613N/LV24A-SR-TPC | H613N/LV24A-SR-TPC |  | H613N | / | LV24A-SR-TPC | Standard actuator | 1 | Scenario 2 |  | PPK¦SelectPro¦VDI3805¦Internet_EU |  |  | H613N/LV24A-SR-TPC | Globe valve | 1300 kPa | 400 kPa |  | EU\Inbox\Combinations\Folder..6/..7\ | 29
144265 | H613R+LV24A-SR-TPC | H613R+LV24A-SR-TPC |  | H613R | + | LV24A-SR-TPC | Standard actuator | 1 | Scenario 2 |  | PPK¦SelectPro¦VDI3805¦Internet_EU |  |  | H613R+LV24A-SR-TPC | Globe valve | 600 kPa | 400 kPa |  | EU\Inbox\Combinations\Folder..6/..7\ | 29
144266 | H613R/LV24A-SR-TPC | H613R/LV24A-SR-TPC |  | H613R | / | LV24A-SR-TPC | Standard actuator | 1 | Scenario 2 |  | PPK¦SelectPro¦VDI3805¦Internet_EU |  |  | H613R/LV24A-SR-TPC | Globe valve | 600 kPa | 400 kPa |  | EU\Inbox\Combinations\Folder..6/..7\ | 29
144267 | H613S+LV24A-SR-TPC | H613S+LV24A-SR-TPC |  | H613S | + | LV24A-SR-TPC | Standard actuator | 1 | Scenario 2 |  | PPK¦SelectPro¦VDI3805¦Internet_EU |  |  | H613S+LV24A-SR-TPC | Globe valve | 800 kPa | 800 kPa |  | EU\Inbox\Combinations\Folder..6/..7\ | 29
144268 | H613S/LV24A-SR-TPC | H613S/LV24A-SR-TPC |  | H613S | / | LV24A-SR-TPC | Standard actuator | 1 | Scenario 2 |  | PPK¦SelectPro¦VDI3805¦Internet_EU |  |  | H613S/LV24A-SR-TPC | Globe valve | 800 kPa | 800 kPa |  | EU\Inbox\Combinations\Folder..6/..7\ | 29
144269 | H614N+LV24A-SR-TPC | H614N+LV24A-SR-TPC |  | H614N | + | LV24A-SR-TPC | Standard actuator | 1 | Scenario 2 |  | PPK¦SelectPro¦VDI3805¦Internet_EU |  |  | H614N+LV24A-SR-TPC | Globe valve | 1300 kPa | 400 kPa |  | EU\Inbox\Combinations\Folder..6/..7\ | 30
144270 | H614N/LV24A-SR-TPC | H614N/LV24A-SR-TPC |  | H614N | / | LV24A-SR-TPC | Standard actuator | 1 | Scenario 2 |  | PPK¦SelectPro¦VDI3805¦Internet_EU |  |  | H614N/LV24A-SR-TPC | Globe valve | 1300 kPa | 400 kPa |  | EU\Inbox\Combinations\Folder..6/..7\ | 30
144271 | H614R+LV24A-SR-TPC | H614R+LV24A-SR-TPC |  | H614R | + | LV24A-SR-TPC | Standard actuator | 1 | Scenario 2 |  | PPK¦SelectPro¦VDI3805¦Internet_EU |  |  | H614R+LV24A-SR-TPC | Globe valve | 600 kPa | 400 kPa |  | EU\Inbox\Combinations\Folder..6/..7\ | 29
144272 | H614R/LV24A-SR-TPC | H614R/LV24A-SR-TPC |  | H614R | / | LV24A-SR-TPC | Standard actuator | 1 | Scenario 2 |  | PPK¦SelectPro¦VDI3805¦Internet_EU |  |  | H614R/LV24A-SR-TPC | Globe valve | 600 kPa | 400 kPa |  | EU\Inbox\Combinations\Folder..6/..7\ | 29
144273 | H614S+LV24A-SR-TPC | H614S+LV24A-SR-TPC |  | H614S | + | LV24A-SR-TPC | Standard actuator | 1 | Scenario 2 |  | PPK¦SelectPro¦VDI3805¦Internet_EU |  |  | H614S+LV24A-SR-TPC | Globe valve | 800 kPa | 800 kPa |  | EU\Inbox\Combinations\Folder..6/..7\ | 29
144274 | H614S/LV24A-SR-TPC | H614S/LV24A-SR-TPC |  | H614S | / | LV24A-SR-TPC | Standard actuator | 1 | Scenario 2 |  | PPK¦SelectPro¦VDI3805¦Internet_EU |  |  | H614S/LV24A-SR-TPC | Globe valve | 800 kPa | 800 kPa |  | EU\Inbox\Combinations\Folder..6/..7\ | 29
144275 | H615N+LV24A-SR-TPC | H615N+LV24A-SR-TPC |  | H615N | + | LV24A-SR-TPC | Standard actuator | 1 | Scenario 2 |  | PPK¦SelectPro¦VDI3805¦Internet_EU |  |  | H615N+LV24A-SR-TPC | Globe valve | 1300 kPa | 400 kPa |  | EU\Inbox\Combinations\Folder..6/..7\ | 29
144276 | H615N/LV24A-SR-TPC | H615N/LV24A-SR-TPC |  | H615N | / | LV24A-SR-TPC | Standard actuator | 1 | Scenario 2 |  | PPK¦SelectPro¦VDI3805¦Internet_EU |  |  | H615N/LV24A-SR-TPC | Globe valve | 1300 kPa | 400 kPa |  | EU\Inbox\Combinations\Folder..6/..7\ | 29
144277 | H615R+LV24A-SR-TPC | H615R+LV24A-SR-TPC |  | H615R | + | LV24A-SR-TPC | Standard actuator | 1 | Scenario 2 |  | PPK¦SelectPro¦VDI3805¦Internet_EU |  |  | H615R+LV24A-SR-TPC | Globe valve | 600 kPa | 400 kPa |  | EU\Inbox\Combinations\Folder..6/..7\ | 29
144278 | H615R/LV24A-SR-TPC | H615R/LV24A-SR-TPC |  | H615R | / | LV24A-SR-TPC | Standard actuator | 1 | Scenario 2 |  | PPK¦SelectPro¦VDI3805¦Internet_EU |  |  | H615R/LV24A-SR-TPC | Globe valve | 600 kPa | 400 kPa |  | EU\Inbox\Combinations\Folder..6/..7\ | 29
144279 | H615S+LV24A-SR-TPC | H615S+LV24A-SR-TPC |  | H615S | + | LV24A-SR-TPC | Standard actuator | 1 | Scenario 2 |  | PPK¦SelectPro¦VDI3805¦Internet_EU |  |  | H615S+LV24A-SR-TPC | Globe valve | 800 kPa | 800 kPa |  | EU\Inbox\Combinations\Folder..6/..7\ | 29
144280 | H615S/LV24A-SR-TPC | H615S/LV24A-SR-TPC |  | H615S | / | LV24A-SR-TPC | Standard actuator | 1 | Scenario 2 |  | PPK¦SelectPro¦VDI3805¦Internet_EU |  |  | H615S/LV24A-SR-TPC | Globe valve | 800 kPa | 800 kPa |  | EU\Inbox\Combinations\Folder..6/..7\ | 29
144281 | H619S+LV24A-SR-TPC | H619S+LV24A-SR-TPC |  | H619S | + | LV24A-SR-TPC | Standard actuator | 0 | Scenario 2 |  | PPK¦SelectPro¦VDI3805¦Internet_EU |  |  | H619S+LV24A-SR-TPC | Globe valve | 800 kPa | 800 kPa |  | EU\Inbox\Combinations\Folder..6/..7\ | 29
144282 | H619S/LV24A-SR-TPC | H619S/LV24A-SR-TPC |  | H619S | / | LV24A-SR-TPC | Standard actuator | 0 | Scenario 2 |  | PPK¦SelectPro¦VDI3805¦Internet_EU |  |  | H619S/LV24A-SR-TPC | Globe valve | 800 kPa | 800 kPa |  | EU\Inbox\Combinations\Folder..6/..7\ | 29
144283 | H620N+LV24A-SR-TPC | H620N+LV24A-SR-TPC |  | H620N | + | LV24A-SR-TPC | Standard actuator | 1 | Scenario 2 |  | PPK¦SelectPro¦VDI3805¦Internet_EU |  |  | H620N+LV24A-SR-TPC | Globe valve | 900 kPa | 400 kPa |  | EU\Inbox\Combinations\Folder..6/..7\ | 29
144284 | H620N/LV24A-SR-TPC | H620N/LV24A-SR-TPC |  | H620N | / | LV24A-SR-TPC | Standard actuator | 1 | Scenario 2 |  | PPK¦SelectPro¦VDI3805¦Internet_EU |  |  | H620N/LV24A-SR-TPC | Globe valve | 900 kPa | 400 kPa |  | EU\Inbox\Combinations\Folder..6/..7\ | 29
144285 | H620R+LV24A-SR-TPC | H620R+LV24A-SR-TPC |  | H620R | + | LV24A-SR-TPC | Standard actuator | 1 | Scenario 2 |  | PPK¦SelectPro¦VDI3805¦Internet_EU |  |  | H620R+LV24A-SR-TPC | Globe valve | 600 kPa | 400 kPa |  | EU\Inbox\Combinations\Folder..6/..7\ | 29
144286 | H620R/LV24A-SR-TPC | H620R/LV24A-SR-TPC |  | H620R | / | LV24A-SR-TPC | Standard actuator | 1 | Scenario 2 |  | PPK¦SelectPro¦VDI3805¦Internet_EU |  |  | H620R/LV24A-SR-TPC | Globe valve | 600 kPa | 400 kPa |  | EU\Inbox\Combinations\Folder..6/..7\ | 29
144287 | H620S+LV24A-SR-TPC | H620S+LV24A-SR-TPC |  | H620S | + | LV24A-SR-TPC | Standard actuator | 0 | Scenario 2 |  | PPK¦SelectPro¦VDI3805¦Internet_EU |  |  | H620S+LV24A-SR-TPC | Globe valve | 800 kPa | 800 kPa |  | EU\Inbox\Combinations\Folder..6/..7\ | 29
144288 | H620S/LV24A-SR-TPC | H620S/LV24A-SR-TPC |  | H620S | / | LV24A-SR-TPC | Standard actuator | 0 | Scenario 2 |  | PPK¦SelectPro¦VDI3805¦Internet_EU |  |  | H620S/LV24A-SR-TPC | Globe valve | 800 kPa | 800 kPa |  | EU\Inbox\Combinations\Folder..6/..7\ | 29
144289 | H624S+LV24A-SR-TPC | H624S+LV24A-SR-TPC |  | H624S | + | LV24A-SR-TPC | Standard actuator | 0 | Scenario 2 |  | PPK¦SelectPro¦VDI3805¦Internet_EU |  |  | H624S+LV24A-SR-TPC | Globe valve | 450 kPa | 450 kPa |  | EU\Inbox\Combinations\Folder..6/..7\ | 29
144290 | H624S/LV24A-SR-TPC | H624S/LV24A-SR-TPC |  | H624S | / | LV24A-SR-TPC | Standard actuator | 0 | Scenario 2 |  | PPK¦SelectPro¦VDI3805¦Internet_EU |  |  | H624S/LV24A-SR-TPC | Globe valve | 450 kPa | 450 kPa |  | EU\Inbox\Combinations\Folder..6/..7\ | 29
144291 | H625N+LV24A-SR-TPC | H625N+LV24A-SR-TPC |  | H625N | + | LV24A-SR-TPC | Standard actuator | 1 | Scenario 2 |  | PPK¦SelectPro¦VDI3805¦Internet_EU |  |  | H625N+LV24A-SR-TPC | Globe valve | 500 kPa | 400 kPa |  | EU\Inbox\Combinations\Folder..6/..7\ | 30
144292 | H625N/LV24A-SR-TPC | H625N/LV24A-SR-TPC |  | H625N | / | LV24A-SR-TPC | Standard actuator | 1 | Scenario 2 |  | PPK¦SelectPro¦VDI3805¦Internet_EU |  |  | H625N/LV24A-SR-TPC | Globe valve | 500 kPa | 400 kPa |  | EU\Inbox\Combinations\Folder..6/..7\ | 30
144293 | H625R+LV24A-SR-TPC | H625R+LV24A-SR-TPC |  | H625R | + | LV24A-SR-TPC | Standard actuator | 1 | Scenario 2 |  | PPK¦SelectPro¦VDI3805¦Internet_EU |  |  | H625R+LV24A-SR-TPC | Globe valve | 500 kPa | 400 kPa |  | EU\Inbox\Combinations\Folder..6/..7\ | 30
144294 | H625R/LV24A-SR-TPC | H625R/LV24A-SR-TPC |  | H625R | / | LV24A-SR-TPC | Standard actuator | 1 | Scenario 2 |  | PPK¦SelectPro¦VDI3805¦Internet_EU |  |  | H625R/LV24A-SR-TPC | Globe valve | 500 kPa | 400 kPa |  | EU\Inbox\Combinations\Folder..6/..7\ | 30
144295 | H625S+LV24A-SR-TPC | H625S+LV24A-SR-TPC |  | H625S | + | LV24A-SR-TPC | Standard actuator | 0 | Scenario 2 |  | PPK¦SelectPro¦VDI3805¦Internet_EU |  |  | H625S+LV24A-SR-TPC | Globe valve | 450 kPa | 450 kPa |  | EU\Inbox\Combinations\Folder..6/..7\ | 30
144296 | H625S/LV24A-SR-TPC | H625S/LV24A-SR-TPC |  | H625S | / | LV24A-SR-TPC | Standard actuator | 0 | Scenario 2 |  | PPK¦SelectPro¦VDI3805¦Internet_EU |  |  | H625S/LV24A-SR-TPC | Globe valve | 450 kPa | 450 kPa |  | EU\Inbox\Combinations\Folder..6/..7\ | 30
144297 | H632N+LV24A-SR-TPC | H632N+LV24A-SR-TPC |  | H632N | + | LV24A-SR-TPC | Standard actuator | 0 | Scenario 2 |  | PPK¦SelectPro¦VDI3805¦Internet_EU |  |  | H632N+LV24A-SR-TPC | Globe valve | 350 kPa | 350 kPa |  | EU\Inbox\Combinations\Folder..6/..7\ | 30
144298 | H632N/LV24A-SR-TPC | H632N/LV24A-SR-TPC |  | H632N | / | LV24A-SR-TPC | Standard actuator | 0 | Scenario 2 |  | PPK¦SelectPro¦VDI3805¦Internet_EU |  |  | H632N/LV24A-SR-TPC | Globe valve | 350 kPa | 350 kPa |  | EU\Inbox\Combinations\Folder..6/..7\ | 30
144299 | H632R+LV24A-SR-TPC | H632R+LV24A-SR-TPC |  | H632R | + | LV24A-SR-TPC | Standard actuator | 0 | Scenario 2 |  | PPK¦SelectPro¦VDI3805¦Internet_EU |  |  | H632R+LV24A-SR-TPC | Globe valve | 350 kPa | 350 kPa |  | EU\Inbox\Combinations\Folder..6/..7\ | 30
144300 | H632R/LV24A-SR-TPC | H632R/LV24A-SR-TPC |  | H632R | / | LV24A-SR-TPC | Standard actuator | 0 | Scenario 2 |  | PPK¦SelectPro¦VDI3805¦Internet_EU |  |  | H632R/LV24A-SR-TPC | Globe valve | 350 kPa | 350 kPa |  | EU\Inbox\Combinations\Folder..6/..7\ | 30
144301 | H632S+LV24A-SR-TPC | H632S+LV24A-SR-TPC |  | H632S | + | LV24A-SR-TPC | Standard actuator | 0 | Scenario 2 |  | PPK¦SelectPro¦VDI3805¦Internet_EU |  |  | H632S+LV24A-SR-TPC | Globe valve | 300 kPa | 300 kPa |  | EU\Inbox\Combinations\Folder..6/..7\ | 30
144302 | H632S/LV24A-SR-TPC | H632S/LV24A-SR-TPC |  | H632S | / | LV24A-SR-TPC | Standard actuator | 0 | Scenario 2 |  | PPK¦SelectPro¦VDI3805¦Internet_EU |  |  | H632S/LV24A-SR-TPC | Globe valve | 300 kPa | 300 kPa |  | EU\Inbox\Combinations\Folder..6/..7\ | 30
144303 | H640N+LV24A-SR-TPC | H640N+LV24A-SR-TPC |  | H640N | + | LV24A-SR-TPC | Standard actuator | 0 | Scenario 2 |  | PPK¦SelectPro¦VDI3805¦Internet_EU |  |  | H640N+LV24A-SR-TPC | Globe valve | 150 kPa | 150 kPa |  | EU\Inbox\Combinations\Folder..6/..7\ | 30
144304 | H640N/LV24A-SR-TPC | H640N/LV24A-SR-TPC |  | H640N | / | LV24A-SR-TPC | Standard actuator | 0 | Scenario 2 |  | PPK¦SelectPro¦VDI3805¦Internet_EU |  |  | H640N/LV24A-SR-TPC | Globe valve | 150 kPa | 150 kPa |  | EU\Inbox\Combinations\Folder..6/..7\ | 30
144305 | H640R+LV24A-SR-TPC | H640R+LV24A-SR-TPC |  | H640R | + | LV24A-SR-TPC | Standard actuator | 0 | Scenario 2 |  | PPK¦SelectPro¦VDI3805¦Internet_EU |  |  | H640R+LV24A-SR-TPC | Globe valve | 150 kPa | 150 kPa |  | EU\Inbox\Combinations\Folder..6/..7\ | 30
144306 | H640R/LV24A-SR-TPC | H640R/LV24A-SR-TPC |  | H640R | / | LV24A-SR-TPC | Standard actuator | 0 | Scenario 2 |  | PPK¦SelectPro¦VDI3805¦Internet_EU |  |  | H640R/LV24A-SR-TPC | Globe valve | 150 kPa | 150 kPa |  | EU\Inbox\Combinations\Folder..6/..7\ | 30
144307 | H640S+LV24A-SR-TPC | H640S+LV24A-SR-TPC |  | H640S | + | LV24A-SR-TPC | Standard actuator | 0 | Scenario 2 |  | PPK¦SelectPro¦VDI3805¦Internet_EU |  |  | H640S+LV24A-SR-TPC | Globe valve | 140 kPa | 140 kPa |  | EU\Inbox\Combinations\Folder..6/..7\ | 30
144308 | H640S/LV24A-SR-TPC | H640S/LV24A-SR-TPC |  | H640S | / | LV24A-SR-TPC | Standard actuator | 0 | Scenario 2 |  | PPK¦SelectPro¦VDI3805¦Internet_EU |  |  | H640S/LV24A-SR-TPC | Globe valve | 140 kPa | 140 kPa |  | EU\Inbox\Combinations\Folder..6/..7\ | 30
144309 | H650N+LV24A-SR-TPC | H650N+LV24A-SR-TPC |  | H650N | + | LV24A-SR-TPC | Standard actuator | 0 | Scenario 2 |  | PPK¦SelectPro¦VDI3805¦Internet_EU |  |  | H650N+LV24A-SR-TPC | Globe valve | 70 kPa | 70 kPa |  | EU\Inbox\Combinations\Folder..6/..7\ | 30
144310 | H650N/LV24A-SR-TPC | H650N/LV24A-SR-TPC |  | H650N | / | LV24A-SR-TPC | Standard actuator | 0 | Scenario 2 |  | PPK¦SelectPro¦VDI3805¦Internet_EU |  |  | H650N/LV24A-SR-TPC | Globe valve | 70 kPa | 70 kPa |  | EU\Inbox\Combinations\Folder..6/..7\ | 30
144311 | H650R+LV24A-SR-TPC | H650R+LV24A-SR-TPC |  | H650R | + | LV24A-SR-TPC | Standard actuator | 0 | Scenario 2 |  | PPK¦SelectPro¦VDI3805¦Internet_EU |  |  | H650R+LV24A-SR-TPC | Globe valve | 70 kPa | 70 kPa |  | EU\Inbox\Combinations\Folder..6/..7\ | 30
144312 | H650R/LV24A-SR-TPC | H650R/LV24A-SR-TPC |  | H650R | / | LV24A-SR-TPC | Standard actuator | 0 | Scenario 2 |  | PPK¦SelectPro¦VDI3805¦Internet_EU |  |  | H650R/LV24A-SR-TPC | Globe valve | 70 kPa | 70 kPa |  | EU\Inbox\Combinations\Folder..6/..7\ | 30
144313 | H650S+LV24A-SR-TPC | H650S+LV24A-SR-TPC |  | H650S | + | LV24A-SR-TPC | Standard actuator | 0 | Scenario 2 |  | PPK¦SelectPro¦VDI3805¦Internet_EU |  |  | H650S+LV24A-SR-TPC | Globe valve | 60 kPa | 60 kPa |  | EU\Inbox\Combinations\Folder..6/..7\ | 30
144314 | H650S/LV24A-SR-TPC | H650S/LV24A-SR-TPC |  | H650S | / | LV24A-SR-TPC | Standard actuator | 0 | Scenario 2 |  | PPK¦SelectPro¦VDI3805¦Internet_EU |  |  | H650S/LV24A-SR-TPC | Globe valve | 60 kPa | 60 kPa |  | EU\Inbox\Combinations\Folder..6/..7\ | 30
144315 | H711N+LV24A-SR-TPC | H711N+LV24A-SR-TPC |  | H711N | + | LV24A-SR-TPC | Standard actuator | 1 | Scenario 2 |  | PPK¦SelectPro¦VDI3805¦Internet_EU |  |  | H711N+LV24A-SR-TPC | Globe valve | 1300 kPa | 400 kPa |  | EU\Inbox\Combinations\Folder..6/..7\ | 30
144316 | H711N/LV24A-SR-TPC | H711N/LV24A-SR-TPC |  | H711N | / | LV24A-SR-TPC | Standard actuator | 1 | Scenario 2 |  | PPK¦SelectPro¦VDI3805¦Internet_EU |  |  | H711N/LV24A-SR-TPC | Globe valve | 1300 kPa | 400 kPa |  | EU\Inbox\Combinations\Folder..6/..7\ | 30
144317 | H711R+LV24A-SR-TPC | H711R+LV24A-SR-TPC |  | H711R | + | LV24A-SR-TPC | Standard actuator | 1 | Scenario 2 |  | PPK¦SelectPro¦VDI3805¦Internet_EU |  |  | H711R+LV24A-SR-TPC | Globe valve | 600 kPa | 400 kPa |  | EU\Inbox\Combinations\Folder..6/..7\ | 30
144318 | H711R/LV24A-SR-TPC | H711R/LV24A-SR-TPC |  | H711R | / | LV24A-SR-TPC | Standard actuator | 1 | Scenario 2 |  | PPK¦SelectPro¦VDI3805¦Internet_EU |  |  | H711R/LV24A-SR-TPC | Globe valve | 600 kPa | 400 kPa |  | EU\Inbox\Combinations\Folder..6/..7\ | 30
144319 | H712N+LV24A-SR-TPC | H712N+LV24A-SR-TPC |  | H712N | + | LV24A-SR-TPC | Standard actuator | 1 | Scenario 2 |  | PPK¦SelectPro¦VDI3805¦Internet_EU |  |  | H712N+LV24A-SR-TPC | Globe valve | 1300 kPa | 400 kPa |  | EU\Inbox\Combinations\Folder..6/..7\ | 30
144320 | H712N/LV24A-SR-TPC | H712N/LV24A-SR-TPC |  | H712N | / | LV24A-SR-TPC | Standard actuator | 1 | Scenario 2 |  | PPK¦SelectPro¦VDI3805¦Internet_EU |  |  | H712N/LV24A-SR-TPC | Globe valve | 1300 kPa | 400 kPa |  | EU\Inbox\Combinations\Folder..6/..7\ | 30
144321 | H712R+LV24A-SR-TPC | H712R+LV24A-SR-TPC |  | H712R | + | LV24A-SR-TPC | Standard actuator | 1 | Scenario 2 |  | PPK¦SelectPro¦VDI3805¦Internet_EU |  |  | H712R+LV24A-SR-TPC | Globe valve | 600 kPa | 400 kPa |  | EU\Inbox\Combinations\Folder..6/..7\ | 30
144322 | H712R/LV24A-SR-TPC | H712R/LV24A-SR-TPC |  | H712R | / | LV24A-SR-TPC | Standard actuator | 1 | Scenario 2 |  | PPK¦SelectPro¦VDI3805¦Internet_EU |  |  | H712R/LV24A-SR-TPC | Globe valve | 600 kPa | 400 kPa |  | EU\Inbox\Combinations\Folder..6/..7\ | 30
144323 | H680S/EVC24A-SR | H680S/EVC24A-SR |  | H680S | / | EVC24A-SR | Fast runner | 1 | Scenario 2 |  | PPK¦SelectPro¦VDI3805¦Internet_EU |  |  | H680S/EVC24A-SR | Globe valve | 350 kPa | 350 kPa |  | EU\Inbox\Combinations\Folder..6/..7\ | 30
144324 | H7065X63-S4/EV24A-SR-TPC | H7065X63-S4/EV24A-SR-TPC |  | H7065X63-S4 | / | EV24A-SR-TPC | Standard actuator | 0 | Scenario 2 |  | PPK¦SelectPro¦VDI3805¦Internet_EU |  |  | H7065X63-S4/EV24A-SR-TPC | Globe valve | 550 kPa | 550 kPa |  | EU\Inbox\Combinations\Folder..6/..7\ | 30
144325 | H7065X63-S4/EVC24A-SR | H7065X63-S4/EVC24A-SR |  | H7065X63-S4 | / | EVC24A-SR | Fast runner | 1 | Scenario 2 |  | PPK¦SelectPro¦VDI3805¦Internet_EU |  |  | H7065X63-S4/EVC24A-SR | Globe valve | 550 kPa | 550 kPa |  | EU\Inbox\Combinations\Folder..6/..7\ | 30
144326 | H7065Y63-S4/EV24A-SR-TPC | H7065Y63-S4/EV24A-SR-TPC |  | H7065Y63-S4 | / | EV24A-SR-TPC | Standard actuator | 0 | Scenario 2 |  | PPK¦SelectPro¦VDI3805¦Internet_EU |  |  | H7065Y63-S4/EV24A-SR-TPC | Globe valve | 550 kPa | 550 kPa |  | EU\Inbox\Combinations\Folder..6/..7\ | 30
144327 | H7065Y63-S4/EVC24A-SR | H7065Y63-S4/EVC24A-SR |  | H7065Y63-S4 | / | EVC24A-SR | Fast runner | 1 | Scenario 2 |  | PPK¦SelectPro¦VDI3805¦Internet_EU |  |  | H7065Y63-S4/EVC24A-SR | Globe valve | 550 kPa | 550 kPa |  | EU\Inbox\Combinations\Folder..6/..7\ | 30
144328 | H7080X100-S4/EV24A-SR-TPC | H7080X100-S4/EV24A-SR-TPC |  | H7080X100-S4 | / | EV24A-SR-TPC | Standard actuator | 0 | Scenario 2 |  | PPK¦SelectPro¦VDI3805¦Internet_EU |  |  | H7080X100-S4/EV24A-SR-TPC | Globe valve | 350 kPa | 350 kPa |  | EU\Inbox\Combinations\Folder..6/..7\ | 30
144329 | H7080X100-S4/EVC24A-SR | H7080X100-S4/EVC24A-SR |  | H7080X100-S4 | / | EVC24A-SR | Fast runner | 1 | Scenario 2 |  | PPK¦SelectPro¦VDI3805¦Internet_EU |  |  | H7080X100-S4/EVC24A-SR | Globe valve | 350 kPa | 350 kPa |  | EU\Inbox\Combinations\Folder..6/..7\ | 30
144330 | H7080Y100-S4/EV24A-SR-TPC | H7080Y100-S4/EV24A-SR-TPC |  | H7080Y100-S4 | / | EV24A-SR-TPC | Standard actuator | 0 | Scenario 2 |  | PPK¦SelectPro¦VDI3805¦Internet_EU |  |  | H7080Y100-S4/EV24A-SR-TPC | Globe valve | 350 kPa | 350 kPa |  | EU\Inbox\Combinations\Folder..6/..7\ | 30
144331 | H7080Y100-S4/EVC24A-SR | H7080Y100-S4/EVC24A-SR |  | H7080Y100-S4 | / | EVC24A-SR | Fast runner | 1 | Scenario 2 |  | PPK¦SelectPro¦VDI3805¦Internet_EU |  |  | H7080Y100-S4/EVC24A-SR | Globe valve | 350 kPa | 350 kPa |  | EU\Inbox\Combinations\Folder..6/..7\ | 30
144332 | H7100N/EV24A-SR-TPC | H7100N/EV24A-SR-TPC |  | H7100N | / | EV24A-SR-TPC | Standard actuator | 0 | Scenario 2 |  | PPK¦SelectPro¦VDI3805¦Internet_EU |  |  | H7100N/EV24A-SR-TPC | Globe valve | 200 kPa | 200 kPa |  | EU\Inbox\Combinations\Folder..6/..7\ | 29
144333 | H7100N/EVC24A-SR | H7100N/EVC24A-SR |  | H7100N | / | EVC24A-SR | Fast runner | 1 | Scenario 2 |  | PPK¦SelectPro¦VDI3805¦Internet_EU |  |  | H7100N/EVC24A-SR | Globe valve | 200 kPa | 200 kPa |  | EU\Inbox\Combinations\Folder..6/..7\ | 29
144334 | H7100R/EV24A-SR-TPC | H7100R/EV24A-SR-TPC |  | H7100R | / | EV24A-SR-TPC | Standard actuator | 0 | Scenario 2 |  | PPK¦SelectPro¦VDI3805¦Internet_EU |  |  | H7100R/EV24A-SR-TPC | Globe valve | 200 kPa | 200 kPa |  | EU\Inbox\Combinations\Folder..6/..7\ | 29
144335 | H7100R/EVC24A-SR | H7100R/EVC24A-SR |  | H7100R | / | EVC24A-SR | Fast runner | 1 | Scenario 2 |  | PPK¦SelectPro¦VDI3805¦Internet_EU |  |  | H7100R/EVC24A-SR | Globe valve | 200 kPa | 200 kPa |  | EU\Inbox\Combinations\Folder..6/..7\ | 29
144336 | H7100X160-S4/EV24A-SR-TPC | H7100X160-S4/EV24A-SR-TPC |  | H7100X160-S4 | / | EV24A-SR-TPC | Standard actuator | 0 | Scenario 2 |  | PPK¦SelectPro¦VDI3805¦Internet_EU |  |  | H7100X160-S4/EV24A-SR-TPC | Globe valve | 200 kPa | 200 kPa |  | EU\Inbox\Combinations\Folder..6/..7\ | 29
144337 | H7100X160-S4/EVC24A-SR | H7100X160-S4/EVC24A-SR |  | H7100X160-S4 | / | EVC24A-SR | Fast runner | 1 | Scenario 2 |  | PPK¦SelectPro¦VDI3805¦Internet_EU |  |  | H7100X160-S4/EVC24A-SR | Globe valve | 200 kPa | 200 kPa |  | EU\Inbox\Combinations\Folder..6/..7\ | 29
144338 | H7100Y160-S4/EV24A-SR-TPC | H7100Y160-S4/EV24A-SR-TPC |  | H7100Y160-S4 | / | EV24A-SR-TPC | Standard actuator | 0 | Scenario 2 |  | PPK¦SelectPro¦VDI3805¦Internet_EU |  |  | H7100Y160-S4/EV24A-SR-TPC | Globe valve | 200 kPa | 200 kPa |  | EU\Inbox\Combinations\Folder..6/..7\ | 29
144339 | H7100Y160-S4/EVC24A-SR | H7100Y160-S4/EVC24A-SR |  | H7100Y160-S4 | / | EVC24A-SR | Fast runner | 1 | Scenario 2 |  | PPK¦SelectPro¦VDI3805¦Internet_EU |  |  | H7100Y160-S4/EVC24A-SR | Globe valve | 200 kPa | 200 kPa |  | EU\Inbox\Combinations\Folder..6/..7\ | 29
144340 | H7125N/EV24A-SR-TPC | H7125N/EV24A-SR-TPC |  | H7125N | / | EV24A-SR-TPC | Standard actuator | 0 | Scenario 2 |  | PPK¦SelectPro¦VDI3805¦Internet_EU |  |  | H7125N/EV24A-SR-TPC | Globe valve | 130 kPa | 130 kPa |  | EU\Inbox\Combinations\Folder..6/..7\ | 29
144341 | H7125N/EVC24A-SR | H7125N/EVC24A-SR |  | H7125N | / | EVC24A-SR | Fast runner | 1 | Scenario 2 |  | PPK¦SelectPro¦VDI3805¦Internet_EU |  |  | H7125N/EVC24A-SR | Globe valve | 130 kPa | 130 kPa |  | EU\Inbox\Combinations\Folder..6/..7\ | 29
144342 | H7150N/EV24A-SR-TPC | H7150N/EV24A-SR-TPC |  | H7150N | / | EV24A-SR-TPC | Standard actuator | 0 | Scenario 2 |  | PPK¦SelectPro¦VDI3805¦Internet_EU |  |  | H7150N/EV24A-SR-TPC | Globe valve | 80 kPa | 80 kPa |  | EU\Inbox\Combinations\Folder..6/..7\ | 29
144343 | H7150N/EVC24A-SR | H7150N/EVC24A-SR |  | H7150N | / | EVC24A-SR | Fast runner | 1 | Scenario 2 |  | PPK¦SelectPro¦VDI3805¦Internet_EU |  |  | H7150N/EVC24A-SR | Globe valve | 80 kPa | 80 kPa |  | EU\Inbox\Combinations\Folder..6/..7\ | 29
144344 | H765N/EV24A-SR-TPC | H765N/EV24A-SR-TPC |  | H765N | / | EV24A-SR-TPC | Standard actuator | 1 | Scenario 2 |  | PPK¦SelectPro¦VDI3805¦Internet_EU |  |  | H765N/EV24A-SR-TPC | Globe valve | 550 kPa | 400 kPa |  | EU\Inbox\Combinations\Folder..6/..7\ | 30
144345 | H765N/EVC24A-SR | H765N/EVC24A-SR |  | H765N | / | EVC24A-SR | Fast runner | 1 | Scenario 2 |  | PPK¦SelectPro¦VDI3805¦Internet_EU |  |  | H765N/EVC24A-SR | Globe valve | 550 kPa | 400 kPa |  | EU\Inbox\Combinations\Folder..6/..7\ | 30
144346 | H780N/EV24A-SR-TPC | H780N/EV24A-SR-TPC |  | H780N | / | EV24A-SR-TPC | Standard actuator | 0 | Scenario 2 |  | PPK¦SelectPro¦VDI3805¦Internet_EU |  |  | H780N/EV24A-SR-TPC | Globe valve | 350 kPa | 350 kPa |  | EU\Inbox\Combinations\Folder..6/..7\ | 31
144347 | H780N/EVC24A-SR | H780N/EVC24A-SR |  | H780N | / | EVC24A-SR | Fast runner | 1 | Scenario 2 |  | PPK¦SelectPro¦VDI3805¦Internet_EU |  |  | H780N/EVC24A-SR | Globe valve | 350 kPa | 350 kPa |  | EU\Inbox\Combinations\Folder..6/..7\ | 30
144348 | H6100N/RV24A-SR | H6100N/RV24A-SR |  | H6100N | / | RV24A-SR | Standard actuator | 1 | Scenario 2 |  | PPK¦SelectPro¦VDI3805¦Internet_EU |  |  | H6100N/RV24A-SR | Globe valve | 450 kPa | 400 kPa |  | EU\Inbox\Combinations\Folder..6/..7\ | 30
144349 | H6100R/RV24A-SR | H6100R/RV24A-SR |  | H6100R | / | RV24A-SR | Standard actuator | 1 | Scenario 2 |  | PPK¦SelectPro¦VDI3805¦Internet_EU |  |  | H6100R/RV24A-SR | Globe valve | 450 kPa | 400 kPa |  | EU\Inbox\Combinations\Folder..6/..7\ | 31
144350 | H6100S/RV24A-SR | H6100S/RV24A-SR |  | H6100S | / | RV24A-SR | Standard actuator | 1 | Scenario 2 |  | PPK¦SelectPro¦VDI3805¦Internet_EU |  |  | H6100S/RV24A-SR | Globe valve | 450 kPa | 450 kPa |  | EU\Inbox\Combinations\Folder..6/..7\ | 30
144351 | H6100SP/RV24A-SR | H6100SP/RV24A-SR |  | H6100SP | / | RV24A-SR | Standard actuator | 0 | Scenario 2 |  | PPK¦SelectPro¦VDI3805¦Internet_EU |  |  | H6100SP/RV24A-SR | Globe valve (partial pressure-balanced) | 600 kPa | 600 kPa |  | EU\Inbox\Combinations\Folder..6/..7\ | 30
144353 | H6125S/RV24A-SR | H6125S/RV24A-SR |  | H6125S | / | RV24A-SR | Standard actuator | 1 | Scenario 2 |  | PPK¦SelectPro¦VDI3805¦Internet_EU |  |  | H6125S/RV24A-SR | Globe valve | 250 kPa | 250 kPa |  | EU\Inbox\Combinations\Folder..6/..7\ | 30
144354 | H6125SP/RV24A-SR | H6125SP/RV24A-SR |  | H6125SP | / | RV24A-SR | Standard actuator | 0 | Scenario 2 |  | PPK¦SelectPro¦VDI3805¦Internet_EU |  |  | H6125SP/RV24A-SR | Globe valve (partial pressure-balanced) | 600 kPa | 600 kPa |  | EU\Inbox\Combinations\Folder..6/..7\ | 30
144356 | H6150S/RV24A-SR | H6150S/RV24A-SR |  | H6150S | / | RV24A-SR | Standard actuator | 1 | Scenario 2 |  | PPK¦SelectPro¦VDI3805¦Internet_EU |  |  | H6150S/RV24A-SR | Globe valve | 180 kPa | 180 kPa |  | EU\Inbox\Combinations\Folder..6/..7\ | 30
144357 | H6150SP/RV24A-SR | H6150SP/RV24A-SR |  | H6150SP | / | RV24A-SR | Standard actuator | 0 | Scenario 2 |  | PPK¦SelectPro¦VDI3805¦Internet_EU |  |  | H6150SP/RV24A-SR | Globe valve (partial pressure-balanced) | 600 kPa | 600 kPa |  | EU\Inbox\Combinations\Folder..6/..7\ | 30
144358 | H665N/RV24A-SR | H665N/RV24A-SR |  | H665N | / | RV24A-SR | Standard actuator | 0 | Scenario 2 |  | PPK¦SelectPro¦VDI3805¦Internet_EU |  |  | H665N/RV24A-SR | Globe valve | 1100 kPa | 400 kPa |  | EU\Inbox\Combinations\Folder..6/..7\ | 33
144359 | H665S/RV24A-SR | H665S/RV24A-SR |  | H665S | / | RV24A-SR | Standard actuator | 1 | Scenario 2 |  | PPK¦SelectPro¦VDI3805¦Internet_EU |  |  | H665S/RV24A-SR | Globe valve | 1100 kPa | 1000 kPa |  | EU\Inbox\Combinations\Folder..6/..7\ | 31
144360 | H680N/RV24A-SR | H680N/RV24A-SR |  | H680N | / | RV24A-SR | Standard actuator | 1 | Scenario 2 |  | PPK¦SelectPro¦VDI3805¦Internet_EU |  |  | H680N/RV24A-SR | Globe valve | 700 kPa | 400 kPa |  | EU\Inbox\Combinations\Folder..6/..7\ | 34
144361 | H680S/RV24A-SR | H680S/RV24A-SR |  | H680S | / | RV24A-SR | Standard actuator | 1 | Scenario 2 |  | PPK¦SelectPro¦VDI3805¦Internet_EU |  |  | H680S/RV24A-SR | Globe valve | 700 kPa | 700 kPa |  | EU\Inbox\Combinations\Folder..6/..7\ | 31
144362 | H7065X63-S4/RV24A-SR | H7065X63-S4/RV24A-SR |  | H7065X63-S4 | / | RV24A-SR | Standard actuator | 1 | Scenario 2 |  | PPK¦SelectPro¦VDI3805¦Internet_EU |  |  | H7065X63-S4/RV24A-SR | Globe valve | 1100 kPa | 1000 kPa |  | EU\Inbox\Combinations\Folder..6/..7\ | 30
144363 | H7065Y63-S4/RV24A-SR | H7065Y63-S4/RV24A-SR |  | H7065Y63-S4 | / | RV24A-SR | Standard actuator | 1 | Scenario 2 |  | PPK¦SelectPro¦VDI3805¦Internet_EU |  |  | H7065Y63-S4/RV24A-SR | Globe valve | 1100 kPa | 1000 kPa |  | EU\Inbox\Combinations\Folder..6/..7\ | 30
144364 | H7080X100-S4/RV24A-SR | H7080X100-S4/RV24A-SR |  | H7080X100-S4 | / | RV24A-SR | Standard actuator | 1 | Scenario 2 |  | PPK¦SelectPro¦VDI3805¦Internet_EU |  |  | H7080X100-S4/RV24A-SR | Globe valve | 700 kPa | 700 kPa |  | EU\Inbox\Combinations\Folder..6/..7\ | 30
144365 | H7080Y100-S4/RV24A-SR | H7080Y100-S4/RV24A-SR |  | H7080Y100-S4 | / | RV24A-SR | Standard actuator | 1 | Scenario 2 |  | PPK¦SelectPro¦VDI3805¦Internet_EU |  |  | H7080Y100-S4/RV24A-SR | Globe valve | 700 kPa | 700 kPa |  | EU\Inbox\Combinations\Folder..6/..7\ | 30
144366 | H7100N/RV24A-SR | H7100N/RV24A-SR |  | H7100N | / | RV24A-SR | Standard actuator | 1 | Scenario 2 |  | PPK¦SelectPro¦VDI3805¦Internet_EU |  |  | H7100N/RV24A-SR | Globe valve | 450 kPa | 400 kPa |  | EU\Inbox\Combinations\Folder..6/..7\ | 30
144367 | H7100R/RV24A-SR | H7100R/RV24A-SR |  | H7100R | / | RV24A-SR | Standard actuator | 1 | Scenario 2 |  | PPK¦SelectPro¦VDI3805¦Internet_EU |  |  | H7100R/RV24A-SR | Globe valve | 450 kPa | 400 kPa |  | EU\Inbox\Combinations\Folder..6/..7\ | 31
144368 | H7100X160-S4/RV24A-SR | H7100X160-S4/RV24A-SR |  | H7100X160-S4 | / | RV24A-SR | Standard actuator | 1 | Scenario 2 |  | PPK¦SelectPro¦VDI3805¦Internet_EU |  |  | H7100X160-S4/RV24A-SR | Globe valve | 450 kPa | 450 kPa |  | EU\Inbox\Combinations\Folder..6/..7\ | 29
144369 | H7100Y160-S4/RV24A-SR | H7100Y160-S4/RV24A-SR |  | H7100Y160-S4 | / | RV24A-SR | Standard actuator | 1 | Scenario 2 |  | PPK¦SelectPro¦VDI3805¦Internet_EU |  |  | H7100Y160-S4/RV24A-SR | Globe valve | 450 kPa | 450 kPa |  | EU\Inbox\Combinations\Folder..6/..7\ | 29
144370 | H7125N/RV24A-SR | H7125N/RV24A-SR |  | H7125N | / | RV24A-SR | Standard actuator | 1 | Scenario 2 |  | PPK¦SelectPro¦VDI3805¦Internet_EU |  |  | H7125N/RV24A-SR | Globe valve | 290 kPa | 290 kPa |  | EU\Inbox\Combinations\Folder..6/..7\ | 30
144371 | H7150N/RV24A-SR | H7150N/RV24A-SR |  | H7150N | / | RV24A-SR | Standard actuator | 1 | Scenario 2 |  | PPK¦SelectPro¦VDI3805¦Internet_EU |  |  | H7150N/RV24A-SR | Globe valve | 190 kPa | 190 kPa |  | EU\Inbox\Combinations\Folder..6/..7\ | 30
144372 | H765N/RV24A-SR | H765N/RV24A-SR |  | H765N | / | RV24A-SR | Standard actuator | 0 | Scenario 2 |  | PPK¦SelectPro¦VDI3805¦Internet_EU |  |  | H765N/RV24A-SR | Globe valve | 1100 kPa | 400 kPa |  | EU\Inbox\Combinations\Folder..6/..7\ | 31
144373 | H780N/RV24A-SR | H780N/RV24A-SR |  | H780N | / | RV24A-SR | Standard actuator | 1 | Scenario 2 |  | PPK¦SelectPro¦VDI3805¦Internet_EU |  |  | H780N/RV24A-SR | Globe valve | 700 kPa | 400 kPa |  | EU\Inbox\Combinations\Folder..6/..7\ | 31
144374 | H411B+LVC24A-SR-TPC | H411B+LVC24A-SR-TPC |  | H411B | + | LVC24A-SR-TPC | Fast runner | 1 | Scenario 2 |  | PPK¦SelectPro¦VDI3805¦Internet_EU |  |  | H411B+LVC24A-SR-TPC | Globe valve | 1300 kPa | 400 kPa |  | EU\Inbox\Combinations\Folder..4/..5\ | 29
144375 | H411B/LVC24A-SR-TPC | H411B/LVC24A-SR-TPC |  | H411B | / | LVC24A-SR-TPC | Fast runner | 1 | Scenario 2 |  | PPK¦SelectPro¦VDI3805¦Internet_EU |  |  | H411B/LVC24A-SR-TPC | Globe valve | 1300 kPa | 400 kPa |  | EU\Inbox\Combinations\Folder..4/..5\ | 29
144376 | H412B+LVC24A-SR-TPC | H412B+LVC24A-SR-TPC |  | H412B | + | LVC24A-SR-TPC | Fast runner | 1 | Scenario 2 |  | PPK¦SelectPro¦VDI3805¦Internet_EU |  |  | H412B+LVC24A-SR-TPC | Globe valve | 1300 kPa | 400 kPa |  | EU\Inbox\Combinations\Folder..4/..5\ | 29
144377 | H412B/LVC24A-SR-TPC | H412B/LVC24A-SR-TPC |  | H412B | / | LVC24A-SR-TPC | Fast runner | 1 | Scenario 2 |  | PPK¦SelectPro¦VDI3805¦Internet_EU |  |  | H412B/LVC24A-SR-TPC | Globe valve | 1300 kPa | 400 kPa |  | EU\Inbox\Combinations\Folder..4/..5\ | 29
144378 | H413B+LVC24A-SR-TPC | H413B+LVC24A-SR-TPC |  | H413B | + | LVC24A-SR-TPC | Fast runner | 1 | Scenario 2 |  | PPK¦SelectPro¦VDI3805¦Internet_EU |  |  | H413B+LVC24A-SR-TPC | Globe valve | 1300 kPa | 400 kPa |  | EU\Inbox\Combinations\Folder..4/..5\ | 29
144379 | H413B/LVC24A-SR-TPC | H413B/LVC24A-SR-TPC |  | H413B | / | LVC24A-SR-TPC | Fast runner | 1 | Scenario 2 |  | PPK¦SelectPro¦VDI3805¦Internet_EU |  |  | H413B/LVC24A-SR-TPC | Globe valve | 1300 kPa | 400 kPa |  | EU\Inbox\Combinations\Folder..4/..5\ | 29
144380 | H414B+LVC24A-SR-TPC | H414B+LVC24A-SR-TPC |  | H414B | + | LVC24A-SR-TPC | Fast runner | 1 | Scenario 2 |  | PPK¦SelectPro¦VDI3805¦Internet_EU |  |  | H414B+LVC24A-SR-TPC | Globe valve | 1300 kPa | 400 kPa |  | EU\Inbox\Combinations\Folder..4/..5\ | 29
144381 | H414B/LVC24A-SR-TPC | H414B/LVC24A-SR-TPC |  | H414B | / | LVC24A-SR-TPC | Fast runner | 1 | Scenario 2 |  | PPK¦SelectPro¦VDI3805¦Internet_EU |  |  | H414B/LVC24A-SR-TPC | Globe valve | 1300 kPa | 400 kPa |  | EU\Inbox\Combinations\Folder..4/..5\ | 29
144382 | H415B+LVC24A-SR-TPC | H415B+LVC24A-SR-TPC |  | H415B | + | LVC24A-SR-TPC | Fast runner | 1 | Scenario 2 |  | PPK¦SelectPro¦VDI3805¦Internet_EU |  |  | H415B+LVC24A-SR-TPC | Globe valve | 1300 kPa | 400 kPa |  | EU\Inbox\Combinations\Folder..4/..5\ | 29
144383 | H415B/LVC24A-SR-TPC | H415B/LVC24A-SR-TPC |  | H415B | / | LVC24A-SR-TPC | Fast runner | 1 | Scenario 2 |  | PPK¦SelectPro¦VDI3805¦Internet_EU |  |  | H415B/LVC24A-SR-TPC | Globe valve | 1300 kPa | 400 kPa |  | EU\Inbox\Combinations\Folder..4/..5\ | 29
144384 | H420B+LVC24A-SR-TPC | H420B+LVC24A-SR-TPC |  | H420B | + | LVC24A-SR-TPC | Fast runner | 1 | Scenario 2 |  | PPK¦SelectPro¦VDI3805¦Internet_EU |  |  | H420B+LVC24A-SR-TPC | Globe valve | 900 kPa | 400 kPa |  | EU\Inbox\Combinations\Folder..4/..5\ | 29
144385 | H420B/LVC24A-SR-TPC | H420B/LVC24A-SR-TPC |  | H420B | / | LVC24A-SR-TPC | Fast runner | 1 | Scenario 2 |  | PPK¦SelectPro¦VDI3805¦Internet_EU |  |  | H420B/LVC24A-SR-TPC | Globe valve | 900 kPa | 400 kPa |  | EU\Inbox\Combinations\Folder..4/..5\ | 29
144386 | H425B+LVC24A-SR-TPC | H425B+LVC24A-SR-TPC |  | H425B | + | LVC24A-SR-TPC | Fast runner | 1 | Scenario 2 |  | PPK¦SelectPro¦VDI3805¦Internet_EU |  |  | H425B+LVC24A-SR-TPC | Globe valve | 500 kPa | 400 kPa |  | EU\Inbox\Combinations\Folder..4/..5\ | 29
144387 | H425B/LVC24A-SR-TPC | H425B/LVC24A-SR-TPC |  | H425B | / | LVC24A-SR-TPC | Fast runner | 1 | Scenario 2 |  | PPK¦SelectPro¦VDI3805¦Internet_EU |  |  | H425B/LVC24A-SR-TPC | Globe valve | 500 kPa | 400 kPa |  | EU\Inbox\Combinations\Folder..4/..5\ | 29
144388 | H432B+LVC24A-SR-TPC | H432B+LVC24A-SR-TPC |  | H432B | + | LVC24A-SR-TPC | Fast runner | 0 | Scenario 2 |  | PPK¦SelectPro¦VDI3805¦Internet_EU |  |  | H432B+LVC24A-SR-TPC | Globe valve | 350 kPa | 350 kPa |  | EU\Inbox\Combinations\Folder..4/..5\ | 28
144389 | H432B/LVC24A-SR-TPC | H432B/LVC24A-SR-TPC |  | H432B | / | LVC24A-SR-TPC | Fast runner | 0 | Scenario 2 |  | PPK¦SelectPro¦VDI3805¦Internet_EU |  |  | H432B/LVC24A-SR-TPC | Globe valve | 350 kPa | 350 kPa |  | EU\Inbox\Combinations\Folder..4/..5\ | 28
144390 | H440B+LVC24A-SR-TPC | H440B+LVC24A-SR-TPC |  | H440B | + | LVC24A-SR-TPC | Fast runner | 0 | Scenario 2 |  | PPK¦SelectPro¦VDI3805¦Internet_EU |  |  | H440B+LVC24A-SR-TPC | Globe valve | 150 kPa | 150 kPa |  | EU\Inbox\Combinations\Folder..4/..5\ | 28
144391 | H440B/LVC24A-SR-TPC | H440B/LVC24A-SR-TPC |  | H440B | / | LVC24A-SR-TPC | Fast runner | 0 | Scenario 2 |  | PPK¦SelectPro¦VDI3805¦Internet_EU |  |  | H440B/LVC24A-SR-TPC | Globe valve | 150 kPa | 150 kPa |  | EU\Inbox\Combinations\Folder..4/..5\ | 28
144392 | H713N+LV24A-SR-TPC | H713N+LV24A-SR-TPC |  | H713N | + | LV24A-SR-TPC | Standard actuator | 1 | Scenario 2 |  | PPK¦SelectPro¦VDI3805¦Internet_EU |  |  | H713N+LV24A-SR-TPC | Globe valve | 1300 kPa | 400 kPa |  | EU\Inbox\Combinations\Folder..6/..7\ | 30
144393 | H713N/LV24A-SR-TPC | H713N/LV24A-SR-TPC |  | H713N | / | LV24A-SR-TPC | Standard actuator | 1 | Scenario 2 |  | PPK¦SelectPro¦VDI3805¦Internet_EU |  |  | H713N/LV24A-SR-TPC | Globe valve | 1300 kPa | 400 kPa |  | EU\Inbox\Combinations\Folder..6/..7\ | 30
144394 | H713R+LV24A-SR-TPC | H713R+LV24A-SR-TPC |  | H713R | + | LV24A-SR-TPC | Standard actuator | 1 | Scenario 2 |  | PPK¦SelectPro¦VDI3805¦Internet_EU |  |  | H713R+LV24A-SR-TPC | Globe valve | 600 kPa | 400 kPa |  | EU\Inbox\Combinations\Folder..6/..7\ | 30
144395 | H713R/LV24A-SR-TPC | H713R/LV24A-SR-TPC |  | H713R | / | LV24A-SR-TPC | Standard actuator | 1 | Scenario 2 |  | PPK¦SelectPro¦VDI3805¦Internet_EU |  |  | H713R/LV24A-SR-TPC | Globe valve | 600 kPa | 400 kPa |  | EU\Inbox\Combinations\Folder..6/..7\ | 30
144396 | H714N+LV24A-SR-TPC | H714N+LV24A-SR-TPC |  | H714N | + | LV24A-SR-TPC | Standard actuator | 1 | Scenario 2 |  | PPK¦SelectPro¦VDI3805¦Internet_EU |  |  | H714N+LV24A-SR-TPC | Globe valve | 1300 kPa | 400 kPa |  | EU\Inbox\Combinations\Folder..6/..7\ | 30
144397 | H714N/LV24A-SR-TPC | H714N/LV24A-SR-TPC |  | H714N | / | LV24A-SR-TPC | Standard actuator | 1 | Scenario 2 |  | PPK¦SelectPro¦VDI3805¦Internet_EU |  |  | H714N/LV24A-SR-TPC | Globe valve | 1300 kPa | 400 kPa |  | EU\Inbox\Combinations\Folder..6/..7\ | 30
144398 | H714R+LV24A-SR-TPC | H714R+LV24A-SR-TPC |  | H714R | + | LV24A-SR-TPC | Standard actuator | 1 | Scenario 2 |  | PPK¦SelectPro¦VDI3805¦Internet_EU |  |  | H714R+LV24A-SR-TPC | Globe valve | 600 kPa | 400 kPa |  | EU\Inbox\Combinations\Folder..6/..7\ | 30
144399 | H714R/LV24A-SR-TPC | H714R/LV24A-SR-TPC |  | H714R | / | LV24A-SR-TPC | Standard actuator | 1 | Scenario 2 |  | PPK¦SelectPro¦VDI3805¦Internet_EU |  |  | H714R/LV24A-SR-TPC | Globe valve | 600 kPa | 400 kPa |  | EU\Inbox\Combinations\Folder..6/..7\ | 30
144400 | H715N+LV24A-SR-TPC | H715N+LV24A-SR-TPC |  | H715N | + | LV24A-SR-TPC | Standard actuator | 1 | Scenario 2 |  | PPK¦SelectPro¦VDI3805¦Internet_EU |  |  | H715N+LV24A-SR-TPC | Globe valve | 1300 kPa | 400 kPa |  | EU\Inbox\Combinations\Folder..6/..7\ | 30
144401 | H715N/LV24A-SR-TPC | H715N/LV24A-SR-TPC |  | H715N | / | LV24A-SR-TPC | Standard actuator | 1 | Scenario 2 |  | PPK¦SelectPro¦VDI3805¦Internet_EU |  |  | H715N/LV24A-SR-TPC | Globe valve | 1300 kPa | 400 kPa |  | EU\Inbox\Combinations\Folder..6/..7\ | 30
144402 | H715R+LV24A-SR-TPC | H715R+LV24A-SR-TPC |  | H715R | + | LV24A-SR-TPC | Standard actuator | 1 | Scenario 2 |  | PPK¦SelectPro¦VDI3805¦Internet_EU |  |  | H715R+LV24A-SR-TPC | Globe valve | 600 kPa | 400 kPa |  | EU\Inbox\Combinations\Folder..6/..7\ | 30
144403 | H715R/LV24A-SR-TPC | H715R/LV24A-SR-TPC |  | H715R | / | LV24A-SR-TPC | Standard actuator | 1 | Scenario 2 |  | PPK¦SelectPro¦VDI3805¦Internet_EU |  |  | H715R/LV24A-SR-TPC | Globe valve | 600 kPa | 400 kPa |  | EU\Inbox\Combinations\Folder..6/..7\ | 30
144404 | H720N+LV24A-SR-TPC | H720N+LV24A-SR-TPC |  | H720N | + | LV24A-SR-TPC | Standard actuator | 1 | Scenario 2 |  | PPK¦SelectPro¦VDI3805¦Internet_EU |  |  | H720N+LV24A-SR-TPC | Globe valve | 900 kPa | 400 kPa |  | EU\Inbox\Combinations\Folder..6/..7\ | 30
144405 | H720N/LV24A-SR-TPC | H720N/LV24A-SR-TPC |  | H720N | / | LV24A-SR-TPC | Standard actuator | 1 | Scenario 2 |  | PPK¦SelectPro¦VDI3805¦Internet_EU |  |  | H720N/LV24A-SR-TPC | Globe valve | 900 kPa | 400 kPa |  | EU\Inbox\Combinations\Folder..6/..7\ | 30
144406 | H720R+LV24A-SR-TPC | H720R+LV24A-SR-TPC |  | H720R | + | LV24A-SR-TPC | Standard actuator | 1 | Scenario 2 |  | PPK¦SelectPro¦VDI3805¦Internet_EU |  |  | H720R+LV24A-SR-TPC | Globe valve | 600 kPa | 400 kPa |  | EU\Inbox\Combinations\Folder..6/..7\ | 30
144407 | H720R/LV24A-SR-TPC | H720R/LV24A-SR-TPC |  | H720R | / | LV24A-SR-TPC | Standard actuator | 1 | Scenario 2 |  | PPK¦SelectPro¦VDI3805¦Internet_EU |  |  | H720R/LV24A-SR-TPC | Globe valve | 600 kPa | 400 kPa |  | EU\Inbox\Combinations\Folder..6/..7\ | 30
144408 | H725N+LV24A-SR-TPC | H725N+LV24A-SR-TPC |  | H725N | + | LV24A-SR-TPC | Standard actuator | 1 | Scenario 2 |  | PPK¦SelectPro¦VDI3805¦Internet_EU |  |  | H725N+LV24A-SR-TPC | Globe valve | 500 kPa | 400 kPa |  | EU\Inbox\Combinations\Folder..6/..7\ | 30
144409 | H725N/LV24A-SR-TPC | H725N/LV24A-SR-TPC |  | H725N | / | LV24A-SR-TPC | Standard actuator | 1 | Scenario 2 |  | PPK¦SelectPro¦VDI3805¦Internet_EU |  |  | H725N/LV24A-SR-TPC | Globe valve | 500 kPa | 400 kPa |  | EU\Inbox\Combinations\Folder..6/..7\ | 30
144410 | H725R+LV24A-SR-TPC | H725R+LV24A-SR-TPC |  | H725R | + | LV24A-SR-TPC | Standard actuator | 1 | Scenario 2 |  | PPK¦SelectPro¦VDI3805¦Internet_EU |  |  | H725R+LV24A-SR-TPC | Globe valve | 500 kPa | 400 kPa |  | EU\Inbox\Combinations\Folder..6/..7\ | 30
144411 | H725R/LV24A-SR-TPC | H725R/LV24A-SR-TPC |  | H725R | / | LV24A-SR-TPC | Standard actuator | 1 | Scenario 2 |  | PPK¦SelectPro¦VDI3805¦Internet_EU |  |  | H725R/LV24A-SR-TPC | Globe valve | 500 kPa | 400 kPa |  | EU\Inbox\Combinations\Folder..6/..7\ | 30
144412 | H732N+LV24A-SR-TPC | H732N+LV24A-SR-TPC |  | H732N | + | LV24A-SR-TPC | Standard actuator | 0 | Scenario 2 |  | PPK¦SelectPro¦VDI3805¦Internet_EU |  |  | H732N+LV24A-SR-TPC | Globe valve | 350 kPa | 350 kPa |  | EU\Inbox\Combinations\Folder..6/..7\ | 30
144413 | H732N/LV24A-SR-TPC | H732N/LV24A-SR-TPC |  | H732N | / | LV24A-SR-TPC | Standard actuator | 0 | Scenario 2 |  | PPK¦SelectPro¦VDI3805¦Internet_EU |  |  | H732N/LV24A-SR-TPC | Globe valve | 350 kPa | 350 kPa |  | EU\Inbox\Combinations\Folder..6/..7\ | 30
144414 | H732R+LV24A-SR-TPC | H732R+LV24A-SR-TPC |  | H732R | + | LV24A-SR-TPC | Standard actuator | 0 | Scenario 2 |  | PPK¦SelectPro¦VDI3805¦Internet_EU |  |  | H732R+LV24A-SR-TPC | Globe valve | 350 kPa | 350 kPa |  | EU\Inbox\Combinations\Folder..6/..7\ | 30
144415 | H732R/LV24A-SR-TPC | H732R/LV24A-SR-TPC |  | H732R | / | LV24A-SR-TPC | Standard actuator | 0 | Scenario 2 |  | PPK¦SelectPro¦VDI3805¦Internet_EU |  |  | H732R/LV24A-SR-TPC | Globe valve | 350 kPa | 350 kPa |  | EU\Inbox\Combinations\Folder..6/..7\ | 30
144416 | H740N+LV24A-SR-TPC | H740N+LV24A-SR-TPC |  | H740N | + | LV24A-SR-TPC | Standard actuator | 0 | Scenario 2 |  | PPK¦SelectPro¦VDI3805¦Internet_EU |  |  | H740N+LV24A-SR-TPC | Globe valve | 150 kPa | 150 kPa |  | EU\Inbox\Combinations\Folder..6/..7\ | 30
144417 | H740N/LV24A-SR-TPC | H740N/LV24A-SR-TPC |  | H740N | / | LV24A-SR-TPC | Standard actuator | 0 | Scenario 2 |  | PPK¦SelectPro¦VDI3805¦Internet_EU |  |  | H740N/LV24A-SR-TPC | Globe valve | 150 kPa | 150 kPa |  | EU\Inbox\Combinations\Folder..6/..7\ | 30
144418 | H740R+LV24A-SR-TPC | H740R+LV24A-SR-TPC |  | H740R | + | LV24A-SR-TPC | Standard actuator | 0 | Scenario 2 |  | PPK¦SelectPro¦VDI3805¦Internet_EU |  |  | H740R+LV24A-SR-TPC | Globe valve | 150 kPa | 150 kPa |  | EU\Inbox\Combinations\Folder..6/..7\ | 30
144419 | H740R/LV24A-SR-TPC | H740R/LV24A-SR-TPC |  | H740R | / | LV24A-SR-TPC | Standard actuator | 0 | Scenario 2 |  | PPK¦SelectPro¦VDI3805¦Internet_EU |  |  | H740R/LV24A-SR-TPC | Globe valve | 150 kPa | 150 kPa |  | EU\Inbox\Combinations\Folder..6/..7\ | 30
144420 | H750N+LV24A-SR-TPC | H750N+LV24A-SR-TPC |  | H750N | + | LV24A-SR-TPC | Standard actuator | 0 | Scenario 2 |  | PPK¦SelectPro¦VDI3805¦Internet_EU |  |  | H750N+LV24A-SR-TPC | Globe valve | 70 kPa | 70 kPa |  | EU\Inbox\Combinations\Folder..6/..7\ | 30
144421 | H750N/LV24A-SR-TPC | H750N/LV24A-SR-TPC |  | H750N | / | LV24A-SR-TPC | Standard actuator | 0 | Scenario 2 |  | PPK¦SelectPro¦VDI3805¦Internet_EU |  |  | H750N/LV24A-SR-TPC | Globe valve | 70 kPa | 70 kPa |  | EU\Inbox\Combinations\Folder..6/..7\ | 30
144422 | H750R+LV24A-SR-TPC | H750R+LV24A-SR-TPC |  | H750R | + | LV24A-SR-TPC | Standard actuator | 0 | Scenario 2 |  | PPK¦SelectPro¦VDI3805¦Internet_EU |  |  | H750R+LV24A-SR-TPC | Globe valve | 70 kPa | 70 kPa |  | EU\Inbox\Combinations\Folder..6/..7\ | 30
144423 | H750R/LV24A-SR-TPC | H750R/LV24A-SR-TPC |  | H750R | / | LV24A-SR-TPC | Standard actuator | 0 | Scenario 2 |  | PPK¦SelectPro¦VDI3805¦Internet_EU |  |  | H750R/LV24A-SR-TPC | Globe valve | 70 kPa | 70 kPa |  | EU\Inbox\Combinations\Folder..6/..7\ | 30
144424 | H632N+NV24A-SR-TPC | H632N+NV24A-SR-TPC |  | H632N | + | NV24A-SR-TPC | Standard actuator | 1 | Scenario 2 |  | PPK¦SelectPro¦VDI3805¦Internet_EU |  |  | H632N+NV24A-SR-TPC | Globe valve | 1000 kPa | 400 kPa |  | EU\Inbox\Combinations\Folder..6/..7\ | 31
144425 | H632N/NV24A-SR-TPC | H632N/NV24A-SR-TPC |  | H632N | / | NV24A-SR-TPC | Standard actuator | 1 | Scenario 2 |  | PPK¦SelectPro¦VDI3805¦Internet_EU |  |  | H632N/NV24A-SR-TPC | Globe valve | 1000 kPa | 400 kPa |  | EU\Inbox\Combinations\Folder..6/..7\ | 33
144428 | H632R+NV24A-SR-TPC | H632R+NV24A-SR-TPC |  | H632R | + | NV24A-SR-TPC | Standard actuator | 1 | Scenario 2 |  | PPK¦SelectPro¦VDI3805¦Internet_EU |  |  | H632R+NV24A-SR-TPC | Globe valve | 600 kPa | 400 kPa |  | EU\Inbox\Combinations\Folder..6/..7\ | 32
144429 | H632R/NV24A-SR-TPC | H632R/NV24A-SR-TPC |  | H632R | / | NV24A-SR-TPC | Standard actuator | 1 | Scenario 2 |  | PPK¦SelectPro¦VDI3805¦Internet_EU |  |  | H632R/NV24A-SR-TPC | Globe valve | 600 kPa | 400 kPa |  | EU\Inbox\Combinations\Folder..6/..7\ | 32
144432 | H632S+NV24A-SR-TPC | H632S+NV24A-SR-TPC |  | H632S | + | NV24A-SR-TPC | Standard actuator | 0 | Scenario 2 |  | PPK¦SelectPro¦VDI3805¦Internet_EU |  |  | H632S+NV24A-SR-TPC | Globe valve | 950 kPa | 950 kPa |  | EU\Inbox\Combinations\Folder..6/..7\ | 33
144433 | H632S/NV24A-SR-TPC | H632S/NV24A-SR-TPC |  | H632S | / | NV24A-SR-TPC | Standard actuator | 0 | Scenario 2 |  | PPK¦SelectPro¦VDI3805¦Internet_EU |  |  | H632S/NV24A-SR-TPC | Globe valve | 950 kPa | 950 kPa |  | EU\Inbox\Combinations\Folder..6/..7\ | 31
144436 | H640N+NV24A-SR-TPC | H640N+NV24A-SR-TPC |  | H640N | + | NV24A-SR-TPC | Standard actuator | 1 | Scenario 2 |  | PPK¦SelectPro¦VDI3805¦Internet_EU |  |  | H640N+NV24A-SR-TPC | Globe valve | 500 kPa | 400 kPa |  | EU\Inbox\Combinations\Folder..6/..7\ | 32
144437 | H640N/NV24A-SR-TPC | H640N/NV24A-SR-TPC |  | H640N | / | NV24A-SR-TPC | Standard actuator | 1 | Scenario 2 |  | PPK¦SelectPro¦VDI3805¦Internet_EU |  |  | H640N/NV24A-SR-TPC | Globe valve | 500 kPa | 400 kPa |  | EU\Inbox\Combinations\Folder..6/..7\ | 32
144440 | H640R+NV24A-SR-TPC | H640R+NV24A-SR-TPC |  | H640R | + | NV24A-SR-TPC | Standard actuator | 1 | Scenario 2 |  | PPK¦SelectPro¦VDI3805¦Internet_EU |  |  | H640R+NV24A-SR-TPC | Globe valve | 500 kPa | 400 kPa |  | EU\Inbox\Combinations\Folder..6/..7\ | 32
144441 | H640R/NV24A-SR-TPC | H640R/NV24A-SR-TPC |  | H640R | / | NV24A-SR-TPC | Standard actuator | 1 | Scenario 2 |  | PPK¦SelectPro¦VDI3805¦Internet_EU |  |  | H640R/NV24A-SR-TPC | Globe valve | 500 kPa | 400 kPa |  | EU\Inbox\Combinations\Folder..6/..7\ | 33
144444 | H640S+NV24A-SR-TPC | H640S+NV24A-SR-TPC |  | H640S | + | NV24A-SR-TPC | Standard actuator | 0 | Scenario 2 |  | PPK¦SelectPro¦VDI3805¦Internet_EU |  |  | H640S+NV24A-SR-TPC | Globe valve | 500 kPa | 500 kPa |  | EU\Inbox\Combinations\Folder..6/..7\ | 32
144445 | H640S/NV24A-SR-TPC | H640S/NV24A-SR-TPC |  | H640S | / | NV24A-SR-TPC | Standard actuator | 0 | Scenario 2 |  | PPK¦SelectPro¦VDI3805¦Internet_EU |  |  | H640S/NV24A-SR-TPC | Globe valve | 500 kPa | 500 kPa |  | EU\Inbox\Combinations\Folder..6/..7\ | 32
144448 | H640SP+NV24A-SR-TPC | H640SP+NV24A-SR-TPC |  | H640SP | + | NV24A-SR-TPC | Standard actuator | 1 | Scenario 2 |  | PPK¦SelectPro¦VDI3805¦Internet_EU |  |  | H640SP+NV24A-SR-TPC | Globe valve (partial pressure-balanced) | 1600 kPa | 1000 kPa |  | EU\Inbox\Combinations\Folder..6/..7\ | 33
144449 | H640SP/NV24A-SR-TPC | H640SP/NV24A-SR-TPC |  | H640SP | / | NV24A-SR-TPC | Standard actuator | 1 | Scenario 2 |  | PPK¦SelectPro¦VDI3805¦Internet_EU |  |  | H640SP/NV24A-SR-TPC | Globe valve (partial pressure-balanced) | 1600 kPa | 1000 kPa |  | EU\Inbox\Combinations\Folder..6/..7\ | 32
144452 | H650N+NV24A-SR-TPC | H650N+NV24A-SR-TPC |  | H650N | + | NV24A-SR-TPC | Standard actuator | 0 | Scenario 2 |  | PPK¦SelectPro¦VDI3805¦Internet_EU |  |  | H650N+NV24A-SR-TPC | Globe valve | 300 kPa | 300 kPa |  | EU\Inbox\Combinations\Folder..6/..7\ | 33
144453 | H650N/NV24A-SR-TPC | H650N/NV24A-SR-TPC |  | H650N | / | NV24A-SR-TPC | Standard actuator | 0 | Scenario 2 |  | PPK¦SelectPro¦VDI3805¦Internet_EU |  |  | H650N/NV24A-SR-TPC | Globe valve | 300 kPa | 300 kPa |  | EU\Inbox\Combinations\Folder..6/..7\ | 32
144456 | H650R+NV24A-SR-TPC | H650R+NV24A-SR-TPC |  | H650R | + | NV24A-SR-TPC | Standard actuator | 0 | Scenario 2 |  | PPK¦SelectPro¦VDI3805¦Internet_EU |  |  | H650R+NV24A-SR-TPC | Globe valve | 300 kPa | 300 kPa |  | EU\Inbox\Combinations\Folder..6/..7\ | 33
144457 | H650R/NV24A-SR-TPC | H650R/NV24A-SR-TPC |  | H650R | / | NV24A-SR-TPC | Standard actuator | 0 | Scenario 2 |  | PPK¦SelectPro¦VDI3805¦Internet_EU |  |  | H650R/NV24A-SR-TPC | Globe valve | 300 kPa | 300 kPa |  | EU\Inbox\Combinations\Folder..6/..7\ | 32
144460 | H650S+NV24A-SR-TPC | H650S+NV24A-SR-TPC |  | H650S | + | NV24A-SR-TPC | Standard actuator | 0 | Scenario 2 |  | PPK¦SelectPro¦VDI3805¦Internet_EU |  |  | H650S+NV24A-SR-TPC | Globe valve | 300 kPa | 300 kPa |  | EU\Inbox\Combinations\Folder..6/..7\ | 33
144461 | H650S/NV24A-SR-TPC | H650S/NV24A-SR-TPC |  | H650S | / | NV24A-SR-TPC | Standard actuator | 0 | Scenario 2 |  | PPK¦SelectPro¦VDI3805¦Internet_EU |  |  | H650S/NV24A-SR-TPC | Globe valve | 300 kPa | 300 kPa |  | EU\Inbox\Combinations\Folder..6/..7\ | 33
144464 | H650SP+NV24A-SR-TPC | H650SP+NV24A-SR-TPC |  | H650SP | + | NV24A-SR-TPC | Standard actuator | 1 | Scenario 2 |  | PPK¦SelectPro¦VDI3805¦Internet_EU |  |  | H650SP+NV24A-SR-TPC | Globe valve (partial pressure-balanced) | 1600 kPa | 1000 kPa |  | EU\Inbox\Combinations\Folder..6/..7\ | 32
144465 | H650SP/NV24A-SR-TPC | H650SP/NV24A-SR-TPC |  | H650SP | / | NV24A-SR-TPC | Standard actuator | 1 | Scenario 2 |  | PPK¦SelectPro¦VDI3805¦Internet_EU |  |  | H650SP/NV24A-SR-TPC | Globe valve (partial pressure-balanced) | 1600 kPa | 1000 kPa |  | EU\Inbox\Combinations\Folder..6/..7\ | 33
144468 | H664N+NV24A-SR-TPC | H664N+NV24A-SR-TPC |  | H664N | + | NV24A-SR-TPC | Standard actuator | 0 | Scenario 2 |  | PPK¦SelectPro¦VDI3805¦Internet_EU |  |  | H664N+NV24A-SR-TPC | Globe valve | 140 kPa | 140 kPa |  | EU\Inbox\Combinations\Folder..6/..7\ | 33
144469 | H664N/NV24A-SR-TPC | H664N/NV24A-SR-TPC |  | H664N | / | NV24A-SR-TPC | Standard actuator | 0 | Scenario 2 |  | PPK¦SelectPro¦VDI3805¦Internet_EU |  |  | H664N/NV24A-SR-TPC | Globe valve | 140 kPa | 140 kPa |  | EU\Inbox\Combinations\Folder..6/..7\ | 32
144472 | H664R+NV24A-SR-TPC | H664R+NV24A-SR-TPC |  | H664R | + | NV24A-SR-TPC | Standard actuator | 0 | Scenario 2 |  | PPK¦SelectPro¦VDI3805¦Internet_EU |  |  | H664R+NV24A-SR-TPC | Globe valve | 140 kPa | 140 kPa |  | EU\Inbox\Combinations\Folder..6/..7\ | 32
144473 | H664R/NV24A-SR-TPC | H664R/NV24A-SR-TPC |  | H664R | / | NV24A-SR-TPC | Standard actuator | 0 | Scenario 2 |  | PPK¦SelectPro¦VDI3805¦Internet_EU |  |  | H664R/NV24A-SR-TPC | Globe valve | 140 kPa | 140 kPa |  | EU\Inbox\Combinations\Folder..6/..7\ | 33
144476 | H664S+NV24A-SR-TPC | H664S+NV24A-SR-TPC |  | H664S | + | NV24A-SR-TPC | Standard actuator | 0 | Scenario 2 |  | PPK¦SelectPro¦VDI3805¦Internet_EU |  |  | H664S+NV24A-SR-TPC | Globe valve | 130 kPa | 130 kPa |  | EU\Inbox\Combinations\Folder..6/..7\ | 35
144477 | H664S/NV24A-SR-TPC | H664S/NV24A-SR-TPC |  | H664S | / | NV24A-SR-TPC | Standard actuator | 0 | Scenario 2 |  | PPK¦SelectPro¦VDI3805¦Internet_EU |  |  | H664S/NV24A-SR-TPC | Globe valve | 130 kPa | 130 kPa |  | EU\Inbox\Combinations\Folder..6/..7\ | 33
144480 | H664SP+NV24A-SR-TPC | H664SP+NV24A-SR-TPC |  | H664SP | + | NV24A-SR-TPC | Standard actuator | 1 | Scenario 2 |  | PPK¦SelectPro¦VDI3805¦Internet_EU |  |  | H664SP+NV24A-SR-TPC | Globe valve (partial pressure-balanced) | 1600 kPa | 1000 kPa |  | EU\Inbox\Combinations\Folder..6/..7\ | 33
144481 | H664SP/NV24A-SR-TPC | H664SP/NV24A-SR-TPC |  | H664SP | / | NV24A-SR-TPC | Standard actuator | 1 | Scenario 2 |  | PPK¦SelectPro¦VDI3805¦Internet_EU |  |  | H664SP/NV24A-SR-TPC | Globe valve (partial pressure-balanced) | 1600 kPa | 1000 kPa |  | EU\Inbox\Combinations\Folder..6/..7\ | 32
144484 | H679N+NV24A-SR-TPC | H679N+NV24A-SR-TPC |  | H679N | + | NV24A-SR-TPC | Standard actuator | 0 | Scenario 2 |  | PPK¦SelectPro¦VDI3805¦Internet_EU |  |  | H679N+NV24A-SR-TPC | Globe valve | 80 kPa | 80 kPa |  | EU\Inbox\Combinations\Folder..6/..7\ | 32
144485 | H679N/NV24A-SR-TPC | H679N/NV24A-SR-TPC |  | H679N | / | NV24A-SR-TPC | Standard actuator | 0 | Scenario 2 |  | PPK¦SelectPro¦VDI3805¦Internet_EU |  |  | H679N/NV24A-SR-TPC | Globe valve | 80 kPa | 80 kPa |  | EU\Inbox\Combinations\Folder..6/..7\ | 33
144488 | H679R+NV24A-SR-TPC | H679R+NV24A-SR-TPC |  | H679R | + | NV24A-SR-TPC | Standard actuator | 0 | Scenario 2 |  | PPK¦SelectPro¦VDI3805¦Internet_EU |  |  | H679R+NV24A-SR-TPC | Globe valve | 80 kPa | 80 kPa |  | EU\Inbox\Combinations\Folder..6/..7\ | 32
144489 | H679R/NV24A-SR-TPC | H679R/NV24A-SR-TPC |  | H679R | / | NV24A-SR-TPC | Standard actuator | 0 | Scenario 2 |  | PPK¦SelectPro¦VDI3805¦Internet_EU |  |  | H679R/NV24A-SR-TPC | Globe valve | 80 kPa | 80 kPa |  | EU\Inbox\Combinations\Folder..6/..7\ | 33
144492 | H679SP+NV24A-SR-TPC | H679SP+NV24A-SR-TPC |  | H679SP | + | NV24A-SR-TPC | Standard actuator | 1 | Scenario 2 |  | PPK¦SelectPro¦VDI3805¦Internet_EU |  |  | H679SP+NV24A-SR-TPC | Globe valve (partial pressure-balanced) | 1600 kPa | 1000 kPa |  | EU\Inbox\Combinations\Folder..6/..7\ | 33
144493 | H679SP/NV24A-SR-TPC | H679SP/NV24A-SR-TPC |  | H679SP | / | NV24A-SR-TPC | Standard actuator | 1 | Scenario 2 |  | PPK¦SelectPro¦VDI3805¦Internet_EU |  |  | H679SP/NV24A-SR-TPC | Globe valve (partial pressure-balanced) | 1600 kPa | 1000 kPa |  | EU\Inbox\Combinations\Folder..6/..7\ | 33
144496 | H7015X4-S2+NV24A-SR-TPC | H7015X4-S2+NV24A-SR-TPC |  | H7015X4-S2 | + | NV24A-SR-TPC | Standard actuator | 1 | Scenario 2 |  | PPK¦SelectPro¦VDI3805¦Internet_EU |  |  | H7015X4-S2+NV24A-SR-TPC | Globe valve | 2200 kPa | 1000 kPa |  | EU\Inbox\Combinations\Folder..6/..7\ | 32
144497 | H7015X4-S2/NV24A-SR-TPC | H7015X4-S2/NV24A-SR-TPC |  | H7015X4-S2 | / | NV24A-SR-TPC | Standard actuator | 1 | Scenario 2 |  | PPK¦SelectPro¦VDI3805¦Internet_EU |  |  | H7015X4-S2/NV24A-SR-TPC | Globe valve | 2200 kPa | 1000 kPa |  | EU\Inbox\Combinations\Folder..6/..7\ | 31
144500 | H450B+LVC24A-SR-TPC | H450B+LVC24A-SR-TPC |  | H450B | + | LVC24A-SR-TPC | Fast runner | 0 | Scenario 2 |  | PPK¦SelectPro¦VDI3805¦Internet_EU |  |  | H450B+LVC24A-SR-TPC | Globe valve | 70 kPa | 70 kPa |  | EU\Inbox\Combinations\Folder..4/..5\ | 28
144501 | H450B/LVC24A-SR-TPC | H450B/LVC24A-SR-TPC |  | H450B | / | LVC24A-SR-TPC | Fast runner | 0 | Scenario 2 |  | PPK¦SelectPro¦VDI3805¦Internet_EU |  |  | H450B/LVC24A-SR-TPC | Globe valve | 70 kPa | 70 kPa |  | EU\Inbox\Combinations\Folder..4/..5\ | 28
144502 | H511B+LVC24A-SR-TPC | H511B+LVC24A-SR-TPC |  | H511B | + | LVC24A-SR-TPC | Fast runner | 1 | Scenario 2 |  | PPK¦SelectPro¦VDI3805¦Internet_EU |  |  | H511B+LVC24A-SR-TPC | Globe valve | 1300 kPa | 400 kPa |  | EU\Inbox\Combinations\Folder..4/..5\ | 29
144503 | H511B/LVC24A-SR-TPC | H511B/LVC24A-SR-TPC |  | H511B | / | LVC24A-SR-TPC | Fast runner | 1 | Scenario 2 |  | PPK¦SelectPro¦VDI3805¦Internet_EU |  |  | H511B/LVC24A-SR-TPC | Globe valve | 1300 kPa | 400 kPa |  | EU\Inbox\Combinations\Folder..4/..5\ | 29
144504 | H512B+LVC24A-SR-TPC | H512B+LVC24A-SR-TPC |  | H512B | + | LVC24A-SR-TPC | Fast runner | 1 | Scenario 2 |  | PPK¦SelectPro¦VDI3805¦Internet_EU |  |  | H512B+LVC24A-SR-TPC | Globe valve | 1300 kPa | 400 kPa |  | EU\Inbox\Combinations\Folder..4/..5\ | 29
144505 | H512B/LVC24A-SR-TPC | H512B/LVC24A-SR-TPC |  | H512B | / | LVC24A-SR-TPC | Fast runner | 1 | Scenario 2 |  | PPK¦SelectPro¦VDI3805¦Internet_EU |  |  | H512B/LVC24A-SR-TPC | Globe valve | 1300 kPa | 400 kPa |  | EU\Inbox\Combinations\Folder..4/..5\ | 29
144506 | H513B+LVC24A-SR-TPC | H513B+LVC24A-SR-TPC |  | H513B | + | LVC24A-SR-TPC | Fast runner | 1 | Scenario 2 |  | PPK¦SelectPro¦VDI3805¦Internet_EU |  |  | H513B+LVC24A-SR-TPC | Globe valve | 1300 kPa | 400 kPa |  | EU\Inbox\Combinations\Folder..4/..5\ | 29
144507 | H513B/LVC24A-SR-TPC | H513B/LVC24A-SR-TPC |  | H513B | / | LVC24A-SR-TPC | Fast runner | 1 | Scenario 2 |  | PPK¦SelectPro¦VDI3805¦Internet_EU |  |  | H513B/LVC24A-SR-TPC | Globe valve | 1300 kPa | 400 kPa |  | EU\Inbox\Combinations\Folder..4/..5\ | 29
144508 | H514B+LVC24A-SR-TPC | H514B+LVC24A-SR-TPC |  | H514B | + | LVC24A-SR-TPC | Fast runner | 1 | Scenario 2 |  | PPK¦SelectPro¦VDI3805¦Internet_EU |  |  | H514B+LVC24A-SR-TPC | Globe valve | 1300 kPa | 400 kPa |  | EU\Inbox\Combinations\Folder..4/..5\ | 29
144509 | H514B/LVC24A-SR-TPC | H514B/LVC24A-SR-TPC |  | H514B | / | LVC24A-SR-TPC | Fast runner | 1 | Scenario 2 |  | PPK¦SelectPro¦VDI3805¦Internet_EU |  |  | H514B/LVC24A-SR-TPC | Globe valve | 1300 kPa | 400 kPa |  | EU\Inbox\Combinations\Folder..4/..5\ | 29
144510 | H515B+LVC24A-SR-TPC | H515B+LVC24A-SR-TPC |  | H515B | + | LVC24A-SR-TPC | Fast runner | 1 | Scenario 2 |  | PPK¦SelectPro¦VDI3805¦Internet_EU |  |  | H515B+LVC24A-SR-TPC | Globe valve | 1300 kPa | 400 kPa |  | EU\Inbox\Combinations\Folder..4/..5\ | 29
144511 | H515B/LVC24A-SR-TPC | H515B/LVC24A-SR-TPC |  | H515B | / | LVC24A-SR-TPC | Fast runner | 1 | Scenario 2 |  | PPK¦SelectPro¦VDI3805¦Internet_EU |  |  | H515B/LVC24A-SR-TPC | Globe valve | 1300 kPa | 400 kPa |  | EU\Inbox\Combinations\Folder..4/..5\ | 29
144512 | H520B+LVC24A-SR-TPC | H520B+LVC24A-SR-TPC |  | H520B | + | LVC24A-SR-TPC | Fast runner | 1 | Scenario 2 |  | PPK¦SelectPro¦VDI3805¦Internet_EU |  |  | H520B+LVC24A-SR-TPC | Globe valve | 900 kPa | 400 kPa |  | EU\Inbox\Combinations\Folder..4/..5\ | 29
144513 | H520B/LVC24A-SR-TPC | H520B/LVC24A-SR-TPC |  | H520B | / | LVC24A-SR-TPC | Fast runner | 1 | Scenario 2 |  | PPK¦SelectPro¦VDI3805¦Internet_EU |  |  | H520B/LVC24A-SR-TPC | Globe valve | 900 kPa | 400 kPa |  | EU\Inbox\Combinations\Folder..4/..5\ | 29
144514 | H525B+LVC24A-SR-TPC | H525B+LVC24A-SR-TPC |  | H525B | + | LVC24A-SR-TPC | Fast runner | 1 | Scenario 2 |  | PPK¦SelectPro¦VDI3805¦Internet_EU |  |  | H525B+LVC24A-SR-TPC | Globe valve | 500 kPa | 400 kPa |  | EU\Inbox\Combinations\Folder..4/..5\ | 29
144515 | H525B/LVC24A-SR-TPC | H525B/LVC24A-SR-TPC |  | H525B | / | LVC24A-SR-TPC | Fast runner | 1 | Scenario 2 |  | PPK¦SelectPro¦VDI3805¦Internet_EU |  |  | H525B/LVC24A-SR-TPC | Globe valve | 500 kPa | 400 kPa |  | EU\Inbox\Combinations\Folder..4/..5\ | 29
144516 | H532B+LVC24A-SR-TPC | H532B+LVC24A-SR-TPC |  | H532B | + | LVC24A-SR-TPC | Fast runner | 0 | Scenario 2 |  | PPK¦SelectPro¦VDI3805¦Internet_EU |  |  | H532B+LVC24A-SR-TPC | Globe valve | 350 kPa | 350 kPa |  | EU\Inbox\Combinations\Folder..4/..5\ | 28
144517 | H532B/LVC24A-SR-TPC | H532B/LVC24A-SR-TPC |  | H532B | / | LVC24A-SR-TPC | Fast runner | 0 | Scenario 2 |  | PPK¦SelectPro¦VDI3805¦Internet_EU |  |  | H532B/LVC24A-SR-TPC | Globe valve | 350 kPa | 350 kPa |  | EU\Inbox\Combinations\Folder..4/..5\ | 28
144518 | H540B+LVC24A-SR-TPC | H540B+LVC24A-SR-TPC |  | H540B | + | LVC24A-SR-TPC | Fast runner | 0 | Scenario 2 |  | PPK¦SelectPro¦VDI3805¦Internet_EU |  |  | H540B+LVC24A-SR-TPC | Globe valve | 150 kPa | 150 kPa |  | EU\Inbox\Combinations\Folder..4/..5\ | 28
144519 | H540B/LVC24A-SR-TPC | H540B/LVC24A-SR-TPC |  | H540B | / | LVC24A-SR-TPC | Fast runner | 0 | Scenario 2 |  | PPK¦SelectPro¦VDI3805¦Internet_EU |  |  | H540B/LVC24A-SR-TPC | Globe valve | 150 kPa | 150 kPa |  | EU\Inbox\Combinations\Folder..4/..5\ | 28
144520 | H550B+LVC24A-SR-TPC | H550B+LVC24A-SR-TPC |  | H550B | + | LVC24A-SR-TPC | Fast runner | 0 | Scenario 2 |  | PPK¦SelectPro¦VDI3805¦Internet_EU |  |  | H550B+LVC24A-SR-TPC | Globe valve | 70 kPa | 70 kPa |  | EU\Inbox\Combinations\Folder..4/..5\ | 28
144521 | H550B/LVC24A-SR-TPC | H550B/LVC24A-SR-TPC |  | H550B | / | LVC24A-SR-TPC | Fast runner | 0 | Scenario 2 |  | PPK¦SelectPro¦VDI3805¦Internet_EU |  |  | H550B/LVC24A-SR-TPC | Globe valve | 70 kPa | 70 kPa |  | EU\Inbox\Combinations\Folder..4/..5\ | 28
144522 | H6015X1-S2+LVC24A-SR-TPC | H6015X1-S2+LVC24A-SR-TPC |  | H6015X1-S2 | + | LVC24A-SR-TPC | Fast runner | 1 | Scenario 2 |  | PPK¦SelectPro¦VDI3805¦Internet_EU |  |  | H6015X1-S2+LVC24A-SR-TPC | Globe valve | 800 kPa | 800 kPa |  | EU\Inbox\Combinations\Folder..6/..7\ | 29
144523 | H6015X1-S2/LVC24A-SR-TPC | H6015X1-S2/LVC24A-SR-TPC |  | H6015X1-S2 | / | LVC24A-SR-TPC | Fast runner | 1 | Scenario 2 |  | PPK¦SelectPro¦VDI3805¦Internet_EU |  |  | H6015X1-S2/LVC24A-SR-TPC | Globe valve | 800 kPa | 800 kPa |  | EU\Inbox\Combinations\Folder..6/..7\ | 29
144524 | H6015X1P6-S2+LVC24A-SR-TPC | H6015X1P6-S2+LVC24A-SR-TPC |  | H6015X1P6-S2 | + | LVC24A-SR-TPC | Fast runner | 1 | Scenario 2 |  | PPK¦SelectPro¦VDI3805¦Internet_EU |  |  | H6015X1P6-S2+LVC24A-SR-TPC | Globe valve | 800 kPa | 800 kPa |  | EU\Inbox\Combinations\Folder..6/..7\ | 29
144525 | H6015X1P6-S2/LVC24A-SR-TPC | H6015X1P6-S2/LVC24A-SR-TPC |  | H6015X1P6-S2 | / | LVC24A-SR-TPC | Fast runner | 1 | Scenario 2 |  | PPK¦SelectPro¦VDI3805¦Internet_EU |  |  | H6015X1P6-S2/LVC24A-SR-TPC | Globe valve | 800 kPa | 800 kPa |  | EU\Inbox\Combinations\Folder..6/..7\ | 29
144526 | H6015X2P5-S2+LVC24A-SR-TPC | H6015X2P5-S2+LVC24A-SR-TPC |  | H6015X2P5-S2 | + | LVC24A-SR-TPC | Fast runner | 1 | Scenario 2 |  | PPK¦SelectPro¦VDI3805¦Internet_EU |  |  | H6015X2P5-S2+LVC24A-SR-TPC | Globe valve | 800 kPa | 800 kPa |  | EU\Inbox\Combinations\Folder..6/..7\ | 29
144527 | H6015X2P5-S2/LVC24A-SR-TPC | H6015X2P5-S2/LVC24A-SR-TPC |  | H6015X2P5-S2 | / | LVC24A-SR-TPC | Fast runner | 1 | Scenario 2 |  | PPK¦SelectPro¦VDI3805¦Internet_EU |  |  | H6015X2P5-S2/LVC24A-SR-TPC | Globe valve | 800 kPa | 800 kPa |  | EU\Inbox\Combinations\Folder..6/..7\ | 29
144528 | H6015X4-S2+LVC24A-SR-TPC | H6015X4-S2+LVC24A-SR-TPC |  | H6015X4-S2 | + | LVC24A-SR-TPC | Fast runner | 1 | Scenario 2 |  | PPK¦SelectPro¦VDI3805¦Internet_EU |  |  | H6015X4-S2+LVC24A-SR-TPC | Globe valve | 800 kPa | 800 kPa |  | EU\Inbox\Combinations\Folder..6/..7\ | 29
144529 | H6015X4-S2/LVC24A-SR-TPC | H6015X4-S2/LVC24A-SR-TPC |  | H6015X4-S2 | / | LVC24A-SR-TPC | Fast runner | 1 | Scenario 2 |  | PPK¦SelectPro¦VDI3805¦Internet_EU |  |  | H6015X4-S2/LVC24A-SR-TPC | Globe valve | 800 kPa | 800 kPa |  | EU\Inbox\Combinations\Folder..6/..7\ | 29
144530 | H6015XP4-S2+LVC24A-SR-TPC | H6015XP4-S2+LVC24A-SR-TPC |  | H6015XP4-S2 | + | LVC24A-SR-TPC | Fast runner | 1 | Scenario 2 |  | PPK¦SelectPro¦VDI3805¦Internet_EU |  |  | H6015XP4-S2+LVC24A-SR-TPC | Globe valve | 2500 kPa | 1000 kPa |  | EU\Inbox\Combinations\Folder..6/..7\ | 30
144531 | H6015XP4-S2/LVC24A-SR-TPC | H6015XP4-S2/LVC24A-SR-TPC |  | H6015XP4-S2 | / | LVC24A-SR-TPC | Fast runner | 1 | Scenario 2 |  | PPK¦SelectPro¦VDI3805¦Internet_EU |  |  | H6015XP4-S2/LVC24A-SR-TPC | Globe valve | 2500 kPa | 1000 kPa |  | EU\Inbox\Combinations\Folder..6/..7\ | 30
144532 | H6015XP63-S2+LVC24A-SR-TPC | H6015XP63-S2+LVC24A-SR-TPC |  | H6015XP63-S2 | + | LVC24A-SR-TPC | Fast runner | 1 | Scenario 2 |  | PPK¦SelectPro¦VDI3805¦Internet_EU |  |  | H6015XP63-S2+LVC24A-SR-TPC | Globe valve | 2500 kPa | 1000 kPa |  | EU\Inbox\Combinations\Folder..6/..7\ | 29
144533 | H6015XP63-S2/LVC24A-SR-TPC | H6015XP63-S2/LVC24A-SR-TPC |  | H6015XP63-S2 | / | LVC24A-SR-TPC | Fast runner | 1 | Scenario 2 |  | PPK¦SelectPro¦VDI3805¦Internet_EU |  |  | H6015XP63-S2/LVC24A-SR-TPC | Globe valve | 2500 kPa | 1000 kPa |  | EU\Inbox\Combinations\Folder..6/..7\ | 29
144534 | H7015Y4-S2+NV24A-SR-TPC | H7015Y4-S2+NV24A-SR-TPC |  | H7015Y4-S2 | + | NV24A-SR-TPC | Standard actuator | 1 | Scenario 2 |  | PPK¦SelectPro¦VDI3805¦Internet_EU |  |  | H7015Y4-S2+NV24A-SR-TPC | Globe valve | 2200 kPa | 1000 kPa |  | EU\Inbox\Combinations\Folder..6/..7\ | 33
144535 | H7015Y4-S2/NV24A-SR-TPC | H7015Y4-S2/NV24A-SR-TPC |  | H7015Y4-S2 | / | NV24A-SR-TPC | Standard actuator | 1 | Scenario 2 |  | PPK¦SelectPro¦VDI3805¦Internet_EU |  |  | H7015Y4-S2/NV24A-SR-TPC | Globe valve | 2200 kPa | 1000 kPa |  | EU\Inbox\Combinations\Folder..6/..7\ | 32
144538 | H7020X6P3-S2+NV24A-SR-TPC | H7020X6P3-S2+NV24A-SR-TPC |  | H7020X6P3-S2 | + | NV24A-SR-TPC | Standard actuator | 1 | Scenario 2 |  | PPK¦SelectPro¦VDI3805¦Internet_EU |  |  | H7020X6P3-S2+NV24A-SR-TPC | Globe valve | 1500 kPa | 1000 kPa |  | EU\Inbox\Combinations\Folder..6/..7\ | 33
144539 | H7020X6P3-S2/NV24A-SR-TPC | H7020X6P3-S2/NV24A-SR-TPC |  | H7020X6P3-S2 | / | NV24A-SR-TPC | Standard actuator | 1 | Scenario 2 |  | PPK¦SelectPro¦VDI3805¦Internet_EU |  |  | H7020X6P3-S2/NV24A-SR-TPC | Globe valve | 1500 kPa | 1000 kPa |  | EU\Inbox\Combinations\Folder..6/..7\ | 31
144542 | H7020Y6P3-S2+NV24A-SR-TPC | H7020Y6P3-S2+NV24A-SR-TPC |  | H7020Y6P3-S2 | + | NV24A-SR-TPC | Standard actuator | 1 | Scenario 2 |  | PPK¦SelectPro¦VDI3805¦Internet_EU |  |  | H7020Y6P3-S2+NV24A-SR-TPC | Globe valve | 1500 kPa | 1000 kPa |  | EU\Inbox\Combinations\Folder..6/..7\ | 32
144543 | H7020Y6P3-S2/NV24A-SR-TPC | H7020Y6P3-S2/NV24A-SR-TPC |  | H7020Y6P3-S2 | / | NV24A-SR-TPC | Standard actuator | 1 | Scenario 2 |  | PPK¦SelectPro¦VDI3805¦Internet_EU |  |  | H7020Y6P3-S2/NV24A-SR-TPC | Globe valve | 1500 kPa | 1000 kPa |  | EU\Inbox\Combinations\Folder..6/..7\ | 32
144546 | H7025X10-S2+NV24A-SR-TPC | H7025X10-S2+NV24A-SR-TPC |  | H7025X10-S2 | + | NV24A-SR-TPC | Standard actuator | 1 | Scenario 2 |  | PPK¦SelectPro¦VDI3805¦Internet_EU |  |  | H7025X10-S2+NV24A-SR-TPC | Globe valve | 1300 kPa | 1000 kPa |  | EU\Inbox\Combinations\Folder..6/..7\ | 32
144547 | H7025X10-S2/NV24A-SR-TPC | H7025X10-S2/NV24A-SR-TPC |  | H7025X10-S2 | / | NV24A-SR-TPC | Standard actuator | 1 | Scenario 2 |  | PPK¦SelectPro¦VDI3805¦Internet_EU |  |  | H7025X10-S2/NV24A-SR-TPC | Globe valve | 1300 kPa | 1000 kPa |  | EU\Inbox\Combinations\Folder..6/..7\ | 33
144550 | H7025Y10-S2+NV24A-SR-TPC | H7025Y10-S2+NV24A-SR-TPC |  | H7025Y10-S2 | + | NV24A-SR-TPC | Standard actuator | 1 | Scenario 2 |  | PPK¦SelectPro¦VDI3805¦Internet_EU |  |  | H7025Y10-S2+NV24A-SR-TPC | Globe valve | 1300 kPa | 1000 kPa |  | EU\Inbox\Combinations\Folder..6/..7\ | 32
144551 | H7025Y10-S2/NV24A-SR-TPC | H7025Y10-S2/NV24A-SR-TPC |  | H7025Y10-S2 | / | NV24A-SR-TPC | Standard actuator | 1 | Scenario 2 |  | PPK¦SelectPro¦VDI3805¦Internet_EU |  |  | H7025Y10-S2/NV24A-SR-TPC | Globe valve | 1300 kPa | 1000 kPa |  | EU\Inbox\Combinations\Folder..6/..7\ | 33
144554 | H7032X16-S2+NV24A-SR-TPC | H7032X16-S2+NV24A-SR-TPC |  | H7032X16-S2 | + | NV24A-SR-TPC | Standard actuator | 0 | Scenario 2 |  | PPK¦SelectPro¦VDI3805¦Internet_EU |  |  | H7032X16-S2+NV24A-SR-TPC | Globe valve | 900 kPa | 900 kPa |  | EU\Inbox\Combinations\Folder..6/..7\ | 33
144555 | H7032X16-S2/NV24A-SR-TPC | H7032X16-S2/NV24A-SR-TPC |  | H7032X16-S2 | / | NV24A-SR-TPC | Standard actuator | 0 | Scenario 2 |  | PPK¦SelectPro¦VDI3805¦Internet_EU |  |  | H7032X16-S2/NV24A-SR-TPC | Globe valve | 900 kPa | 900 kPa |  | EU\Inbox\Combinations\Folder..6/..7\ | 32
144558 | H7032Y16-S2+NV24A-SR-TPC | H7032Y16-S2+NV24A-SR-TPC |  | H7032Y16-S2 | + | NV24A-SR-TPC | Standard actuator | 0 | Scenario 2 |  | PPK¦SelectPro¦VDI3805¦Internet_EU |  |  | H7032Y16-S2+NV24A-SR-TPC | Globe valve | 900 kPa | 900 kPa |  | EU\Inbox\Combinations\Folder..6/..7\ | 31
144559 | H7032Y16-S2/NV24A-SR-TPC | H7032Y16-S2/NV24A-SR-TPC |  | H7032Y16-S2 | / | NV24A-SR-TPC | Standard actuator | 0 | Scenario 2 |  | PPK¦SelectPro¦VDI3805¦Internet_EU |  |  | H7032Y16-S2/NV24A-SR-TPC | Globe valve | 900 kPa | 900 kPa |  | EU\Inbox\Combinations\Folder..6/..7\ | 31
144562 | H7040X25-S2+NV24A-SR-TPC | H7040X25-S2+NV24A-SR-TPC |  | H7040X25-S2 | + | NV24A-SR-TPC | Standard actuator | 0 | Scenario 2 |  | PPK¦SelectPro¦VDI3805¦Internet_EU |  |  | H7040X25-S2+NV24A-SR-TPC | Globe valve | 500 kPa | 500 kPa |  | EU\Inbox\Combinations\Folder..6/..7\ | 32
144563 | H7040X25-S2/NV24A-SR-TPC | H7040X25-S2/NV24A-SR-TPC |  | H7040X25-S2 | / | NV24A-SR-TPC | Standard actuator | 0 | Scenario 2 |  | PPK¦SelectPro¦VDI3805¦Internet_EU |  |  | H7040X25-S2/NV24A-SR-TPC | Globe valve | 500 kPa | 500 kPa |  | EU\Inbox\Combinations\Folder..6/..7\ | 32
144566 | H7040Y25-S2+NV24A-SR-TPC | H7040Y25-S2+NV24A-SR-TPC |  | H7040Y25-S2 | + | NV24A-SR-TPC | Standard actuator | 0 | Scenario 2 |  | PPK¦SelectPro¦VDI3805¦Internet_EU |  |  | H7040Y25-S2+NV24A-SR-TPC | Globe valve | 500 kPa | 500 kPa |  | EU\Inbox\Combinations\Folder..6/..7\ | 32
144567 | H7040Y25-S2/NV24A-SR-TPC | H7040Y25-S2/NV24A-SR-TPC |  | H7040Y25-S2 | / | NV24A-SR-TPC | Standard actuator | 0 | Scenario 2 |  | PPK¦SelectPro¦VDI3805¦Internet_EU |  |  | H7040Y25-S2/NV24A-SR-TPC | Globe valve | 500 kPa | 500 kPa |  | EU\Inbox\Combinations\Folder..6/..7\ | 32
144570 | H7050X40-S2+NV24A-SR-TPC | H7050X40-S2+NV24A-SR-TPC |  | H7050X40-S2 | + | NV24A-SR-TPC | Standard actuator | 0 | Scenario 2 |  | PPK¦SelectPro¦VDI3805¦Internet_EU |  |  | H7050X40-S2+NV24A-SR-TPC | Globe valve | 300 kPa | 300 kPa |  | EU\Inbox\Combinations\Folder..6/..7\ | 31
144571 | H7050X40-S2/NV24A-SR-TPC | H7050X40-S2/NV24A-SR-TPC |  | H7050X40-S2 | / | NV24A-SR-TPC | Standard actuator | 0 | Scenario 2 |  | PPK¦SelectPro¦VDI3805¦Internet_EU |  |  | H7050X40-S2/NV24A-SR-TPC | Globe valve | 300 kPa | 300 kPa |  | EU\Inbox\Combinations\Folder..6/..7\ | 31
144574 | H7050Y40-S2+NV24A-SR-TPC | H7050Y40-S2+NV24A-SR-TPC |  | H7050Y40-S2 | + | NV24A-SR-TPC | Standard actuator | 0 | Scenario 2 |  | PPK¦SelectPro¦VDI3805¦Internet_EU |  |  | H7050Y40-S2+NV24A-SR-TPC | Globe valve | 300 kPa | 300 kPa |  | EU\Inbox\Combinations\Folder..6/..7\ | 33
144575 | H7050Y40-S2/NV24A-SR-TPC | H7050Y40-S2/NV24A-SR-TPC |  | H7050Y40-S2 | / | NV24A-SR-TPC | Standard actuator | 0 | Scenario 2 |  | PPK¦SelectPro¦VDI3805¦Internet_EU |  |  | H7050Y40-S2/NV24A-SR-TPC | Globe valve | 300 kPa | 300 kPa |  | EU\Inbox\Combinations\Folder..6/..7\ | 32
144578 | H711N+NV24A-SR-TPC | H711N+NV24A-SR-TPC |  | H711N | + | NV24A-SR-TPC | Standard actuator | 0 | Scenario 2 |  | PPK¦SelectPro¦VDI3805¦Internet_EU |  |  | H711N+NV24A-SR-TPC | Globe valve | 1600 kPa | 400 kPa |  | EU\Inbox\Combinations\Folder..6/..7\ | 32
144579 | H711N/NV24A-SR-TPC | H711N/NV24A-SR-TPC |  | H711N | / | NV24A-SR-TPC | Standard actuator | 0 | Scenario 2 |  | PPK¦SelectPro¦VDI3805¦Internet_EU |  |  | H711N/NV24A-SR-TPC | Globe valve | 1600 kPa | 400 kPa |  | EU\Inbox\Combinations\Folder..6/..7\ | 32
144582 | H711R+NV24A-SR-TPC | H711R+NV24A-SR-TPC |  | H711R | + | NV24A-SR-TPC | Standard actuator | 0 | Scenario 2 |  | PPK¦SelectPro¦VDI3805¦Internet_EU |  |  | H711R+NV24A-SR-TPC | Globe valve | 600 kPa | 400 kPa |  | EU\Inbox\Combinations\Folder..6/..7\ | 32
144583 | H711R/NV24A-SR-TPC | H711R/NV24A-SR-TPC |  | H711R | / | NV24A-SR-TPC | Standard actuator | 0 | Scenario 2 |  | PPK¦SelectPro¦VDI3805¦Internet_EU |  |  | H711R/NV24A-SR-TPC | Globe valve | 600 kPa | 400 kPa |  | EU\Inbox\Combinations\Folder..6/..7\ | 33
144586 | H712N+NV24A-SR-TPC | H712N+NV24A-SR-TPC |  | H712N | + | NV24A-SR-TPC | Standard actuator | 0 | Scenario 2 |  | PPK¦SelectPro¦VDI3805¦Internet_EU |  |  | H712N+NV24A-SR-TPC | Globe valve | 1600 kPa | 400 kPa |  | EU\Inbox\Combinations\Folder..6/..7\ | 32
144587 | H712N/NV24A-SR-TPC | H712N/NV24A-SR-TPC |  | H712N | / | NV24A-SR-TPC | Standard actuator | 0 | Scenario 2 |  | PPK¦SelectPro¦VDI3805¦Internet_EU |  |  | H712N/NV24A-SR-TPC | Globe valve | 1600 kPa | 400 kPa |  | EU\Inbox\Combinations\Folder..6/..7\ | 32
144590 | H712R+NV24A-SR-TPC | H712R+NV24A-SR-TPC |  | H712R | + | NV24A-SR-TPC | Standard actuator | 0 | Scenario 2 |  | PPK¦SelectPro¦VDI3805¦Internet_EU |  |  | H712R+NV24A-SR-TPC | Globe valve | 600 kPa | 400 kPa |  | EU\Inbox\Combinations\Folder..6/..7\ | 32
144591 | H712R/NV24A-SR-TPC | H712R/NV24A-SR-TPC |  | H712R | / | NV24A-SR-TPC | Standard actuator | 0 | Scenario 2 |  | PPK¦SelectPro¦VDI3805¦Internet_EU |  |  | H712R/NV24A-SR-TPC | Globe valve | 600 kPa | 400 kPa |  | EU\Inbox\Combinations\Folder..6/..7\ | 31
144594 | H713N+NV24A-SR-TPC | H713N+NV24A-SR-TPC |  | H713N | + | NV24A-SR-TPC | Standard actuator | 0 | Scenario 2 |  | PPK¦SelectPro¦VDI3805¦Internet_EU |  |  | H713N+NV24A-SR-TPC | Globe valve | 1600 kPa | 400 kPa |  | EU\Inbox\Combinations\Folder..6/..7\ | 32
144595 | H713N/NV24A-SR-TPC | H713N/NV24A-SR-TPC |  | H713N | / | NV24A-SR-TPC | Standard actuator | 0 | Scenario 2 |  | PPK¦SelectPro¦VDI3805¦Internet_EU |  |  | H713N/NV24A-SR-TPC | Globe valve | 1600 kPa | 400 kPa |  | EU\Inbox\Combinations\Folder..6/..7\ | 33
144598 | H713R+NV24A-SR-TPC | H713R+NV24A-SR-TPC |  | H713R | + | NV24A-SR-TPC | Standard actuator | 0 | Scenario 2 |  | PPK¦SelectPro¦VDI3805¦Internet_EU |  |  | H713R+NV24A-SR-TPC | Globe valve | 600 kPa | 400 kPa |  | EU\Inbox\Combinations\Folder..6/..7\ | 33
144599 | H713R/NV24A-SR-TPC | H713R/NV24A-SR-TPC |  | H713R | / | NV24A-SR-TPC | Standard actuator | 0 | Scenario 2 |  | PPK¦SelectPro¦VDI3805¦Internet_EU |  |  | H713R/NV24A-SR-TPC | Globe valve | 600 kPa | 400 kPa |  | EU\Inbox\Combinations\Folder..6/..7\ | 31
144602 | H714N+NV24A-SR-TPC | H714N+NV24A-SR-TPC |  | H714N | + | NV24A-SR-TPC | Standard actuator | 0 | Scenario 2 |  | PPK¦SelectPro¦VDI3805¦Internet_EU |  |  | H714N+NV24A-SR-TPC | Globe valve | 1600 kPa | 400 kPa |  | EU\Inbox\Combinations\Folder..6/..7\ | 32
144603 | H714N/NV24A-SR-TPC | H714N/NV24A-SR-TPC |  | H714N | / | NV24A-SR-TPC | Standard actuator | 0 | Scenario 2 |  | PPK¦SelectPro¦VDI3805¦Internet_EU |  |  | H714N/NV24A-SR-TPC | Globe valve | 1600 kPa | 400 kPa |  | EU\Inbox\Combinations\Folder..6/..7\ | 33
144606 | H714R+NV24A-SR-TPC | H714R+NV24A-SR-TPC |  | H714R | + | NV24A-SR-TPC | Standard actuator | 0 | Scenario 2 |  | PPK¦SelectPro¦VDI3805¦Internet_EU |  |  | H714R+NV24A-SR-TPC | Globe valve | 600 kPa | 400 kPa |  | EU\Inbox\Combinations\Folder..6/..7\ | 33
144607 | H714R/NV24A-SR-TPC | H714R/NV24A-SR-TPC |  | H714R | / | NV24A-SR-TPC | Standard actuator | 0 | Scenario 2 |  | PPK¦SelectPro¦VDI3805¦Internet_EU |  |  | H714R/NV24A-SR-TPC | Globe valve | 600 kPa | 400 kPa |  | EU\Inbox\Combinations\Folder..6/..7\ | 33
144610 | H715N+NV24A-SR-TPC | H715N+NV24A-SR-TPC |  | H715N | + | NV24A-SR-TPC | Standard actuator | 0 | Scenario 2 |  | PPK¦SelectPro¦VDI3805¦Internet_EU |  |  | H715N+NV24A-SR-TPC | Globe valve | 1600 kPa | 400 kPa |  | EU\Inbox\Combinations\Folder..6/..7\ | 32
144611 | H715N/NV24A-SR-TPC | H715N/NV24A-SR-TPC |  | H715N | / | NV24A-SR-TPC | Standard actuator | 0 | Scenario 2 |  | PPK¦SelectPro¦VDI3805¦Internet_EU |  |  | H715N/NV24A-SR-TPC | Globe valve | 1600 kPa | 400 kPa |  | EU\Inbox\Combinations\Folder..6/..7\ | 33
144614 | H715R+NV24A-SR-TPC | H715R+NV24A-SR-TPC |  | H715R | + | NV24A-SR-TPC | Standard actuator | 0 | Scenario 2 |  | PPK¦SelectPro¦VDI3805¦Internet_EU |  |  | H715R+NV24A-SR-TPC | Globe valve | 600 kPa | 400 kPa |  | EU\Inbox\Combinations\Folder..6/..7\ | 33
144615 | H715R/NV24A-SR-TPC | H715R/NV24A-SR-TPC |  | H715R | / | NV24A-SR-TPC | Standard actuator | 0 | Scenario 2 |  | PPK¦SelectPro¦VDI3805¦Internet_EU |  |  | H715R/NV24A-SR-TPC | Globe valve | 600 kPa | 400 kPa |  | EU\Inbox\Combinations\Folder..6/..7\ | 31
144618 | H720N+NV24A-SR-TPC | H720N+NV24A-SR-TPC |  | H720N | + | NV24A-SR-TPC | Standard actuator | 0 | Scenario 2 |  | PPK¦SelectPro¦VDI3805¦Internet_EU |  |  | H720N+NV24A-SR-TPC | Globe valve | 1600 kPa | 400 kPa |  | EU\Inbox\Combinations\Folder..6/..7\ | 32
144619 | H720N/NV24A-SR-TPC | H720N/NV24A-SR-TPC |  | H720N | / | NV24A-SR-TPC | Standard actuator | 0 | Scenario 2 |  | PPK¦SelectPro¦VDI3805¦Internet_EU |  |  | H720N/NV24A-SR-TPC | Globe valve | 1600 kPa | 400 kPa |  | EU\Inbox\Combinations\Folder..6/..7\ | 32
144622 | H720R+NV24A-SR-TPC | H720R+NV24A-SR-TPC |  | H720R | + | NV24A-SR-TPC | Standard actuator | 0 | Scenario 2 |  | PPK¦SelectPro¦VDI3805¦Internet_EU |  |  | H720R+NV24A-SR-TPC | Globe valve | 600 kPa | 400 kPa |  | EU\Inbox\Combinations\Folder..6/..7\ | 33
144623 | H720R/NV24A-SR-TPC | H720R/NV24A-SR-TPC |  | H720R | / | NV24A-SR-TPC | Standard actuator | 0 | Scenario 2 |  | PPK¦SelectPro¦VDI3805¦Internet_EU |  |  | H720R/NV24A-SR-TPC | Globe valve | 600 kPa | 400 kPa |  | EU\Inbox\Combinations\Folder..6/..7\ | 32
144626 | H6020X4-S2+LVC24A-SR-TPC | H6020X4-S2+LVC24A-SR-TPC |  | H6020X4-S2 | + | LVC24A-SR-TPC | Fast runner | 0 | Scenario 2 |  | PPK¦SelectPro¦VDI3805¦Internet_EU |  |  | H6020X4-S2+LVC24A-SR-TPC | Globe valve | 800 kPa | 800 kPa |  | EU\Inbox\Combinations\Folder..6/..7\ | 29
144627 | H6020X4-S2/LVC24A-SR-TPC | H6020X4-S2/LVC24A-SR-TPC |  | H6020X4-S2 | / | LVC24A-SR-TPC | Fast runner | 0 | Scenario 2 |  | PPK¦SelectPro¦VDI3805¦Internet_EU |  |  | H6020X4-S2/LVC24A-SR-TPC | Globe valve | 800 kPa | 800 kPa |  | EU\Inbox\Combinations\Folder..6/..7\ | 29
144628 | H6020X6P3-S2+LVC24A-SR-TPC | H6020X6P3-S2+LVC24A-SR-TPC |  | H6020X6P3-S2 | + | LVC24A-SR-TPC | Fast runner | 0 | Scenario 2 |  | PPK¦SelectPro¦VDI3805¦Internet_EU |  |  | H6020X6P3-S2+LVC24A-SR-TPC | Globe valve | 600 kPa | 600 kPa |  | EU\Inbox\Combinations\Folder..6/..7\ | 29
144629 | H6020X6P3-S2/LVC24A-SR-TPC | H6020X6P3-S2/LVC24A-SR-TPC |  | H6020X6P3-S2 | / | LVC24A-SR-TPC | Fast runner | 0 | Scenario 2 |  | PPK¦SelectPro¦VDI3805¦Internet_EU |  |  | H6020X6P3-S2/LVC24A-SR-TPC | Globe valve | 600 kPa | 600 kPa |  | EU\Inbox\Combinations\Folder..6/..7\ | 29
144630 | H6025X10-S2+LVC24A-SR-TPC | H6025X10-S2+LVC24A-SR-TPC |  | H6025X10-S2 | + | LVC24A-SR-TPC | Fast runner | 0 | Scenario 2 |  | PPK¦SelectPro¦VDI3805¦Internet_EU |  |  | H6025X10-S2+LVC24A-SR-TPC | Globe valve | 450 kPa | 450 kPa |  | EU\Inbox\Combinations\Folder..6/..7\ | 29
144631 | H6025X10-S2/LVC24A-SR-TPC | H6025X10-S2/LVC24A-SR-TPC |  | H6025X10-S2 | / | LVC24A-SR-TPC | Fast runner | 0 | Scenario 2 |  | PPK¦SelectPro¦VDI3805¦Internet_EU |  |  | H6025X10-S2/LVC24A-SR-TPC | Globe valve | 450 kPa | 450 kPa |  | EU\Inbox\Combinations\Folder..6/..7\ | 29
144632 | H6025X6P3-S2+LVC24A-SR-TPC | H6025X6P3-S2+LVC24A-SR-TPC |  | H6025X6P3-S2 | + | LVC24A-SR-TPC | Fast runner | 0 | Scenario 2 |  | PPK¦SelectPro¦VDI3805¦Internet_EU |  |  | H6025X6P3-S2+LVC24A-SR-TPC | Globe valve | 450 kPa | 450 kPa |  | EU\Inbox\Combinations\Folder..6/..7\ | 29
144633 | H6025X6P3-S2/LVC24A-SR-TPC | H6025X6P3-S2/LVC24A-SR-TPC |  | H6025X6P3-S2 | / | LVC24A-SR-TPC | Fast runner | 0 | Scenario 2 |  | PPK¦SelectPro¦VDI3805¦Internet_EU |  |  | H6025X6P3-S2/LVC24A-SR-TPC | Globe valve | 450 kPa | 450 kPa |  | EU\Inbox\Combinations\Folder..6/..7\ | 29
144634 | H6032X10-S2+LVC24A-SR-TPC | H6032X10-S2+LVC24A-SR-TPC |  | H6032X10-S2 | + | LVC24A-SR-TPC | Fast runner | 0 | Scenario 2 |  | PPK¦SelectPro¦VDI3805¦Internet_EU |  |  | H6032X10-S2+LVC24A-SR-TPC | Globe valve | 300 kPa | 300 kPa |  | EU\Inbox\Combinations\Folder..6/..7\ | 29
144635 | H6032X10-S2/LVC24A-SR-TPC | H6032X10-S2/LVC24A-SR-TPC |  | H6032X10-S2 | / | LVC24A-SR-TPC | Fast runner | 0 | Scenario 2 |  | PPK¦SelectPro¦VDI3805¦Internet_EU |  |  | H6032X10-S2/LVC24A-SR-TPC | Globe valve | 300 kPa | 300 kPa |  | EU\Inbox\Combinations\Folder..6/..7\ | 29
144636 | H6032X16-S2+LVC24A-SR-TPC | H6032X16-S2+LVC24A-SR-TPC |  | H6032X16-S2 | + | LVC24A-SR-TPC | Fast runner | 0 | Scenario 2 |  | PPK¦SelectPro¦VDI3805¦Internet_EU |  |  | H6032X16-S2+LVC24A-SR-TPC | Globe valve | 300 kPa | 300 kPa |  | EU\Inbox\Combinations\Folder..6/..7\ | 29
144637 | H6032X16-S2/LVC24A-SR-TPC | H6032X16-S2/LVC24A-SR-TPC |  | H6032X16-S2 | / | LVC24A-SR-TPC | Fast runner | 0 | Scenario 2 |  | PPK¦SelectPro¦VDI3805¦Internet_EU |  |  | H6032X16-S2/LVC24A-SR-TPC | Globe valve | 300 kPa | 300 kPa |  | EU\Inbox\Combinations\Folder..6/..7\ | 29
144638 | H6040X16-S2+LVC24A-SR-TPC | H6040X16-S2+LVC24A-SR-TPC |  | H6040X16-S2 | + | LVC24A-SR-TPC | Fast runner | 0 | Scenario 2 |  | PPK¦SelectPro¦VDI3805¦Internet_EU |  |  | H6040X16-S2+LVC24A-SR-TPC | Globe valve | 140 kPa | 140 kPa |  | EU\Inbox\Combinations\Folder..6/..7\ | 28
144639 | H6040X16-S2/LVC24A-SR-TPC | H6040X16-S2/LVC24A-SR-TPC |  | H6040X16-S2 | / | LVC24A-SR-TPC | Fast runner | 0 | Scenario 2 |  | PPK¦SelectPro¦VDI3805¦Internet_EU |  |  | H6040X16-S2/LVC24A-SR-TPC | Globe valve | 140 kPa | 140 kPa |  | EU\Inbox\Combinations\Folder..6/..7\ | 28
144640 | H6040X25-S2+LVC24A-SR-TPC | H6040X25-S2+LVC24A-SR-TPC |  | H6040X25-S2 | + | LVC24A-SR-TPC | Fast runner | 0 | Scenario 2 |  | PPK¦SelectPro¦VDI3805¦Internet_EU |  |  | H6040X25-S2+LVC24A-SR-TPC | Globe valve | 140 kPa | 140 kPa |  | EU\Inbox\Combinations\Folder..6/..7\ | 28
144641 | H6040X25-S2/LVC24A-SR-TPC | H6040X25-S2/LVC24A-SR-TPC |  | H6040X25-S2 | / | LVC24A-SR-TPC | Fast runner | 0 | Scenario 2 |  | PPK¦SelectPro¦VDI3805¦Internet_EU |  |  | H6040X25-S2/LVC24A-SR-TPC | Globe valve | 140 kPa | 140 kPa |  | EU\Inbox\Combinations\Folder..6/..7\ | 28
144642 | H6050X25-S2+LVC24A-SR-TPC | H6050X25-S2+LVC24A-SR-TPC |  | H6050X25-S2 | + | LVC24A-SR-TPC | Fast runner | 0 | Scenario 2 |  | PPK¦SelectPro¦VDI3805¦Internet_EU |  |  | H6050X25-S2+LVC24A-SR-TPC | Globe valve | 60 kPa | 60 kPa |  | EU\Inbox\Combinations\Folder..6/..7\ | 29
144643 | H6050X25-S2/LVC24A-SR-TPC | H6050X25-S2/LVC24A-SR-TPC |  | H6050X25-S2 | / | LVC24A-SR-TPC | Fast runner | 0 | Scenario 2 |  | PPK¦SelectPro¦VDI3805¦Internet_EU |  |  | H6050X25-S2/LVC24A-SR-TPC | Globe valve | 60 kPa | 60 kPa |  | EU\Inbox\Combinations\Folder..6/..7\ | 29
144644 | H6050X40-S2+LVC24A-SR-TPC | H6050X40-S2+LVC24A-SR-TPC |  | H6050X40-S2 | + | LVC24A-SR-TPC | Fast runner | 0 | Scenario 2 |  | PPK¦SelectPro¦VDI3805¦Internet_EU |  |  | H6050X40-S2+LVC24A-SR-TPC | Globe valve | 60 kPa | 60 kPa |  | EU\Inbox\Combinations\Folder..6/..7\ | 29
144645 | H6050X40-S2/LVC24A-SR-TPC | H6050X40-S2/LVC24A-SR-TPC |  | H6050X40-S2 | / | LVC24A-SR-TPC | Fast runner | 0 | Scenario 2 |  | PPK¦SelectPro¦VDI3805¦Internet_EU |  |  | H6050X40-S2/LVC24A-SR-TPC | Globe valve | 60 kPa | 60 kPa |  | EU\Inbox\Combinations\Folder..6/..7\ | 29
144646 | H610S+LVC24A-SR-TPC | H610S+LVC24A-SR-TPC |  | H610S | + | LVC24A-SR-TPC | Fast runner | 1 | Scenario 2 |  | PPK¦SelectPro¦VDI3805¦Internet_EU |  |  | H610S+LVC24A-SR-TPC | Globe valve | 1600 kPa | 1000 kPa |  | EU\Inbox\Combinations\Folder..6/..7\ | 29
144647 | H610S/LVC24A-SR-TPC | H610S/LVC24A-SR-TPC |  | H610S | / | LVC24A-SR-TPC | Fast runner | 1 | Scenario 2 |  | PPK¦SelectPro¦VDI3805¦Internet_EU |  |  | H610S/LVC24A-SR-TPC | Globe valve | 1600 kPa | 1000 kPa |  | EU\Inbox\Combinations\Folder..6/..7\ | 29
144648 | H611N+LVC24A-SR-TPC | H611N+LVC24A-SR-TPC |  | H611N | + | LVC24A-SR-TPC | Fast runner | 1 | Scenario 2 |  | PPK¦SelectPro¦VDI3805¦Internet_EU |  |  | H611N+LVC24A-SR-TPC | Globe valve | 1300 kPa | 400 kPa |  | EU\Inbox\Combinations\Folder..6/..7\ | 29
144649 | H611N/LVC24A-SR-TPC | H611N/LVC24A-SR-TPC |  | H611N | / | LVC24A-SR-TPC | Fast runner | 1 | Scenario 2 |  | PPK¦SelectPro¦VDI3805¦Internet_EU |  |  | H611N/LVC24A-SR-TPC | Globe valve | 1300 kPa | 400 kPa |  | EU\Inbox\Combinations\Folder..6/..7\ | 29
144650 | H611R+LVC24A-SR-TPC | H611R+LVC24A-SR-TPC |  | H611R | + | LVC24A-SR-TPC | Fast runner | 1 | Scenario 2 |  | PPK¦SelectPro¦VDI3805¦Internet_EU |  |  | H611R+LVC24A-SR-TPC | Globe valve | 600 kPa | 400 kPa |  | EU\Inbox\Combinations\Folder..6/..7\ | 29
144651 | H611R/LVC24A-SR-TPC | H611R/LVC24A-SR-TPC |  | H611R | / | LVC24A-SR-TPC | Fast runner | 1 | Scenario 2 |  | PPK¦SelectPro¦VDI3805¦Internet_EU |  |  | H611R/LVC24A-SR-TPC | Globe valve | 600 kPa | 400 kPa |  | EU\Inbox\Combinations\Folder..6/..7\ | 29
144652 | H611S+LVC24A-SR-TPC | H611S+LVC24A-SR-TPC |  | H611S | + | LVC24A-SR-TPC | Fast runner | 1 | Scenario 2 |  | PPK¦SelectPro¦VDI3805¦Internet_EU |  |  | H611S+LVC24A-SR-TPC | Globe valve | 1600 kPa | 1000 kPa |  | EU\Inbox\Combinations\Folder..6/..7\ | 29
144653 | H611S/LVC24A-SR-TPC | H611S/LVC24A-SR-TPC |  | H611S | / | LVC24A-SR-TPC | Fast runner | 1 | Scenario 2 |  | PPK¦SelectPro¦VDI3805¦Internet_EU |  |  | H611S/LVC24A-SR-TPC | Globe valve | 1600 kPa | 1000 kPa |  | EU\Inbox\Combinations\Folder..6/..7\ | 29
144654 | H612N+LVC24A-SR-TPC | H612N+LVC24A-SR-TPC |  | H612N | + | LVC24A-SR-TPC | Fast runner | 1 | Scenario 2 |  | PPK¦SelectPro¦VDI3805¦Internet_EU |  |  | H612N+LVC24A-SR-TPC | Globe valve | 1300 kPa | 400 kPa |  | EU\Inbox\Combinations\Folder..6/..7\ | 29
144655 | H612N/LVC24A-SR-TPC | H612N/LVC24A-SR-TPC |  | H612N | / | LVC24A-SR-TPC | Fast runner | 1 | Scenario 2 |  | PPK¦SelectPro¦VDI3805¦Internet_EU |  |  | H612N/LVC24A-SR-TPC | Globe valve | 1300 kPa | 400 kPa |  | EU\Inbox\Combinations\Folder..6/..7\ | 29
144656 | H612R+LVC24A-SR-TPC | H612R+LVC24A-SR-TPC |  | H612R | + | LVC24A-SR-TPC | Fast runner | 1 | Scenario 2 |  | PPK¦SelectPro¦VDI3805¦Internet_EU |  |  | H612R+LVC24A-SR-TPC | Globe valve | 600 kPa | 400 kPa |  | EU\Inbox\Combinations\Folder..6/..7\ | 29
144657 | H612R/LVC24A-SR-TPC | H612R/LVC24A-SR-TPC |  | H612R | / | LVC24A-SR-TPC | Fast runner | 1 | Scenario 2 |  | PPK¦SelectPro¦VDI3805¦Internet_EU |  |  | H612R/LVC24A-SR-TPC | Globe valve | 600 kPa | 400 kPa |  | EU\Inbox\Combinations\Folder..6/..7\ | 29
144658 | H612S+LVC24A-SR-TPC | H612S+LVC24A-SR-TPC |  | H612S | + | LVC24A-SR-TPC | Fast runner | 1 | Scenario 2 |  | PPK¦SelectPro¦VDI3805¦Internet_EU |  |  | H612S+LVC24A-SR-TPC | Globe valve | 800 kPa | 800 kPa |  | EU\Inbox\Combinations\Folder..6/..7\ | 29
144659 | H612S/LVC24A-SR-TPC | H612S/LVC24A-SR-TPC |  | H612S | / | LVC24A-SR-TPC | Fast runner | 1 | Scenario 2 |  | PPK¦SelectPro¦VDI3805¦Internet_EU |  |  | H612S/LVC24A-SR-TPC | Globe valve | 800 kPa | 800 kPa |  | EU\Inbox\Combinations\Folder..6/..7\ | 29
144660 | H613N+LVC24A-SR-TPC | H613N+LVC24A-SR-TPC |  | H613N | + | LVC24A-SR-TPC | Fast runner | 1 | Scenario 2 |  | PPK¦SelectPro¦VDI3805¦Internet_EU |  |  | H613N+LVC24A-SR-TPC | Globe valve | 1300 kPa | 400 kPa |  | EU\Inbox\Combinations\Folder..6/..7\ | 29
144661 | H613N/LVC24A-SR-TPC | H613N/LVC24A-SR-TPC |  | H613N | / | LVC24A-SR-TPC | Fast runner | 1 | Scenario 2 |  | PPK¦SelectPro¦VDI3805¦Internet_EU |  |  | H613N/LVC24A-SR-TPC | Globe valve | 1300 kPa | 400 kPa |  | EU\Inbox\Combinations\Folder..6/..7\ | 29
144662 | H613R+LVC24A-SR-TPC | H613R+LVC24A-SR-TPC |  | H613R | + | LVC24A-SR-TPC | Fast runner | 1 | Scenario 2 |  | PPK¦SelectPro¦VDI3805¦Internet_EU |  |  | H613R+LVC24A-SR-TPC | Globe valve | 600 kPa | 400 kPa |  | EU\Inbox\Combinations\Folder..6/..7\ | 29
144663 | H613R/LVC24A-SR-TPC | H613R/LVC24A-SR-TPC |  | H613R | / | LVC24A-SR-TPC | Fast runner | 1 | Scenario 2 |  | PPK¦SelectPro¦VDI3805¦Internet_EU |  |  | H613R/LVC24A-SR-TPC | Globe valve | 600 kPa | 400 kPa |  | EU\Inbox\Combinations\Folder..6/..7\ | 29
144664 | H613S+LVC24A-SR-TPC | H613S+LVC24A-SR-TPC |  | H613S | + | LVC24A-SR-TPC | Fast runner | 1 | Scenario 2 |  | PPK¦SelectPro¦VDI3805¦Internet_EU |  |  | H613S+LVC24A-SR-TPC | Globe valve | 800 kPa | 800 kPa |  | EU\Inbox\Combinations\Folder..6/..7\ | 29
144665 | H613S/LVC24A-SR-TPC | H613S/LVC24A-SR-TPC |  | H613S | / | LVC24A-SR-TPC | Fast runner | 1 | Scenario 2 |  | PPK¦SelectPro¦VDI3805¦Internet_EU |  |  | H613S/LVC24A-SR-TPC | Globe valve | 800 kPa | 800 kPa |  | EU\Inbox\Combinations\Folder..6/..7\ | 29
144666 | H614N+LVC24A-SR-TPC | H614N+LVC24A-SR-TPC |  | H614N | + | LVC24A-SR-TPC | Fast runner | 1 | Scenario 2 |  | PPK¦SelectPro¦VDI3805¦Internet_EU |  |  | H614N+LVC24A-SR-TPC | Globe valve | 1300 kPa | 400 kPa |  | EU\Inbox\Combinations\Folder..6/..7\ | 29
144667 | H614N/LVC24A-SR-TPC | H614N/LVC24A-SR-TPC |  | H614N | / | LVC24A-SR-TPC | Fast runner | 1 | Scenario 2 |  | PPK¦SelectPro¦VDI3805¦Internet_EU |  |  | H614N/LVC24A-SR-TPC | Globe valve | 1300 kPa | 400 kPa |  | EU\Inbox\Combinations\Folder..6/..7\ | 29
144668 | H614R+LVC24A-SR-TPC | H614R+LVC24A-SR-TPC |  | H614R | + | LVC24A-SR-TPC | Fast runner | 1 | Scenario 2 |  | PPK¦SelectPro¦VDI3805¦Internet_EU |  |  | H614R+LVC24A-SR-TPC | Globe valve | 600 kPa | 400 kPa |  | EU\Inbox\Combinations\Folder..6/..7\ | 29
144669 | H614R/LVC24A-SR-TPC | H614R/LVC24A-SR-TPC |  | H614R | / | LVC24A-SR-TPC | Fast runner | 1 | Scenario 2 |  | PPK¦SelectPro¦VDI3805¦Internet_EU |  |  | H614R/LVC24A-SR-TPC | Globe valve | 600 kPa | 400 kPa |  | EU\Inbox\Combinations\Folder..6/..7\ | 29
144670 | H614S+LVC24A-SR-TPC | H614S+LVC24A-SR-TPC |  | H614S | + | LVC24A-SR-TPC | Fast runner | 1 | Scenario 2 |  | PPK¦SelectPro¦VDI3805¦Internet_EU |  |  | H614S+LVC24A-SR-TPC | Globe valve | 800 kPa | 800 kPa |  | EU\Inbox\Combinations\Folder..6/..7\ | 29
144671 | H614S/LVC24A-SR-TPC | H614S/LVC24A-SR-TPC |  | H614S | / | LVC24A-SR-TPC | Fast runner | 1 | Scenario 2 |  | PPK¦SelectPro¦VDI3805¦Internet_EU |  |  | H614S/LVC24A-SR-TPC | Globe valve | 800 kPa | 800 kPa |  | EU\Inbox\Combinations\Folder..6/..7\ | 29
144672 | H615N+LVC24A-SR-TPC | H615N+LVC24A-SR-TPC |  | H615N | + | LVC24A-SR-TPC | Fast runner | 1 | Scenario 2 |  | PPK¦SelectPro¦VDI3805¦Internet_EU |  |  | H615N+LVC24A-SR-TPC | Globe valve | 1300 kPa | 400 kPa |  | EU\Inbox\Combinations\Folder..6/..7\ | 29
144673 | H615N/LVC24A-SR-TPC | H615N/LVC24A-SR-TPC |  | H615N | / | LVC24A-SR-TPC | Fast runner | 1 | Scenario 2 |  | PPK¦SelectPro¦VDI3805¦Internet_EU |  |  | H615N/LVC24A-SR-TPC | Globe valve | 1300 kPa | 400 kPa |  | EU\Inbox\Combinations\Folder..6/..7\ | 29
144674 | H615R+LVC24A-SR-TPC | H615R+LVC24A-SR-TPC |  | H615R | + | LVC24A-SR-TPC | Fast runner | 1 | Scenario 2 |  | PPK¦SelectPro¦VDI3805¦Internet_EU |  |  | H615R+LVC24A-SR-TPC | Globe valve | 600 kPa | 400 kPa |  | EU\Inbox\Combinations\Folder..6/..7\ | 29
144675 | H615R/LVC24A-SR-TPC | H615R/LVC24A-SR-TPC |  | H615R | / | LVC24A-SR-TPC | Fast runner | 1 | Scenario 2 |  | PPK¦SelectPro¦VDI3805¦Internet_EU |  |  | H615R/LVC24A-SR-TPC | Globe valve | 600 kPa | 400 kPa |  | EU\Inbox\Combinations\Folder..6/..7\ | 29
144676 | H615S+LVC24A-SR-TPC | H615S+LVC24A-SR-TPC |  | H615S | + | LVC24A-SR-TPC | Fast runner | 1 | Scenario 2 |  | PPK¦SelectPro¦VDI3805¦Internet_EU |  |  | H615S+LVC24A-SR-TPC | Globe valve | 800 kPa | 800 kPa |  | EU\Inbox\Combinations\Folder..6/..7\ | 29
144677 | H615S/LVC24A-SR-TPC | H615S/LVC24A-SR-TPC |  | H615S | / | LVC24A-SR-TPC | Fast runner | 1 | Scenario 2 |  | PPK¦SelectPro¦VDI3805¦Internet_EU |  |  | H615S/LVC24A-SR-TPC | Globe valve | 800 kPa | 800 kPa |  | EU\Inbox\Combinations\Folder..6/..7\ | 29
144678 | H725N+NV24A-SR-TPC | H725N+NV24A-SR-TPC |  | H725N | + | NV24A-SR-TPC | Standard actuator | 0 | Scenario 2 |  | PPK¦SelectPro¦VDI3805¦Internet_EU |  |  | H725N+NV24A-SR-TPC | Globe valve | 1300 kPa | 400 kPa |  | EU\Inbox\Combinations\Folder..6/..7\ | 33
144679 | H725N/NV24A-SR-TPC | H725N/NV24A-SR-TPC |  | H725N | / | NV24A-SR-TPC | Standard actuator | 0 | Scenario 2 |  | PPK¦SelectPro¦VDI3805¦Internet_EU |  |  | H725N/NV24A-SR-TPC | Globe valve | 1300 kPa | 400 kPa |  | EU\Inbox\Combinations\Folder..6/..7\ | 32
144682 | H725R+NV24A-SR-TPC | H725R+NV24A-SR-TPC |  | H725R | + | NV24A-SR-TPC | Standard actuator | 0 | Scenario 2 |  | PPK¦SelectPro¦VDI3805¦Internet_EU |  |  | H725R+NV24A-SR-TPC | Globe valve | 600 kPa | 400 kPa |  | EU\Inbox\Combinations\Folder..6/..7\ | 33
144683 | H725R/NV24A-SR-TPC | H725R/NV24A-SR-TPC |  | H725R | / | NV24A-SR-TPC | Standard actuator | 0 | Scenario 2 |  | PPK¦SelectPro¦VDI3805¦Internet_EU |  |  | H725R/NV24A-SR-TPC | Globe valve | 600 kPa | 400 kPa |  | EU\Inbox\Combinations\Folder..6/..7\ | 32
144686 | H732N+NV24A-SR-TPC | H732N+NV24A-SR-TPC |  | H732N | + | NV24A-SR-TPC | Standard actuator | 1 | Scenario 2 |  | PPK¦SelectPro¦VDI3805¦Internet_EU |  |  | H732N+NV24A-SR-TPC | Globe valve | 1000 kPa | 400 kPa |  | EU\Inbox\Combinations\Folder..6/..7\ | 32
144687 | H732N/NV24A-SR-TPC | H732N/NV24A-SR-TPC |  | H732N | / | NV24A-SR-TPC | Standard actuator | 1 | Scenario 2 |  | PPK¦SelectPro¦VDI3805¦Internet_EU |  |  | H732N/NV24A-SR-TPC | Globe valve | 1000 kPa | 400 kPa |  | EU\Inbox\Combinations\Folder..6/..7\ | 33
144690 | H732R+NV24A-SR-TPC | H732R+NV24A-SR-TPC |  | H732R | + | NV24A-SR-TPC | Standard actuator | 1 | Scenario 2 |  | PPK¦SelectPro¦VDI3805¦Internet_EU |  |  | H732R+NV24A-SR-TPC | Globe valve | 600 kPa | 400 kPa |  | EU\Inbox\Combinations\Folder..6/..7\ | 33
144691 | H732R/NV24A-SR-TPC | H732R/NV24A-SR-TPC |  | H732R | / | NV24A-SR-TPC | Standard actuator | 1 | Scenario 2 |  | PPK¦SelectPro¦VDI3805¦Internet_EU |  |  | H732R/NV24A-SR-TPC | Globe valve | 600 kPa | 400 kPa |  | EU\Inbox\Combinations\Folder..6/..7\ | 32
144694 | H740N+NV24A-SR-TPC | H740N+NV24A-SR-TPC |  | H740N | + | NV24A-SR-TPC | Standard actuator | 1 | Scenario 2 |  | PPK¦SelectPro¦VDI3805¦Internet_EU |  |  | H740N+NV24A-SR-TPC | Globe valve | 500 kPa | 400 kPa |  | EU\Inbox\Combinations\Folder..6/..7\ | 33
144695 | H740N/NV24A-SR-TPC | H740N/NV24A-SR-TPC |  | H740N | / | NV24A-SR-TPC | Standard actuator | 1 | Scenario 2 |  | PPK¦SelectPro¦VDI3805¦Internet_EU |  |  | H740N/NV24A-SR-TPC | Globe valve | 500 kPa | 400 kPa |  | EU\Inbox\Combinations\Folder..6/..7\ | 31
144698 | H740R+NV24A-SR-TPC | H740R+NV24A-SR-TPC |  | H740R | + | NV24A-SR-TPC | Standard actuator | 1 | Scenario 2 |  | PPK¦SelectPro¦VDI3805¦Internet_EU |  |  | H740R+NV24A-SR-TPC | Globe valve | 500 kPa | 400 kPa |  | EU\Inbox\Combinations\Folder..6/..7\ | 33
144699 | H740R/NV24A-SR-TPC | H740R/NV24A-SR-TPC |  | H740R | / | NV24A-SR-TPC | Standard actuator | 1 | Scenario 2 |  | PPK¦SelectPro¦VDI3805¦Internet_EU |  |  | H740R/NV24A-SR-TPC | Globe valve | 500 kPa | 400 kPa |  | EU\Inbox\Combinations\Folder..6/..7\ | 33
144702 | H750N+NV24A-SR-TPC | H750N+NV24A-SR-TPC |  | H750N | + | NV24A-SR-TPC | Standard actuator | 0 | Scenario 2 |  | PPK¦SelectPro¦VDI3805¦Internet_EU |  |  | H750N+NV24A-SR-TPC | Globe valve | 300 kPa | 300 kPa |  | EU\Inbox\Combinations\Folder..6/..7\ | 31
144703 | H750N/NV24A-SR-TPC | H750N/NV24A-SR-TPC |  | H750N | / | NV24A-SR-TPC | Standard actuator | 0 | Scenario 2 |  | PPK¦SelectPro¦VDI3805¦Internet_EU |  |  | H750N/NV24A-SR-TPC | Globe valve | 300 kPa | 300 kPa |  | EU\Inbox\Combinations\Folder..6/..7\ | 32
144706 | H750R+NV24A-SR-TPC | H750R+NV24A-SR-TPC |  | H750R | + | NV24A-SR-TPC | Standard actuator | 0 | Scenario 2 |  | PPK¦SelectPro¦VDI3805¦Internet_EU |  |  | H750R+NV24A-SR-TPC | Globe valve | 300 kPa | 300 kPa |  | EU\Inbox\Combinations\Folder..6/..7\ | 30
144707 | H750R/NV24A-SR-TPC | H750R/NV24A-SR-TPC |  | H750R | / | NV24A-SR-TPC | Standard actuator | 0 | Scenario 2 |  | PPK¦SelectPro¦VDI3805¦Internet_EU |  |  | H750R/NV24A-SR-TPC | Globe valve | 300 kPa | 300 kPa |  | EU\Inbox\Combinations\Folder..6/..7\ | 30
144710 | H764N+NV24A-SR-TPC | H764N+NV24A-SR-TPC |  | H764N | + | NV24A-SR-TPC | Standard actuator | 0 | Scenario 2 |  | PPK¦SelectPro¦VDI3805¦Internet_EU |  |  | H764N+NV24A-SR-TPC | Globe valve | 140 kPa | 140 kPa |  | EU\Inbox\Combinations\Folder..6/..7\ | 32
144711 | H764N/NV24A-SR-TPC | H764N/NV24A-SR-TPC |  | H764N | / | NV24A-SR-TPC | Standard actuator | 0 | Scenario 2 |  | PPK¦SelectPro¦VDI3805¦Internet_EU |  |  | H764N/NV24A-SR-TPC | Globe valve | 140 kPa | 140 kPa |  | EU\Inbox\Combinations\Folder..6/..7\ | 31
144714 | H764R+NV24A-SR-TPC | H764R+NV24A-SR-TPC |  | H764R | + | NV24A-SR-TPC | Standard actuator | 0 | Scenario 2 |  | PPK¦SelectPro¦VDI3805¦Internet_EU |  |  | H764R+NV24A-SR-TPC | Globe valve | 140 kPa | 140 kPa |  | EU\Inbox\Combinations\Folder..6/..7\ | 31
144715 | H764R/NV24A-SR-TPC | H764R/NV24A-SR-TPC |  | H764R | / | NV24A-SR-TPC | Standard actuator | 0 | Scenario 2 |  | PPK¦SelectPro¦VDI3805¦Internet_EU |  |  | H764R/NV24A-SR-TPC | Globe valve | 140 kPa | 140 kPa |  | EU\Inbox\Combinations\Folder..6/..7\ | 31
144718 | H779N+NV24A-SR-TPC | H779N+NV24A-SR-TPC |  | H779N | + | NV24A-SR-TPC | Standard actuator | 0 | Scenario 2 |  | PPK¦SelectPro¦VDI3805¦Internet_EU |  |  | H779N+NV24A-SR-TPC | Globe valve | 80 kPa | 80 kPa |  | EU\Inbox\Combinations\Folder..6/..7\ | 33
144719 | H779N/NV24A-SR-TPC | H779N/NV24A-SR-TPC |  | H779N | / | NV24A-SR-TPC | Standard actuator | 0 | Scenario 2 |  | PPK¦SelectPro¦VDI3805¦Internet_EU |  |  | H779N/NV24A-SR-TPC | Globe valve | 80 kPa | 80 kPa |  | EU\Inbox\Combinations\Folder..6/..7\ | 32
144722 | H779R+NV24A-SR-TPC | H779R+NV24A-SR-TPC |  | H779R | + | NV24A-SR-TPC | Standard actuator | 0 | Scenario 2 |  | PPK¦SelectPro¦VDI3805¦Internet_EU |  |  | H779R+NV24A-SR-TPC | Globe valve | 80 kPa | 80 kPa |  | EU\Inbox\Combinations\Folder..6/..7\ | 31
144723 | H779R/NV24A-SR-TPC | H779R/NV24A-SR-TPC |  | H779R | / | NV24A-SR-TPC | Standard actuator | 0 | Scenario 2 |  | PPK¦SelectPro¦VDI3805¦Internet_EU |  |  | H779R/NV24A-SR-TPC | Globe valve | 80 kPa | 80 kPa |  | EU\Inbox\Combinations\Folder..6/..7\ | 31
144724 | H679R+NVC24A-SR-TPC | H679R+NVC24A-SR-TPC |  | H679R | + | NVC24A-SR-TPC | Fast runner | 0 | Scenario 2 |  | PPK¦SelectPro¦VDI3805¦Internet_EU |  |  | H679R+NVC24A-SR-TPC | Globe valve | 80 kPa | 80 kPa |  | EU\Inbox\Combinations\Folder..6/..7\ | 33
144725 | H679R/NVC24A-SR-TPC | H679R/NVC24A-SR-TPC |  | H679R | / | NVC24A-SR-TPC | Fast runner | 0 | Scenario 2 |  | PPK¦SelectPro¦VDI3805¦Internet_EU |  |  | H679R/NVC24A-SR-TPC | Globe valve | 80 kPa | 80 kPa |  | EU\Inbox\Combinations\Folder..6/..7\ | 33
144726 | H679SP+NVC24A-SR-TPC | H679SP+NVC24A-SR-TPC |  | H679SP | + | NVC24A-SR-TPC | Fast runner | 1 | Scenario 2 |  | PPK¦SelectPro¦VDI3805¦Internet_EU |  |  | H679SP+NVC24A-SR-TPC | Globe valve (partial pressure-balanced) | 1600 kPa | 1000 kPa |  | EU\Inbox\Combinations\Folder..6/..7\ | 33
144727 | H679SP/NVC24A-SR-TPC | H679SP/NVC24A-SR-TPC |  | H679SP | / | NVC24A-SR-TPC | Fast runner | 1 | Scenario 2 |  | PPK¦SelectPro¦VDI3805¦Internet_EU |  |  | H679SP/NVC24A-SR-TPC | Globe valve (partial pressure-balanced) | 1600 kPa | 1000 kPa |  | EU\Inbox\Combinations\Folder..6/..7\ | 33
144728 | H7015X4-S2+NVC24A-SR-TPC | H7015X4-S2+NVC24A-SR-TPC |  | H7015X4-S2 | + | NVC24A-SR-TPC | Fast runner | 1 | Scenario 2 |  | PPK¦SelectPro¦VDI3805¦Internet_EU |  |  | H7015X4-S2+NVC24A-SR-TPC | Globe valve | 2200 kPa | 1000 kPa |  | EU\Inbox\Combinations\Folder..6/..7\ | 32
144729 | H7015X4-S2/NVC24A-SR-TPC | H7015X4-S2/NVC24A-SR-TPC |  | H7015X4-S2 | / | NVC24A-SR-TPC | Fast runner | 1 | Scenario 2 |  | PPK¦SelectPro¦VDI3805¦Internet_EU |  |  | H7015X4-S2/NVC24A-SR-TPC | Globe valve | 2200 kPa | 1000 kPa |  | EU\Inbox\Combinations\Folder..6/..7\ | 31
144730 | H7015Y4-S2+NVC24A-SR-TPC | H7015Y4-S2+NVC24A-SR-TPC |  | H7015Y4-S2 | + | NVC24A-SR-TPC | Fast runner | 1 | Scenario 2 |  | PPK¦SelectPro¦VDI3805¦Internet_EU |  |  | H7015Y4-S2+NVC24A-SR-TPC | Globe valve | 2200 kPa | 1000 kPa |  | EU\Inbox\Combinations\Folder..6/..7\ | 32
144731 | H7015Y4-S2/NVC24A-SR-TPC | H7015Y4-S2/NVC24A-SR-TPC |  | H7015Y4-S2 | / | NVC24A-SR-TPC | Fast runner | 1 | Scenario 2 |  | PPK¦SelectPro¦VDI3805¦Internet_EU |  |  | H7015Y4-S2/NVC24A-SR-TPC | Globe valve | 2200 kPa | 1000 kPa |  | EU\Inbox\Combinations\Folder..6/..7\ | 31
144732 | H7020X6P3-S2+NVC24A-SR-TPC | H7020X6P3-S2+NVC24A-SR-TPC |  | H7020X6P3-S2 | + | NVC24A-SR-TPC | Fast runner | 1 | Scenario 2 |  | PPK¦SelectPro¦VDI3805¦Internet_EU |  |  | H7020X6P3-S2+NVC24A-SR-TPC | Globe valve | 1500 kPa | 1000 kPa |  | EU\Inbox\Combinations\Folder..6/..7\ | 32
144733 | H7020X6P3-S2/NVC24A-SR-TPC | H7020X6P3-S2/NVC24A-SR-TPC |  | H7020X6P3-S2 | / | NVC24A-SR-TPC | Fast runner | 1 | Scenario 2 |  | PPK¦SelectPro¦VDI3805¦Internet_EU |  |  | H7020X6P3-S2/NVC24A-SR-TPC | Globe valve | 1500 kPa | 1000 kPa |  | EU\Inbox\Combinations\Folder..6/..7\ | 32
144734 | H7020Y6P3-S2+NVC24A-SR-TPC | H7020Y6P3-S2+NVC24A-SR-TPC |  | H7020Y6P3-S2 | + | NVC24A-SR-TPC | Fast runner | 1 | Scenario 2 |  | PPK¦SelectPro¦VDI3805¦Internet_EU |  |  | H7020Y6P3-S2+NVC24A-SR-TPC | Globe valve | 1500 kPa | 1000 kPa |  | EU\Inbox\Combinations\Folder..6/..7\ | 32
144735 | H7020Y6P3-S2/NVC24A-SR-TPC | H7020Y6P3-S2/NVC24A-SR-TPC |  | H7020Y6P3-S2 | / | NVC24A-SR-TPC | Fast runner | 1 | Scenario 2 |  | PPK¦SelectPro¦VDI3805¦Internet_EU |  |  | H7020Y6P3-S2/NVC24A-SR-TPC | Globe valve | 1500 kPa | 1000 kPa |  | EU\Inbox\Combinations\Folder..6/..7\ | 33
144736 | H7025X10-S2+NVC24A-SR-TPC | H7025X10-S2+NVC24A-SR-TPC |  | H7025X10-S2 | + | NVC24A-SR-TPC | Fast runner | 1 | Scenario 2 |  | PPK¦SelectPro¦VDI3805¦Internet_EU |  |  | H7025X10-S2+NVC24A-SR-TPC | Globe valve | 1300 kPa | 1000 kPa |  | EU\Inbox\Combinations\Folder..6/..7\ | 33
144737 | H7025X10-S2/NVC24A-SR-TPC | H7025X10-S2/NVC24A-SR-TPC |  | H7025X10-S2 | / | NVC24A-SR-TPC | Fast runner | 1 | Scenario 2 |  | PPK¦SelectPro¦VDI3805¦Internet_EU |  |  | H7025X10-S2/NVC24A-SR-TPC | Globe valve | 1300 kPa | 1000 kPa |  | EU\Inbox\Combinations\Folder..6/..7\ | 33
144738 | H7025Y10-S2+NVC24A-SR-TPC | H7025Y10-S2+NVC24A-SR-TPC |  | H7025Y10-S2 | + | NVC24A-SR-TPC | Fast runner | 1 | Scenario 2 |  | PPK¦SelectPro¦VDI3805¦Internet_EU |  |  | H7025Y10-S2+NVC24A-SR-TPC | Globe valve | 1300 kPa | 1000 kPa |  | EU\Inbox\Combinations\Folder..6/..7\ | 33
144739 | H7025Y10-S2/NVC24A-SR-TPC | H7025Y10-S2/NVC24A-SR-TPC |  | H7025Y10-S2 | / | NVC24A-SR-TPC | Fast runner | 1 | Scenario 2 |  | PPK¦SelectPro¦VDI3805¦Internet_EU |  |  | H7025Y10-S2/NVC24A-SR-TPC | Globe valve | 1300 kPa | 1000 kPa |  | EU\Inbox\Combinations\Folder..6/..7\ | 33
144740 | H7032X16-S2+NVC24A-SR-TPC | H7032X16-S2+NVC24A-SR-TPC |  | H7032X16-S2 | + | NVC24A-SR-TPC | Fast runner | 0 | Scenario 2 |  | PPK¦SelectPro¦VDI3805¦Internet_EU |  |  | H7032X16-S2+NVC24A-SR-TPC | Globe valve | 900 kPa | 900 kPa |  | EU\Inbox\Combinations\Folder..6/..7\ | 32
144741 | H7032X16-S2/NVC24A-SR-TPC | H7032X16-S2/NVC24A-SR-TPC |  | H7032X16-S2 | / | NVC24A-SR-TPC | Fast runner | 0 | Scenario 2 |  | PPK¦SelectPro¦VDI3805¦Internet_EU |  |  | H7032X16-S2/NVC24A-SR-TPC | Globe valve | 900 kPa | 900 kPa |  | EU\Inbox\Combinations\Folder..6/..7\ | 31
144742 | H7032Y16-S2+NVC24A-SR-TPC | H7032Y16-S2+NVC24A-SR-TPC |  | H7032Y16-S2 | + | NVC24A-SR-TPC | Fast runner | 0 | Scenario 2 |  | PPK¦SelectPro¦VDI3805¦Internet_EU |  |  | H7032Y16-S2+NVC24A-SR-TPC | Globe valve | 900 kPa | 900 kPa |  | EU\Inbox\Combinations\Folder..6/..7\ | 32
144743 | H7032Y16-S2/NVC24A-SR-TPC | H7032Y16-S2/NVC24A-SR-TPC |  | H7032Y16-S2 | / | NVC24A-SR-TPC | Fast runner | 0 | Scenario 2 |  | PPK¦SelectPro¦VDI3805¦Internet_EU |  |  | H7032Y16-S2/NVC24A-SR-TPC | Globe valve | 900 kPa | 900 kPa |  | EU\Inbox\Combinations\Folder..6/..7\ | 31
144744 | H7040X25-S2+NVC24A-SR-TPC | H7040X25-S2+NVC24A-SR-TPC |  | H7040X25-S2 | + | NVC24A-SR-TPC | Fast runner | 0 | Scenario 2 |  | PPK¦SelectPro¦VDI3805¦Internet_EU |  |  | H7040X25-S2+NVC24A-SR-TPC | Globe valve | 500 kPa | 500 kPa |  | EU\Inbox\Combinations\Folder..6/..7\ | 31
144745 | H7040X25-S2/NVC24A-SR-TPC | H7040X25-S2/NVC24A-SR-TPC |  | H7040X25-S2 | / | NVC24A-SR-TPC | Fast runner | 0 | Scenario 2 |  | PPK¦SelectPro¦VDI3805¦Internet_EU |  |  | H7040X25-S2/NVC24A-SR-TPC | Globe valve | 500 kPa | 500 kPa |  | EU\Inbox\Combinations\Folder..6/..7\ | 32
144746 | H7040Y25-S2+NVC24A-SR-TPC | H7040Y25-S2+NVC24A-SR-TPC |  | H7040Y25-S2 | + | NVC24A-SR-TPC | Fast runner | 0 | Scenario 2 |  | PPK¦SelectPro¦VDI3805¦Internet_EU |  |  | H7040Y25-S2+NVC24A-SR-TPC | Globe valve | 500 kPa | 500 kPa |  | EU\Inbox\Combinations\Folder..6/..7\ | 31
144747 | H7040Y25-S2/NVC24A-SR-TPC | H7040Y25-S2/NVC24A-SR-TPC |  | H7040Y25-S2 | / | NVC24A-SR-TPC | Fast runner | 0 | Scenario 2 |  | PPK¦SelectPro¦VDI3805¦Internet_EU |  |  | H7040Y25-S2/NVC24A-SR-TPC | Globe valve | 500 kPa | 500 kPa |  | EU\Inbox\Combinations\Folder..6/..7\ | 33
144748 | H7050X40-S2+NVC24A-SR-TPC | H7050X40-S2+NVC24A-SR-TPC |  | H7050X40-S2 | + | NVC24A-SR-TPC | Fast runner | 0 | Scenario 2 |  | PPK¦SelectPro¦VDI3805¦Internet_EU |  |  | H7050X40-S2+NVC24A-SR-TPC | Globe valve | 300 kPa | 300 kPa |  | EU\Inbox\Combinations\Folder..6/..7\ | 32
144749 | H7050X40-S2/NVC24A-SR-TPC | H7050X40-S2/NVC24A-SR-TPC |  | H7050X40-S2 | / | NVC24A-SR-TPC | Fast runner | 0 | Scenario 2 |  | PPK¦SelectPro¦VDI3805¦Internet_EU |  |  | H7050X40-S2/NVC24A-SR-TPC | Globe valve | 300 kPa | 300 kPa |  | EU\Inbox\Combinations\Folder..6/..7\ | 33
144750 | H7050Y40-S2+NVC24A-SR-TPC | H7050Y40-S2+NVC24A-SR-TPC |  | H7050Y40-S2 | + | NVC24A-SR-TPC | Fast runner | 0 | Scenario 2 |  | PPK¦SelectPro¦VDI3805¦Internet_EU |  |  | H7050Y40-S2+NVC24A-SR-TPC | Globe valve | 300 kPa | 300 kPa |  | EU\Inbox\Combinations\Folder..6/..7\ | 33
144751 | H7050Y40-S2/NVC24A-SR-TPC | H7050Y40-S2/NVC24A-SR-TPC |  | H7050Y40-S2 | / | NVC24A-SR-TPC | Fast runner | 0 | Scenario 2 |  | PPK¦SelectPro¦VDI3805¦Internet_EU |  |  | H7050Y40-S2/NVC24A-SR-TPC | Globe valve | 300 kPa | 300 kPa |  | EU\Inbox\Combinations\Folder..6/..7\ | 31
144752 | H711N+NVC24A-SR-TPC | H711N+NVC24A-SR-TPC |  | H711N | + | NVC24A-SR-TPC | Fast runner | 0 | Scenario 2 |  | PPK¦SelectPro¦VDI3805¦Internet_EU |  |  | H711N+NVC24A-SR-TPC | Globe valve | 1600 kPa | 400 kPa |  | EU\Inbox\Combinations\Folder..6/..7\ | 32
144753 | H711N/NVC24A-SR-TPC | H711N/NVC24A-SR-TPC |  | H711N | / | NVC24A-SR-TPC | Fast runner | 0 | Scenario 2 |  | PPK¦SelectPro¦VDI3805¦Internet_EU |  |  | H711N/NVC24A-SR-TPC | Globe valve | 1600 kPa | 400 kPa |  | EU\Inbox\Combinations\Folder..6/..7\ | 32
144754 | H711R+NVC24A-SR-TPC | H711R+NVC24A-SR-TPC |  | H711R | + | NVC24A-SR-TPC | Fast runner | 0 | Scenario 2 |  | PPK¦SelectPro¦VDI3805¦Internet_EU |  |  | H711R+NVC24A-SR-TPC | Globe valve | 600 kPa | 400 kPa |  | EU\Inbox\Combinations\Folder..6/..7\ | 33
144755 | H711R/NVC24A-SR-TPC | H711R/NVC24A-SR-TPC |  | H711R | / | NVC24A-SR-TPC | Fast runner | 0 | Scenario 2 |  | PPK¦SelectPro¦VDI3805¦Internet_EU |  |  | H711R/NVC24A-SR-TPC | Globe valve | 600 kPa | 400 kPa |  | EU\Inbox\Combinations\Folder..6/..7\ | 31
144756 | H712N+NVC24A-SR-TPC | H712N+NVC24A-SR-TPC |  | H712N | + | NVC24A-SR-TPC | Fast runner | 0 | Scenario 2 |  | PPK¦SelectPro¦VDI3805¦Internet_EU |  |  | H712N+NVC24A-SR-TPC | Globe valve | 1600 kPa | 400 kPa |  | EU\Inbox\Combinations\Folder..6/..7\ | 32
144757 | H712N/NVC24A-SR-TPC | H712N/NVC24A-SR-TPC |  | H712N | / | NVC24A-SR-TPC | Fast runner | 0 | Scenario 2 |  | PPK¦SelectPro¦VDI3805¦Internet_EU |  |  | H712N/NVC24A-SR-TPC | Globe valve | 1600 kPa | 400 kPa |  | EU\Inbox\Combinations\Folder..6/..7\ | 32
144758 | H712R+NVC24A-SR-TPC | H712R+NVC24A-SR-TPC |  | H712R | + | NVC24A-SR-TPC | Fast runner | 0 | Scenario 2 |  | PPK¦SelectPro¦VDI3805¦Internet_EU |  |  | H712R+NVC24A-SR-TPC | Globe valve | 600 kPa | 400 kPa |  | EU\Inbox\Combinations\Folder..6/..7\ | 33
144759 | H712R/NVC24A-SR-TPC | H712R/NVC24A-SR-TPC |  | H712R | / | NVC24A-SR-TPC | Fast runner | 0 | Scenario 2 |  | PPK¦SelectPro¦VDI3805¦Internet_EU |  |  | H712R/NVC24A-SR-TPC | Globe valve | 600 kPa | 400 kPa |  | EU\Inbox\Combinations\Folder..6/..7\ | 32
144760 | H713N+NVC24A-SR-TPC | H713N+NVC24A-SR-TPC |  | H713N | + | NVC24A-SR-TPC | Fast runner | 0 | Scenario 2 |  | PPK¦SelectPro¦VDI3805¦Internet_EU |  |  | H713N+NVC24A-SR-TPC | Globe valve | 1600 kPa | 400 kPa |  | EU\Inbox\Combinations\Folder..6/..7\ | 32
144761 | H713N/NVC24A-SR-TPC | H713N/NVC24A-SR-TPC |  | H713N | / | NVC24A-SR-TPC | Fast runner | 0 | Scenario 2 |  | PPK¦SelectPro¦VDI3805¦Internet_EU |  |  | H713N/NVC24A-SR-TPC | Globe valve | 1600 kPa | 400 kPa |  | EU\Inbox\Combinations\Folder..6/..7\ | 32
144762 | H713R+NVC24A-SR-TPC | H713R+NVC24A-SR-TPC |  | H713R | + | NVC24A-SR-TPC | Fast runner | 0 | Scenario 2 |  | PPK¦SelectPro¦VDI3805¦Internet_EU |  |  | H713R+NVC24A-SR-TPC | Globe valve | 600 kPa | 400 kPa |  | EU\Inbox\Combinations\Folder..6/..7\ | 32
144763 | H713R/NVC24A-SR-TPC | H713R/NVC24A-SR-TPC |  | H713R | / | NVC24A-SR-TPC | Fast runner | 0 | Scenario 2 |  | PPK¦SelectPro¦VDI3805¦Internet_EU |  |  | H713R/NVC24A-SR-TPC | Globe valve | 600 kPa | 400 kPa |  | EU\Inbox\Combinations\Folder..6/..7\ | 32
144764 | H714N+NVC24A-SR-TPC | H714N+NVC24A-SR-TPC |  | H714N | + | NVC24A-SR-TPC | Fast runner | 0 | Scenario 2 |  | PPK¦SelectPro¦VDI3805¦Internet_EU |  |  | H714N+NVC24A-SR-TPC | Globe valve | 1600 kPa | 400 kPa |  | EU\Inbox\Combinations\Folder..6/..7\ | 32
144765 | H714N/NVC24A-SR-TPC | H714N/NVC24A-SR-TPC |  | H714N | / | NVC24A-SR-TPC | Fast runner | 0 | Scenario 2 |  | PPK¦SelectPro¦VDI3805¦Internet_EU |  |  | H714N/NVC24A-SR-TPC | Globe valve | 1600 kPa | 400 kPa |  | EU\Inbox\Combinations\Folder..6/..7\ | 33
144766 | H714R+NVC24A-SR-TPC | H714R+NVC24A-SR-TPC |  | H714R | + | NVC24A-SR-TPC | Fast runner | 0 | Scenario 2 |  | PPK¦SelectPro¦VDI3805¦Internet_EU |  |  | H714R+NVC24A-SR-TPC | Globe valve | 600 kPa | 400 kPa |  | EU\Inbox\Combinations\Folder..6/..7\ | 33
144767 | H714R/NVC24A-SR-TPC | H714R/NVC24A-SR-TPC |  | H714R | / | NVC24A-SR-TPC | Fast runner | 0 | Scenario 2 |  | PPK¦SelectPro¦VDI3805¦Internet_EU |  |  | H714R/NVC24A-SR-TPC | Globe valve | 600 kPa | 400 kPa |  | EU\Inbox\Combinations\Folder..6/..7\ | 32
144768 | H715N+NVC24A-SR-TPC | H715N+NVC24A-SR-TPC |  | H715N | + | NVC24A-SR-TPC | Fast runner | 0 | Scenario 2 |  | PPK¦SelectPro¦VDI3805¦Internet_EU |  |  | H715N+NVC24A-SR-TPC | Globe valve | 1600 kPa | 400 kPa |  | EU\Inbox\Combinations\Folder..6/..7\ | 32
144769 | H715N/NVC24A-SR-TPC | H715N/NVC24A-SR-TPC |  | H715N | / | NVC24A-SR-TPC | Fast runner | 0 | Scenario 2 |  | PPK¦SelectPro¦VDI3805¦Internet_EU |  |  | H715N/NVC24A-SR-TPC | Globe valve | 1600 kPa | 400 kPa |  | EU\Inbox\Combinations\Folder..6/..7\ | 32
144770 | H715R+NVC24A-SR-TPC | H715R+NVC24A-SR-TPC |  | H715R | + | NVC24A-SR-TPC | Fast runner | 0 | Scenario 2 |  | PPK¦SelectPro¦VDI3805¦Internet_EU |  |  | H715R+NVC24A-SR-TPC | Globe valve | 600 kPa | 400 kPa |  | EU\Inbox\Combinations\Folder..6/..7\ | 32
144771 | H715R/NVC24A-SR-TPC | H715R/NVC24A-SR-TPC |  | H715R | / | NVC24A-SR-TPC | Fast runner | 0 | Scenario 2 |  | PPK¦SelectPro¦VDI3805¦Internet_EU |  |  | H715R/NVC24A-SR-TPC | Globe valve | 600 kPa | 400 kPa |  | EU\Inbox\Combinations\Folder..6/..7\ | 32
144772 | H720N+NVC24A-SR-TPC | H720N+NVC24A-SR-TPC |  | H720N | + | NVC24A-SR-TPC | Fast runner | 0 | Scenario 2 |  | PPK¦SelectPro¦VDI3805¦Internet_EU |  |  | H720N+NVC24A-SR-TPC | Globe valve | 1600 kPa | 400 kPa |  | EU\Inbox\Combinations\Folder..6/..7\ | 32
144773 | H720N/NVC24A-SR-TPC | H720N/NVC24A-SR-TPC |  | H720N | / | NVC24A-SR-TPC | Fast runner | 0 | Scenario 2 |  | PPK¦SelectPro¦VDI3805¦Internet_EU |  |  | H720N/NVC24A-SR-TPC | Globe valve | 1600 kPa | 400 kPa |  | EU\Inbox\Combinations\Folder..6/..7\ | 33
144774 | H720R+NVC24A-SR-TPC | H720R+NVC24A-SR-TPC |  | H720R | + | NVC24A-SR-TPC | Fast runner | 0 | Scenario 2 |  | PPK¦SelectPro¦VDI3805¦Internet_EU |  |  | H720R+NVC24A-SR-TPC | Globe valve | 600 kPa | 400 kPa |  | EU\Inbox\Combinations\Folder..6/..7\ | 33
144775 | H720R/NVC24A-SR-TPC | H720R/NVC24A-SR-TPC |  | H720R | / | NVC24A-SR-TPC | Fast runner | 0 | Scenario 2 |  | PPK¦SelectPro¦VDI3805¦Internet_EU |  |  | H720R/NVC24A-SR-TPC | Globe valve | 600 kPa | 400 kPa |  | EU\Inbox\Combinations\Folder..6/..7\ | 33
144776 | H725N+NVC24A-SR-TPC | H725N+NVC24A-SR-TPC |  | H725N | + | NVC24A-SR-TPC | Fast runner | 0 | Scenario 2 |  | PPK¦SelectPro¦VDI3805¦Internet_EU |  |  | H725N+NVC24A-SR-TPC | Globe valve | 1300 kPa | 400 kPa |  | EU\Inbox\Combinations\Folder..6/..7\ | 33
144777 | H725N/NVC24A-SR-TPC | H725N/NVC24A-SR-TPC |  | H725N | / | NVC24A-SR-TPC | Fast runner | 0 | Scenario 2 |  | PPK¦SelectPro¦VDI3805¦Internet_EU |  |  | H725N/NVC24A-SR-TPC | Globe valve | 1300 kPa | 400 kPa |  | EU\Inbox\Combinations\Folder..6/..7\ | 31
144778 | H725R+NVC24A-SR-TPC | H725R+NVC24A-SR-TPC |  | H725R | + | NVC24A-SR-TPC | Fast runner | 0 | Scenario 2 |  | PPK¦SelectPro¦VDI3805¦Internet_EU |  |  | H725R+NVC24A-SR-TPC | Globe valve | 600 kPa | 400 kPa |  | EU\Inbox\Combinations\Folder..6/..7\ | 33
144779 | H725R/NVC24A-SR-TPC | H725R/NVC24A-SR-TPC |  | H725R | / | NVC24A-SR-TPC | Fast runner | 0 | Scenario 2 |  | PPK¦SelectPro¦VDI3805¦Internet_EU |  |  | H725R/NVC24A-SR-TPC | Globe valve | 600 kPa | 400 kPa |  | EU\Inbox\Combinations\Folder..6/..7\ | 33
144780 | H732N+NVC24A-SR-TPC | H732N+NVC24A-SR-TPC |  | H732N | + | NVC24A-SR-TPC | Fast runner | 1 | Scenario 2 |  | PPK¦SelectPro¦VDI3805¦Internet_EU |  |  | H732N+NVC24A-SR-TPC | Globe valve | 1000 kPa | 400 kPa |  | EU\Inbox\Combinations\Folder..6/..7\ | 33
144781 | H732N/NVC24A-SR-TPC | H732N/NVC24A-SR-TPC |  | H732N | / | NVC24A-SR-TPC | Fast runner | 1 | Scenario 2 |  | PPK¦SelectPro¦VDI3805¦Internet_EU |  |  | H732N/NVC24A-SR-TPC | Globe valve | 1000 kPa | 400 kPa |  | EU\Inbox\Combinations\Folder..6/..7\ | 31
144782 | H732R+NVC24A-SR-TPC | H732R+NVC24A-SR-TPC |  | H732R | + | NVC24A-SR-TPC | Fast runner | 1 | Scenario 2 |  | PPK¦SelectPro¦VDI3805¦Internet_EU |  |  | H732R+NVC24A-SR-TPC | Globe valve | 600 kPa | 400 kPa |  | EU\Inbox\Combinations\Folder..6/..7\ | 33
144783 | H732R/NVC24A-SR-TPC | H732R/NVC24A-SR-TPC |  | H732R | / | NVC24A-SR-TPC | Fast runner | 1 | Scenario 2 |  | PPK¦SelectPro¦VDI3805¦Internet_EU |  |  | H732R/NVC24A-SR-TPC | Globe valve | 600 kPa | 400 kPa |  | EU\Inbox\Combinations\Folder..6/..7\ | 31
144784 | H740N+NVC24A-SR-TPC | H740N+NVC24A-SR-TPC |  | H740N | + | NVC24A-SR-TPC | Fast runner | 1 | Scenario 2 |  | PPK¦SelectPro¦VDI3805¦Internet_EU |  |  | H740N+NVC24A-SR-TPC | Globe valve | 500 kPa | 400 kPa |  | EU\Inbox\Combinations\Folder..6/..7\ | 32
144785 | H740N/NVC24A-SR-TPC | H740N/NVC24A-SR-TPC |  | H740N | / | NVC24A-SR-TPC | Fast runner | 1 | Scenario 2 |  | PPK¦SelectPro¦VDI3805¦Internet_EU |  |  | H740N/NVC24A-SR-TPC | Globe valve | 500 kPa | 400 kPa |  | EU\Inbox\Combinations\Folder..6/..7\ | 31
144786 | H740R+NVC24A-SR-TPC | H740R+NVC24A-SR-TPC |  | H740R | + | NVC24A-SR-TPC | Fast runner | 1 | Scenario 2 |  | PPK¦SelectPro¦VDI3805¦Internet_EU |  |  | H740R+NVC24A-SR-TPC | Globe valve | 500 kPa | 400 kPa |  | EU\Inbox\Combinations\Folder..6/..7\ | 31
144787 | H740R/NVC24A-SR-TPC | H740R/NVC24A-SR-TPC |  | H740R | / | NVC24A-SR-TPC | Fast runner | 1 | Scenario 2 |  | PPK¦SelectPro¦VDI3805¦Internet_EU |  |  | H740R/NVC24A-SR-TPC | Globe valve | 500 kPa | 400 kPa |  | EU\Inbox\Combinations\Folder..6/..7\ | 33
144788 | H750N+NVC24A-SR-TPC | H750N+NVC24A-SR-TPC |  | H750N | + | NVC24A-SR-TPC | Fast runner | 0 | Scenario 2 |  | PPK¦SelectPro¦VDI3805¦Internet_EU |  |  | H750N+NVC24A-SR-TPC | Globe valve | 300 kPa | 300 kPa |  | EU\Inbox\Combinations\Folder..6/..7\ | 31
144789 | H750N/NVC24A-SR-TPC | H750N/NVC24A-SR-TPC |  | H750N | / | NVC24A-SR-TPC | Fast runner | 0 | Scenario 2 |  | PPK¦SelectPro¦VDI3805¦Internet_EU |  |  | H750N/NVC24A-SR-TPC | Globe valve | 300 kPa | 300 kPa |  | EU\Inbox\Combinations\Folder..6/..7\ | 32
144790 | H750R+NVC24A-SR-TPC | H750R+NVC24A-SR-TPC |  | H750R | + | NVC24A-SR-TPC | Fast runner | 0 | Scenario 2 |  | PPK¦SelectPro¦VDI3805¦Internet_EU |  |  | H750R+NVC24A-SR-TPC | Globe valve | 300 kPa | 300 kPa |  | EU\Inbox\Combinations\Folder..6/..7\ | 31
144791 | H750R/NVC24A-SR-TPC | H750R/NVC24A-SR-TPC |  | H750R | / | NVC24A-SR-TPC | Fast runner | 0 | Scenario 2 |  | PPK¦SelectPro¦VDI3805¦Internet_EU |  |  | H750R/NVC24A-SR-TPC | Globe valve | 300 kPa | 300 kPa |  | EU\Inbox\Combinations\Folder..6/..7\ | 31
144792 | H764N+NVC24A-SR-TPC | H764N+NVC24A-SR-TPC |  | H764N | + | NVC24A-SR-TPC | Fast runner | 0 | Scenario 2 |  | PPK¦SelectPro¦VDI3805¦Internet_EU |  |  | H764N+NVC24A-SR-TPC | Globe valve | 140 kPa | 140 kPa |  | EU\Inbox\Combinations\Folder..6/..7\ | 31
144793 | H764N/NVC24A-SR-TPC | H764N/NVC24A-SR-TPC |  | H764N | / | NVC24A-SR-TPC | Fast runner | 0 | Scenario 2 |  | PPK¦SelectPro¦VDI3805¦Internet_EU |  |  | H764N/NVC24A-SR-TPC | Globe valve | 140 kPa | 140 kPa |  | EU\Inbox\Combinations\Folder..6/..7\ | 30
144794 | H764R+NVC24A-SR-TPC | H764R+NVC24A-SR-TPC |  | H764R | + | NVC24A-SR-TPC | Fast runner | 0 | Scenario 2 |  | PPK¦SelectPro¦VDI3805¦Internet_EU |  |  | H764R+NVC24A-SR-TPC | Globe valve | 140 kPa | 140 kPa |  | EU\Inbox\Combinations\Folder..6/..7\ | 30
144795 | H764R/NVC24A-SR-TPC | H764R/NVC24A-SR-TPC |  | H764R | / | NVC24A-SR-TPC | Fast runner | 0 | Scenario 2 |  | PPK¦SelectPro¦VDI3805¦Internet_EU |  |  | H764R/NVC24A-SR-TPC | Globe valve | 140 kPa | 140 kPa |  | EU\Inbox\Combinations\Folder..6/..7\ | 31
144796 | H779N+NVC24A-SR-TPC | H779N+NVC24A-SR-TPC |  | H779N | + | NVC24A-SR-TPC | Fast runner | 0 | Scenario 2 |  | PPK¦SelectPro¦VDI3805¦Internet_EU |  |  | H779N+NVC24A-SR-TPC | Globe valve | 80 kPa | 80 kPa |  | EU\Inbox\Combinations\Folder..6/..7\ | 30
144797 | H779N/NVC24A-SR-TPC | H779N/NVC24A-SR-TPC |  | H779N | / | NVC24A-SR-TPC | Fast runner | 0 | Scenario 2 |  | PPK¦SelectPro¦VDI3805¦Internet_EU |  |  | H779N/NVC24A-SR-TPC | Globe valve | 80 kPa | 80 kPa |  | EU\Inbox\Combinations\Folder..6/..7\ | 31
144798 | H779R+NVC24A-SR-TPC | H779R+NVC24A-SR-TPC |  | H779R | + | NVC24A-SR-TPC | Fast runner | 0 | Scenario 2 |  | PPK¦SelectPro¦VDI3805¦Internet_EU |  |  | H779R+NVC24A-SR-TPC | Globe valve | 80 kPa | 80 kPa |  | EU\Inbox\Combinations\Folder..6/..7\ | 31
144799 | H779R/NVC24A-SR-TPC | H779R/NVC24A-SR-TPC |  | H779R | / | NVC24A-SR-TPC | Fast runner | 0 | Scenario 2 |  | PPK¦SelectPro¦VDI3805¦Internet_EU |  |  | H779R/NVC24A-SR-TPC | Globe valve | 80 kPa | 80 kPa |  | EU\Inbox\Combinations\Folder..6/..7\ | 31
144800 | H664SP+NVK24A-SR-TPC | H664SP+NVK24A-SR-TPC |  | H664SP | + | NVK24A-SR-TPC | Actuator with emergency control function | 1 | Scenario 2 |  | PPK¦SelectPro¦VDI3805¦Internet_EU |  |  | H664SP+NVK24A-SR-TPC | Globe valve (partial pressure-balanced) | 1600 kPa | 1000 kPa |  | EU\Inbox\Combinations\Folder..6/..7\ | 33
144801 | H664SP/NVK24A-SR-TPC | H664SP/NVK24A-SR-TPC |  | H664SP | / | NVK24A-SR-TPC | Actuator with emergency control function | 1 | Scenario 2 |  | PPK¦SelectPro¦VDI3805¦Internet_EU |  |  | H664SP/NVK24A-SR-TPC | Globe valve (partial pressure-balanced) | 1600 kPa | 1000 kPa |  | EU\Inbox\Combinations\Folder..6/..7\ | 33
144802 | H664SP+NVKC24A-SR-TPC | H664SP+NVKC24A-SR-TPC |  | H664SP | + | NVKC24A-SR-TPC | Actuator with emergency control function | 1 | Scenario 2 |  | PPK¦SelectPro¦VDI3805¦Internet_EU |  |  | H664SP+NVKC24A-SR-TPC | Globe valve (partial pressure-balanced) | 1600 kPa | 1000 kPa |  | EU\Inbox\Combinations\Folder..6/..7\ | 33
144803 | H664SP/NVKC24A-SR-TPC | H664SP/NVKC24A-SR-TPC |  | H664SP | / | NVKC24A-SR-TPC | Actuator with emergency control function | 1 | Scenario 2 |  | PPK¦SelectPro¦VDI3805¦Internet_EU |  |  | H664SP/NVKC24A-SR-TPC | Globe valve (partial pressure-balanced) | 1600 kPa | 1000 kPa |  | EU\Inbox\Combinations\Folder..6/..7\ | 33
144804 | H679N+NVK24A-SR-TPC | H679N+NVK24A-SR-TPC |  | H679N | + | NVK24A-SR-TPC | Actuator with emergency control function | 1 | Scenario 2 |  | PPK¦SelectPro¦VDI3805¦Internet_EU |  |  | H679N+NVK24A-SR-TPC | Globe valve | 80 kPa | 80 kPa |  | EU\Inbox\Combinations\Folder..6/..7\ | 33
144805 | H679N/NVK24A-SR-TPC | H679N/NVK24A-SR-TPC |  | H679N | / | NVK24A-SR-TPC | Actuator with emergency control function | 1 | Scenario 2 |  | PPK¦SelectPro¦VDI3805¦Internet_EU |  |  | H679N/NVK24A-SR-TPC | Globe valve | 80 kPa | 80 kPa |  | EU\Inbox\Combinations\Folder..6/..7\ | 32
144806 | H679N+NVKC24A-SR-TPC | H679N+NVKC24A-SR-TPC |  | H679N | + | NVKC24A-SR-TPC | Actuator with emergency control function | 1 | Scenario 2 |  | PPK¦SelectPro¦VDI3805¦Internet_EU |  |  | H679N+NVKC24A-SR-TPC | Globe valve | 80 kPa | 80 kPa |  | EU\Inbox\Combinations\Folder..6/..7\ | 33
144807 | H679N/NVKC24A-SR-TPC | H679N/NVKC24A-SR-TPC |  | H679N | / | NVKC24A-SR-TPC | Actuator with emergency control function | 1 | Scenario 2 |  | PPK¦SelectPro¦VDI3805¦Internet_EU |  |  | H679N/NVKC24A-SR-TPC | Globe valve | 80 kPa | 80 kPa |  | EU\Inbox\Combinations\Folder..6/..7\ | 33
144808 | H679R+NVK24A-SR-TPC | H679R+NVK24A-SR-TPC |  | H679R | + | NVK24A-SR-TPC | Actuator with emergency control function | 1 | Scenario 2 |  | PPK¦SelectPro¦VDI3805¦Internet_EU |  |  | H679R+NVK24A-SR-TPC | Globe valve | 80 kPa | 80 kPa |  | EU\Inbox\Combinations\Folder..6/..7\ | 33
144809 | H679R/NVK24A-SR-TPC | H679R/NVK24A-SR-TPC |  | H679R | / | NVK24A-SR-TPC | Actuator with emergency control function | 1 | Scenario 2 |  | PPK¦SelectPro¦VDI3805¦Internet_EU |  |  | H679R/NVK24A-SR-TPC | Globe valve | 80 kPa | 80 kPa |  | EU\Inbox\Combinations\Folder..6/..7\ | 32
144810 | H679R+NVKC24A-SR-TPC | H679R+NVKC24A-SR-TPC |  | H679R | + | NVKC24A-SR-TPC | Actuator with emergency control function | 1 | Scenario 2 |  | PPK¦SelectPro¦VDI3805¦Internet_EU |  |  | H679R+NVKC24A-SR-TPC | Globe valve | 80 kPa | 80 kPa |  | EU\Inbox\Combinations\Folder..6/..7\ | 33
144811 | H679R/NVKC24A-SR-TPC | H679R/NVKC24A-SR-TPC |  | H679R | / | NVKC24A-SR-TPC | Actuator with emergency control function | 1 | Scenario 2 |  | PPK¦SelectPro¦VDI3805¦Internet_EU |  |  | H679R/NVKC24A-SR-TPC | Globe valve | 80 kPa | 80 kPa |  | EU\Inbox\Combinations\Folder..6/..7\ | 33
144812 | H679SP+NVK24A-SR-TPC | H679SP+NVK24A-SR-TPC |  | H679SP | + | NVK24A-SR-TPC | Actuator with emergency control function | 1 | Scenario 2 |  | PPK¦SelectPro¦VDI3805¦Internet_EU |  |  | H679SP+NVK24A-SR-TPC | Globe valve (partial pressure-balanced) | 1600 kPa | 1000 kPa |  | EU\Inbox\Combinations\Folder..6/..7\ | 32
144813 | H679SP/NVK24A-SR-TPC | H679SP/NVK24A-SR-TPC |  | H679SP | / | NVK24A-SR-TPC | Actuator with emergency control function | 1 | Scenario 2 |  | PPK¦SelectPro¦VDI3805¦Internet_EU |  |  | H679SP/NVK24A-SR-TPC | Globe valve (partial pressure-balanced) | 1600 kPa | 1000 kPa |  | EU\Inbox\Combinations\Folder..6/..7\ | 33
144814 | H679SP+NVKC24A-SR-TPC | H679SP+NVKC24A-SR-TPC |  | H679SP | + | NVKC24A-SR-TPC | Actuator with emergency control function | 1 | Scenario 2 |  | PPK¦SelectPro¦VDI3805¦Internet_EU |  |  | H679SP+NVKC24A-SR-TPC | Globe valve (partial pressure-balanced) | 1600 kPa | 1000 kPa |  | EU\Inbox\Combinations\Folder..6/..7\ | 32
144815 | H679SP/NVKC24A-SR-TPC | H679SP/NVKC24A-SR-TPC |  | H679SP | / | NVKC24A-SR-TPC | Actuator with emergency control function | 1 | Scenario 2 |  | PPK¦SelectPro¦VDI3805¦Internet_EU |  |  | H679SP/NVKC24A-SR-TPC | Globe valve (partial pressure-balanced) | 1600 kPa | 1000 kPa |  | EU\Inbox\Combinations\Folder..6/..7\ | 33
144816 | H7015X4-S2+NVK24A-SR-TPC | H7015X4-S2+NVK24A-SR-TPC |  | H7015X4-S2 | + | NVK24A-SR-TPC | Actuator with emergency control function | 1 | Scenario 2 |  | PPK¦SelectPro¦VDI3805¦Internet_EU |  |  | H7015X4-S2+NVK24A-SR-TPC | Globe valve | 2200 kPa | 1000 kPa |  | EU\Inbox\Combinations\Folder..6/..7\ | 32
144817 | H7015X4-S2/NVK24A-SR-TPC | H7015X4-S2/NVK24A-SR-TPC |  | H7015X4-S2 | / | NVK24A-SR-TPC | Actuator with emergency control function | 1 | Scenario 2 |  | PPK¦SelectPro¦VDI3805¦Internet_EU |  |  | H7015X4-S2/NVK24A-SR-TPC | Globe valve | 2200 kPa | 1000 kPa |  | EU\Inbox\Combinations\Folder..6/..7\ | 31
144818 | H7015X4-S2+NVKC24A-SR-TPC | H7015X4-S2+NVKC24A-SR-TPC |  | H7015X4-S2 | + | NVKC24A-SR-TPC | Actuator with emergency control function | 1 | Scenario 2 |  | PPK¦SelectPro¦VDI3805¦Internet_EU |  |  | H7015X4-S2+NVKC24A-SR-TPC | Globe valve | 2200 kPa | 1000 kPa |  | EU\Inbox\Combinations\Folder..6/..7\ | 33
144819 | H7015X4-S2/NVKC24A-SR-TPC | H7015X4-S2/NVKC24A-SR-TPC |  | H7015X4-S2 | / | NVKC24A-SR-TPC | Actuator with emergency control function | 1 | Scenario 2 |  | PPK¦SelectPro¦VDI3805¦Internet_EU |  |  | H7015X4-S2/NVKC24A-SR-TPC | Globe valve | 2200 kPa | 1000 kPa |  | EU\Inbox\Combinations\Folder..6/..7\ | 32
144820 | H7015Y4-S2+NVK24A-SR-TPC | H7015Y4-S2+NVK24A-SR-TPC |  | H7015Y4-S2 | + | NVK24A-SR-TPC | Actuator with emergency control function | 1 | Scenario 2 |  | PPK¦SelectPro¦VDI3805¦Internet_EU |  |  | H7015Y4-S2+NVK24A-SR-TPC | Globe valve | 2200 kPa | 1000 kPa |  | EU\Inbox\Combinations\Folder..6/..7\ | 32
144821 | H7015Y4-S2/NVK24A-SR-TPC | H7015Y4-S2/NVK24A-SR-TPC |  | H7015Y4-S2 | / | NVK24A-SR-TPC | Actuator with emergency control function | 1 | Scenario 2 |  | PPK¦SelectPro¦VDI3805¦Internet_EU |  |  | H7015Y4-S2/NVK24A-SR-TPC | Globe valve | 2200 kPa | 1000 kPa |  | EU\Inbox\Combinations\Folder..6/..7\ | 32
144822 | H7015Y4-S2+NVKC24A-SR-TPC | H7015Y4-S2+NVKC24A-SR-TPC |  | H7015Y4-S2 | + | NVKC24A-SR-TPC | Actuator with emergency control function | 1 | Scenario 2 |  | PPK¦SelectPro¦VDI3805¦Internet_EU |  |  | H7015Y4-S2+NVKC24A-SR-TPC | Globe valve | 2200 kPa | 1000 kPa |  | EU\Inbox\Combinations\Folder..6/..7\ | 32
144823 | H7015Y4-S2/NVKC24A-SR-TPC | H7015Y4-S2/NVKC24A-SR-TPC |  | H7015Y4-S2 | / | NVKC24A-SR-TPC | Actuator with emergency control function | 1 | Scenario 2 |  | PPK¦SelectPro¦VDI3805¦Internet_EU |  |  | H7015Y4-S2/NVKC24A-SR-TPC | Globe valve | 2200 kPa | 1000 kPa |  | EU\Inbox\Combinations\Folder..6/..7\ | 31
144824 | H7020X6P3-S2+NVK24A-SR-TPC | H7020X6P3-S2+NVK24A-SR-TPC |  | H7020X6P3-S2 | + | NVK24A-SR-TPC | Actuator with emergency control function | 1 | Scenario 2 |  | PPK¦SelectPro¦VDI3805¦Internet_EU |  |  | H7020X6P3-S2+NVK24A-SR-TPC | Globe valve | 1500 kPa | 1000 kPa |  | EU\Inbox\Combinations\Folder..6/..7\ | 31
144825 | H7020X6P3-S2/NVK24A-SR-TPC | H7020X6P3-S2/NVK24A-SR-TPC |  | H7020X6P3-S2 | / | NVK24A-SR-TPC | Actuator with emergency control function | 1 | Scenario 2 |  | PPK¦SelectPro¦VDI3805¦Internet_EU |  |  | H7020X6P3-S2/NVK24A-SR-TPC | Globe valve | 1500 kPa | 1000 kPa |  | EU\Inbox\Combinations\Folder..6/..7\ | 32
144826 | H7020X6P3-S2+NVKC24A-SR-TPC | H7020X6P3-S2+NVKC24A-SR-TPC |  | H7020X6P3-S2 | + | NVKC24A-SR-TPC | Actuator with emergency control function | 1 | Scenario 2 |  | PPK¦SelectPro¦VDI3805¦Internet_EU |  |  | H7020X6P3-S2+NVKC24A-SR-TPC | Globe valve | 1500 kPa | 1000 kPa |  | EU\Inbox\Combinations\Folder..6/..7\ | 32
144827 | H7020X6P3-S2/NVKC24A-SR-TPC | H7020X6P3-S2/NVKC24A-SR-TPC |  | H7020X6P3-S2 | / | NVKC24A-SR-TPC | Actuator with emergency control function | 1 | Scenario 2 |  | PPK¦SelectPro¦VDI3805¦Internet_EU |  |  | H7020X6P3-S2/NVKC24A-SR-TPC | Globe valve | 1500 kPa | 1000 kPa |  | EU\Inbox\Combinations\Folder..6/..7\ | 32
144828 | H7020Y6P3-S2+NVK24A-SR-TPC | H7020Y6P3-S2+NVK24A-SR-TPC |  | H7020Y6P3-S2 | + | NVK24A-SR-TPC | Actuator with emergency control function | 1 | Scenario 2 |  | PPK¦SelectPro¦VDI3805¦Internet_EU |  |  | H7020Y6P3-S2+NVK24A-SR-TPC | Globe valve | 1500 kPa | 1000 kPa |  | EU\Inbox\Combinations\Folder..6/..7\ | 32
144829 | H7020Y6P3-S2/NVK24A-SR-TPC | H7020Y6P3-S2/NVK24A-SR-TPC |  | H7020Y6P3-S2 | / | NVK24A-SR-TPC | Actuator with emergency control function | 1 | Scenario 2 |  | PPK¦SelectPro¦VDI3805¦Internet_EU |  |  | H7020Y6P3-S2/NVK24A-SR-TPC | Globe valve | 1500 kPa | 1000 kPa |  | EU\Inbox\Combinations\Folder..6/..7\ | 33
144830 | H7020Y6P3-S2+NVKC24A-SR-TPC | H7020Y6P3-S2+NVKC24A-SR-TPC |  | H7020Y6P3-S2 | + | NVKC24A-SR-TPC | Actuator with emergency control function | 1 | Scenario 2 |  | PPK¦SelectPro¦VDI3805¦Internet_EU |  |  | H7020Y6P3-S2+NVKC24A-SR-TPC | Globe valve | 1500 kPa | 1000 kPa |  | EU\Inbox\Combinations\Folder..6/..7\ | 32
144831 | H7020Y6P3-S2/NVKC24A-SR-TPC | H7020Y6P3-S2/NVKC24A-SR-TPC |  | H7020Y6P3-S2 | / | NVKC24A-SR-TPC | Actuator with emergency control function | 1 | Scenario 2 |  | PPK¦SelectPro¦VDI3805¦Internet_EU |  |  | H7020Y6P3-S2/NVKC24A-SR-TPC | Globe valve | 1500 kPa | 1000 kPa |  | EU\Inbox\Combinations\Folder..6/..7\ | 32
144832 | H7025X10-S2+NVK24A-SR-TPC | H7025X10-S2+NVK24A-SR-TPC |  | H7025X10-S2 | + | NVK24A-SR-TPC | Actuator with emergency control function | 1 | Scenario 2 |  | PPK¦SelectPro¦VDI3805¦Internet_EU |  |  | H7025X10-S2+NVK24A-SR-TPC | Globe valve | 1300 kPa | 1000 kPa |  | EU\Inbox\Combinations\Folder..6/..7\ | 31
144833 | H7025X10-S2/NVK24A-SR-TPC | H7025X10-S2/NVK24A-SR-TPC |  | H7025X10-S2 | / | NVK24A-SR-TPC | Actuator with emergency control function | 1 | Scenario 2 |  | PPK¦SelectPro¦VDI3805¦Internet_EU |  |  | H7025X10-S2/NVK24A-SR-TPC | Globe valve | 1300 kPa | 1000 kPa |  | EU\Inbox\Combinations\Folder..6/..7\ | 32
144834 | H7025X10-S2+NVKC24A-SR-TPC | H7025X10-S2+NVKC24A-SR-TPC |  | H7025X10-S2 | + | NVKC24A-SR-TPC | Actuator with emergency control function | 1 | Scenario 2 |  | PPK¦SelectPro¦VDI3805¦Internet_EU |  |  | H7025X10-S2+NVKC24A-SR-TPC | Globe valve | 1300 kPa | 1000 kPa |  | EU\Inbox\Combinations\Folder..6/..7\ | 32
144835 | H7025X10-S2/NVKC24A-SR-TPC | H7025X10-S2/NVKC24A-SR-TPC |  | H7025X10-S2 | / | NVKC24A-SR-TPC | Actuator with emergency control function | 1 | Scenario 2 |  | PPK¦SelectPro¦VDI3805¦Internet_EU |  |  | H7025X10-S2/NVKC24A-SR-TPC | Globe valve | 1300 kPa | 1000 kPa |  | EU\Inbox\Combinations\Folder..6/..7\ | 33
144836 | H7025Y10-S2+NVK24A-SR-TPC | H7025Y10-S2+NVK24A-SR-TPC |  | H7025Y10-S2 | + | NVK24A-SR-TPC | Actuator with emergency control function | 1 | Scenario 2 |  | PPK¦SelectPro¦VDI3805¦Internet_EU |  |  | H7025Y10-S2+NVK24A-SR-TPC | Globe valve | 1300 kPa | 1000 kPa |  | EU\Inbox\Combinations\Folder..6/..7\ | 31
144837 | H7025Y10-S2/NVK24A-SR-TPC | H7025Y10-S2/NVK24A-SR-TPC |  | H7025Y10-S2 | / | NVK24A-SR-TPC | Actuator with emergency control function | 1 | Scenario 2 |  | PPK¦SelectPro¦VDI3805¦Internet_EU |  |  | H7025Y10-S2/NVK24A-SR-TPC | Globe valve | 1300 kPa | 1000 kPa |  | EU\Inbox\Combinations\Folder..6/..7\ | 32
144838 | H7025Y10-S2+NVKC24A-SR-TPC | H7025Y10-S2+NVKC24A-SR-TPC |  | H7025Y10-S2 | + | NVKC24A-SR-TPC | Actuator with emergency control function | 1 | Scenario 2 |  | PPK¦SelectPro¦VDI3805¦Internet_EU |  |  | H7025Y10-S2+NVKC24A-SR-TPC | Globe valve | 1300 kPa | 1000 kPa |  | EU\Inbox\Combinations\Folder..6/..7\ | 32
144839 | H7025Y10-S2/NVKC24A-SR-TPC | H7025Y10-S2/NVKC24A-SR-TPC |  | H7025Y10-S2 | / | NVKC24A-SR-TPC | Actuator with emergency control function | 1 | Scenario 2 |  | PPK¦SelectPro¦VDI3805¦Internet_EU |  |  | H7025Y10-S2/NVKC24A-SR-TPC | Globe valve | 1300 kPa | 1000 kPa |  | EU\Inbox\Combinations\Folder..6/..7\ | 33
144840 | H7032X16-S2+NVK24A-SR-TPC | H7032X16-S2+NVK24A-SR-TPC |  | H7032X16-S2 | + | NVK24A-SR-TPC | Actuator with emergency control function | 1 | Scenario 2 |  | PPK¦SelectPro¦VDI3805¦Internet_EU |  |  | H7032X16-S2+NVK24A-SR-TPC | Globe valve | 900 kPa | 900 kPa |  | EU\Inbox\Combinations\Folder..6/..7\ | 31
144841 | H7032X16-S2/NVK24A-SR-TPC | H7032X16-S2/NVK24A-SR-TPC |  | H7032X16-S2 | / | NVK24A-SR-TPC | Actuator with emergency control function | 1 | Scenario 2 |  | PPK¦SelectPro¦VDI3805¦Internet_EU |  |  | H7032X16-S2/NVK24A-SR-TPC | Globe valve | 900 kPa | 900 kPa |  | EU\Inbox\Combinations\Folder..6/..7\ | 32
144842 | H7032X16-S2+NVKC24A-SR-TPC | H7032X16-S2+NVKC24A-SR-TPC |  | H7032X16-S2 | + | NVKC24A-SR-TPC | Actuator with emergency control function | 1 | Scenario 2 |  | PPK¦SelectPro¦VDI3805¦Internet_EU |  |  | H7032X16-S2+NVKC24A-SR-TPC | Globe valve | 900 kPa | 900 kPa |  | EU\Inbox\Combinations\Folder..6/..7\ | 32
144843 | H7032X16-S2/NVKC24A-SR-TPC | H7032X16-S2/NVKC24A-SR-TPC |  | H7032X16-S2 | / | NVKC24A-SR-TPC | Actuator with emergency control function | 1 | Scenario 2 |  | PPK¦SelectPro¦VDI3805¦Internet_EU |  |  | H7032X16-S2/NVKC24A-SR-TPC | Globe valve | 900 kPa | 900 kPa |  | EU\Inbox\Combinations\Folder..6/..7\ | 32
144844 | H7032Y16-S2+NVK24A-SR-TPC | H7032Y16-S2+NVK24A-SR-TPC |  | H7032Y16-S2 | + | NVK24A-SR-TPC | Actuator with emergency control function | 1 | Scenario 2 |  | PPK¦SelectPro¦VDI3805¦Internet_EU |  |  | H7032Y16-S2+NVK24A-SR-TPC | Globe valve | 900 kPa | 900 kPa |  | EU\Inbox\Combinations\Folder..6/..7\ | 32
144845 | H7032Y16-S2/NVK24A-SR-TPC | H7032Y16-S2/NVK24A-SR-TPC |  | H7032Y16-S2 | / | NVK24A-SR-TPC | Actuator with emergency control function | 1 | Scenario 2 |  | PPK¦SelectPro¦VDI3805¦Internet_EU |  |  | H7032Y16-S2/NVK24A-SR-TPC | Globe valve | 900 kPa | 900 kPa |  | EU\Inbox\Combinations\Folder..6/..7\ | 33
144846 | H7032Y16-S2+NVKC24A-SR-TPC | H7032Y16-S2+NVKC24A-SR-TPC |  | H7032Y16-S2 | + | NVKC24A-SR-TPC | Actuator with emergency control function | 1 | Scenario 2 |  | PPK¦SelectPro¦VDI3805¦Internet_EU |  |  | H7032Y16-S2+NVKC24A-SR-TPC | Globe valve | 900 kPa | 900 kPa |  | EU\Inbox\Combinations\Folder..6/..7\ | 31
144847 | H7032Y16-S2/NVKC24A-SR-TPC | H7032Y16-S2/NVKC24A-SR-TPC |  | H7032Y16-S2 | / | NVKC24A-SR-TPC | Actuator with emergency control function | 1 | Scenario 2 |  | PPK¦SelectPro¦VDI3805¦Internet_EU |  |  | H7032Y16-S2/NVKC24A-SR-TPC | Globe valve | 900 kPa | 900 kPa |  | EU\Inbox\Combinations\Folder..6/..7\ | 32
144848 | H7040X25-S2+NVK24A-SR-TPC | H7040X25-S2+NVK24A-SR-TPC |  | H7040X25-S2 | + | NVK24A-SR-TPC | Actuator with emergency control function | 1 | Scenario 2 |  | PPK¦SelectPro¦VDI3805¦Internet_EU |  |  | H7040X25-S2+NVK24A-SR-TPC | Globe valve | 500 kPa | 500 kPa |  | EU\Inbox\Combinations\Folder..6/..7\ | 31
144849 | H7040X25-S2/NVK24A-SR-TPC | H7040X25-S2/NVK24A-SR-TPC |  | H7040X25-S2 | / | NVK24A-SR-TPC | Actuator with emergency control function | 1 | Scenario 2 |  | PPK¦SelectPro¦VDI3805¦Internet_EU |  |  | H7040X25-S2/NVK24A-SR-TPC | Globe valve | 500 kPa | 500 kPa |  | EU\Inbox\Combinations\Folder..6/..7\ | 32
144850 | H7040X25-S2+NVKC24A-SR-TPC | H7040X25-S2+NVKC24A-SR-TPC |  | H7040X25-S2 | + | NVKC24A-SR-TPC | Actuator with emergency control function | 1 | Scenario 2 |  | PPK¦SelectPro¦VDI3805¦Internet_EU |  |  | H7040X25-S2+NVKC24A-SR-TPC | Globe valve | 500 kPa | 500 kPa |  | EU\Inbox\Combinations\Folder..6/..7\ | 31
144851 | H7040X25-S2/NVKC24A-SR-TPC | H7040X25-S2/NVKC24A-SR-TPC |  | H7040X25-S2 | / | NVKC24A-SR-TPC | Actuator with emergency control function | 1 | Scenario 2 |  | PPK¦SelectPro¦VDI3805¦Internet_EU |  |  | H7040X25-S2/NVKC24A-SR-TPC | Globe valve | 500 kPa | 500 kPa |  | EU\Inbox\Combinations\Folder..6/..7\ | 32
144852 | H7040Y25-S2+NVK24A-SR-TPC | H7040Y25-S2+NVK24A-SR-TPC |  | H7040Y25-S2 | + | NVK24A-SR-TPC | Actuator with emergency control function | 1 | Scenario 2 |  | PPK¦SelectPro¦VDI3805¦Internet_EU |  |  | H7040Y25-S2+NVK24A-SR-TPC | Globe valve | 500 kPa | 500 kPa |  | EU\Inbox\Combinations\Folder..6/..7\ | 32
144853 | H7040Y25-S2/NVK24A-SR-TPC | H7040Y25-S2/NVK24A-SR-TPC |  | H7040Y25-S2 | / | NVK24A-SR-TPC | Actuator with emergency control function | 1 | Scenario 2 |  | PPK¦SelectPro¦VDI3805¦Internet_EU |  |  | H7040Y25-S2/NVK24A-SR-TPC | Globe valve | 500 kPa | 500 kPa |  | EU\Inbox\Combinations\Folder..6/..7\ | 32
144854 | H7040Y25-S2+NVKC24A-SR-TPC | H7040Y25-S2+NVKC24A-SR-TPC |  | H7040Y25-S2 | + | NVKC24A-SR-TPC | Actuator with emergency control function | 1 | Scenario 2 |  | PPK¦SelectPro¦VDI3805¦Internet_EU |  |  | H7040Y25-S2+NVKC24A-SR-TPC | Globe valve | 500 kPa | 500 kPa |  | EU\Inbox\Combinations\Folder..6/..7\ | 32
144855 | H7040Y25-S2/NVKC24A-SR-TPC | H7040Y25-S2/NVKC24A-SR-TPC |  | H7040Y25-S2 | / | NVKC24A-SR-TPC | Actuator with emergency control function | 1 | Scenario 2 |  | PPK¦SelectPro¦VDI3805¦Internet_EU |  |  | H7040Y25-S2/NVKC24A-SR-TPC | Globe valve | 500 kPa | 500 kPa |  | EU\Inbox\Combinations\Folder..6/..7\ | 31
144856 | H7050X40-S2+NVK24A-SR-TPC | H7050X40-S2+NVK24A-SR-TPC |  | H7050X40-S2 | + | NVK24A-SR-TPC | Actuator with emergency control function | 1 | Scenario 2 |  | PPK¦SelectPro¦VDI3805¦Internet_EU |  |  | H7050X40-S2+NVK24A-SR-TPC | Globe valve | 300 kPa | 300 kPa |  | EU\Inbox\Combinations\Folder..6/..7\ | 32
144857 | H7050X40-S2/NVK24A-SR-TPC | H7050X40-S2/NVK24A-SR-TPC |  | H7050X40-S2 | / | NVK24A-SR-TPC | Actuator with emergency control function | 1 | Scenario 2 |  | PPK¦SelectPro¦VDI3805¦Internet_EU |  |  | H7050X40-S2/NVK24A-SR-TPC | Globe valve | 300 kPa | 300 kPa |  | EU\Inbox\Combinations\Folder..6/..7\ | 33
144858 | H7050X40-S2+NVKC24A-SR-TPC | H7050X40-S2+NVKC24A-SR-TPC |  | H7050X40-S2 | + | NVKC24A-SR-TPC | Actuator with emergency control function | 1 | Scenario 2 |  | PPK¦SelectPro¦VDI3805¦Internet_EU |  |  | H7050X40-S2+NVKC24A-SR-TPC | Globe valve | 300 kPa | 300 kPa |  | EU\Inbox\Combinations\Folder..6/..7\ | 32
144859 | H7050X40-S2/NVKC24A-SR-TPC | H7050X40-S2/NVKC24A-SR-TPC |  | H7050X40-S2 | / | NVKC24A-SR-TPC | Actuator with emergency control function | 1 | Scenario 2 |  | PPK¦SelectPro¦VDI3805¦Internet_EU |  |  | H7050X40-S2/NVKC24A-SR-TPC | Globe valve | 300 kPa | 300 kPa |  | EU\Inbox\Combinations\Folder..6/..7\ | 31
144860 | H7050Y40-S2+NVK24A-SR-TPC | H7050Y40-S2+NVK24A-SR-TPC |  | H7050Y40-S2 | + | NVK24A-SR-TPC | Actuator with emergency control function | 1 | Scenario 2 |  | PPK¦SelectPro¦VDI3805¦Internet_EU |  |  | H7050Y40-S2+NVK24A-SR-TPC | Globe valve | 300 kPa | 300 kPa |  | EU\Inbox\Combinations\Folder..6/..7\ | 32
144861 | H7050Y40-S2/NVK24A-SR-TPC | H7050Y40-S2/NVK24A-SR-TPC |  | H7050Y40-S2 | / | NVK24A-SR-TPC | Actuator with emergency control function | 1 | Scenario 2 |  | PPK¦SelectPro¦VDI3805¦Internet_EU |  |  | H7050Y40-S2/NVK24A-SR-TPC | Globe valve | 300 kPa | 300 kPa |  | EU\Inbox\Combinations\Folder..6/..7\ | 31
144862 | H7050Y40-S2+NVKC24A-SR-TPC | H7050Y40-S2+NVKC24A-SR-TPC |  | H7050Y40-S2 | + | NVKC24A-SR-TPC | Actuator with emergency control function | 1 | Scenario 2 |  | PPK¦SelectPro¦VDI3805¦Internet_EU |  |  | H7050Y40-S2+NVKC24A-SR-TPC | Globe valve | 300 kPa | 300 kPa |  | EU\Inbox\Combinations\Folder..6/..7\ | 32
144863 | H7050Y40-S2/NVKC24A-SR-TPC | H7050Y40-S2/NVKC24A-SR-TPC |  | H7050Y40-S2 | / | NVKC24A-SR-TPC | Actuator with emergency control function | 1 | Scenario 2 |  | PPK¦SelectPro¦VDI3805¦Internet_EU |  |  | H7050Y40-S2/NVKC24A-SR-TPC | Globe valve | 300 kPa | 300 kPa |  | EU\Inbox\Combinations\Folder..6/..7\ | 33
144864 | H711N+NVK24A-SR-TPC | H711N+NVK24A-SR-TPC |  | H711N | + | NVK24A-SR-TPC | Actuator with emergency control function | 1 | Scenario 2 |  | PPK¦SelectPro¦VDI3805¦Internet_EU |  |  | H711N+NVK24A-SR-TPC | Globe valve | 1600 kPa | 400 kPa |  | EU\Inbox\Combinations\Folder..6/..7\ | 33
144865 | H711N/NVK24A-SR-TPC | H711N/NVK24A-SR-TPC |  | H711N | / | NVK24A-SR-TPC | Actuator with emergency control function | 1 | Scenario 2 |  | PPK¦SelectPro¦VDI3805¦Internet_EU |  |  | H711N/NVK24A-SR-TPC | Globe valve | 1600 kPa | 400 kPa |  | EU\Inbox\Combinations\Folder..6/..7\ | 32
144866 | H711N+NVKC24A-SR-TPC | H711N+NVKC24A-SR-TPC |  | H711N | + | NVKC24A-SR-TPC | Actuator with emergency control function | 1 | Scenario 2 |  | PPK¦SelectPro¦VDI3805¦Internet_EU |  |  | H711N+NVKC24A-SR-TPC | Globe valve | 1600 kPa | 400 kPa |  | EU\Inbox\Combinations\Folder..6/..7\ | 32
144867 | H711N/NVKC24A-SR-TPC | H711N/NVKC24A-SR-TPC |  | H711N | / | NVKC24A-SR-TPC | Actuator with emergency control function | 1 | Scenario 2 |  | PPK¦SelectPro¦VDI3805¦Internet_EU |  |  | H711N/NVKC24A-SR-TPC | Globe valve | 1600 kPa | 400 kPa |  | EU\Inbox\Combinations\Folder..6/..7\ | 33
144868 | H711R+NVK24A-SR-TPC | H711R+NVK24A-SR-TPC |  | H711R | + | NVK24A-SR-TPC | Actuator with emergency control function | 1 | Scenario 2 |  | PPK¦SelectPro¦VDI3805¦Internet_EU |  |  | H711R+NVK24A-SR-TPC | Globe valve | 600 kPa | 400 kPa |  | EU\Inbox\Combinations\Folder..6/..7\ | 33
144869 | H711R/NVK24A-SR-TPC | H711R/NVK24A-SR-TPC |  | H711R | / | NVK24A-SR-TPC | Actuator with emergency control function | 1 | Scenario 2 |  | PPK¦SelectPro¦VDI3805¦Internet_EU |  |  | H711R/NVK24A-SR-TPC | Globe valve | 600 kPa | 400 kPa |  | EU\Inbox\Combinations\Folder..6/..7\ | 32
144870 | H711R+NVKC24A-SR-TPC | H711R+NVKC24A-SR-TPC |  | H711R | + | NVKC24A-SR-TPC | Actuator with emergency control function | 1 | Scenario 2 |  | PPK¦SelectPro¦VDI3805¦Internet_EU |  |  | H711R+NVKC24A-SR-TPC | Globe valve | 600 kPa | 400 kPa |  | EU\Inbox\Combinations\Folder..6/..7\ | 33
144871 | H711R/NVKC24A-SR-TPC | H711R/NVKC24A-SR-TPC |  | H711R | / | NVKC24A-SR-TPC | Actuator with emergency control function | 1 | Scenario 2 |  | PPK¦SelectPro¦VDI3805¦Internet_EU |  |  | H711R/NVKC24A-SR-TPC | Globe valve | 600 kPa | 400 kPa |  | EU\Inbox\Combinations\Folder..6/..7\ | 31
144872 | H712N+NVK24A-SR-TPC | H712N+NVK24A-SR-TPC |  | H712N | + | NVK24A-SR-TPC | Actuator with emergency control function | 1 | Scenario 2 |  | PPK¦SelectPro¦VDI3805¦Internet_EU |  |  | H712N+NVK24A-SR-TPC | Globe valve | 1600 kPa | 400 kPa |  | EU\Inbox\Combinations\Folder..6/..7\ | 32
144873 | H712N/NVK24A-SR-TPC | H712N/NVK24A-SR-TPC |  | H712N | / | NVK24A-SR-TPC | Actuator with emergency control function | 1 | Scenario 2 |  | PPK¦SelectPro¦VDI3805¦Internet_EU |  |  | H712N/NVK24A-SR-TPC | Globe valve | 1600 kPa | 400 kPa |  | EU\Inbox\Combinations\Folder..6/..7\ | 31
144874 | H712N+NVKC24A-SR-TPC | H712N+NVKC24A-SR-TPC |  | H712N | + | NVKC24A-SR-TPC | Actuator with emergency control function | 1 | Scenario 2 |  | PPK¦SelectPro¦VDI3805¦Internet_EU |  |  | H712N+NVKC24A-SR-TPC | Globe valve | 1600 kPa | 400 kPa |  | EU\Inbox\Combinations\Folder..6/..7\ | 32
144875 | H712N/NVKC24A-SR-TPC | H712N/NVKC24A-SR-TPC |  | H712N | / | NVKC24A-SR-TPC | Actuator with emergency control function | 1 | Scenario 2 |  | PPK¦SelectPro¦VDI3805¦Internet_EU |  |  | H712N/NVKC24A-SR-TPC | Globe valve | 1600 kPa | 400 kPa |  | EU\Inbox\Combinations\Folder..6/..7\ | 33
144876 | H712R+NVK24A-SR-TPC | H712R+NVK24A-SR-TPC |  | H712R | + | NVK24A-SR-TPC | Actuator with emergency control function | 1 | Scenario 2 |  | PPK¦SelectPro¦VDI3805¦Internet_EU |  |  | H712R+NVK24A-SR-TPC | Globe valve | 600 kPa | 400 kPa |  | EU\Inbox\Combinations\Folder..6/..7\ | 31
144877 | H712R/NVK24A-SR-TPC | H712R/NVK24A-SR-TPC |  | H712R | / | NVK24A-SR-TPC | Actuator with emergency control function | 1 | Scenario 2 |  | PPK¦SelectPro¦VDI3805¦Internet_EU |  |  | H712R/NVK24A-SR-TPC | Globe valve | 600 kPa | 400 kPa |  | EU\Inbox\Combinations\Folder..6/..7\ | 31
144878 | H712R+NVKC24A-SR-TPC | H712R+NVKC24A-SR-TPC |  | H712R | + | NVKC24A-SR-TPC | Actuator with emergency control function | 1 | Scenario 2 |  | PPK¦SelectPro¦VDI3805¦Internet_EU |  |  | H712R+NVKC24A-SR-TPC | Globe valve | 600 kPa | 400 kPa |  | EU\Inbox\Combinations\Folder..6/..7\ | 32
144879 | H712R/NVKC24A-SR-TPC | H712R/NVKC24A-SR-TPC |  | H712R | / | NVKC24A-SR-TPC | Actuator with emergency control function | 1 | Scenario 2 |  | PPK¦SelectPro¦VDI3805¦Internet_EU |  |  | H712R/NVKC24A-SR-TPC | Globe valve | 600 kPa | 400 kPa |  | EU\Inbox\Combinations\Folder..6/..7\ | 32
144880 | H713N+NVK24A-SR-TPC | H713N+NVK24A-SR-TPC |  | H713N | + | NVK24A-SR-TPC | Actuator with emergency control function | 1 | Scenario 2 |  | PPK¦SelectPro¦VDI3805¦Internet_EU |  |  | H713N+NVK24A-SR-TPC | Globe valve | 1600 kPa | 400 kPa |  | EU\Inbox\Combinations\Folder..6/..7\ | 32
144881 | H713N/NVK24A-SR-TPC | H713N/NVK24A-SR-TPC |  | H713N | / | NVK24A-SR-TPC | Actuator with emergency control function | 1 | Scenario 2 |  | PPK¦SelectPro¦VDI3805¦Internet_EU |  |  | H713N/NVK24A-SR-TPC | Globe valve | 1600 kPa | 400 kPa |  | EU\Inbox\Combinations\Folder..6/..7\ | 32
144882 | H713N+NVKC24A-SR-TPC | H713N+NVKC24A-SR-TPC |  | H713N | + | NVKC24A-SR-TPC | Actuator with emergency control function | 1 | Scenario 2 |  | PPK¦SelectPro¦VDI3805¦Internet_EU |  |  | H713N+NVKC24A-SR-TPC | Globe valve | 1600 kPa | 400 kPa |  | EU\Inbox\Combinations\Folder..6/..7\ | 32
144883 | H713N/NVKC24A-SR-TPC | H713N/NVKC24A-SR-TPC |  | H713N | / | NVKC24A-SR-TPC | Actuator with emergency control function | 1 | Scenario 2 |  | PPK¦SelectPro¦VDI3805¦Internet_EU |  |  | H713N/NVKC24A-SR-TPC | Globe valve | 1600 kPa | 400 kPa |  | EU\Inbox\Combinations\Folder..6/..7\ | 33
144884 | H713R+NVK24A-SR-TPC | H713R+NVK24A-SR-TPC |  | H713R | + | NVK24A-SR-TPC | Actuator with emergency control function | 1 | Scenario 2 |  | PPK¦SelectPro¦VDI3805¦Internet_EU |  |  | H713R+NVK24A-SR-TPC | Globe valve | 600 kPa | 400 kPa |  | EU\Inbox\Combinations\Folder..6/..7\ | 32
144885 | H713R/NVK24A-SR-TPC | H713R/NVK24A-SR-TPC |  | H713R | / | NVK24A-SR-TPC | Actuator with emergency control function | 1 | Scenario 2 |  | PPK¦SelectPro¦VDI3805¦Internet_EU |  |  | H713R/NVK24A-SR-TPC | Globe valve | 600 kPa | 400 kPa |  | EU\Inbox\Combinations\Folder..6/..7\ | 32
144886 | H713R+NVKC24A-SR-TPC | H713R+NVKC24A-SR-TPC |  | H713R | + | NVKC24A-SR-TPC | Actuator with emergency control function | 1 | Scenario 2 |  | PPK¦SelectPro¦VDI3805¦Internet_EU |  |  | H713R+NVKC24A-SR-TPC | Globe valve | 600 kPa | 400 kPa |  | EU\Inbox\Combinations\Folder..6/..7\ | 31
144887 | H713R/NVKC24A-SR-TPC | H713R/NVKC24A-SR-TPC |  | H713R | / | NVKC24A-SR-TPC | Actuator with emergency control function | 1 | Scenario 2 |  | PPK¦SelectPro¦VDI3805¦Internet_EU |  |  | H713R/NVKC24A-SR-TPC | Globe valve | 600 kPa | 400 kPa |  | EU\Inbox\Combinations\Folder..6/..7\ | 33
144888 | H714N+NVK24A-SR-TPC | H714N+NVK24A-SR-TPC |  | H714N | + | NVK24A-SR-TPC | Actuator with emergency control function | 1 | Scenario 2 |  | PPK¦SelectPro¦VDI3805¦Internet_EU |  |  | H714N+NVK24A-SR-TPC | Globe valve | 1600 kPa | 400 kPa |  | EU\Inbox\Combinations\Folder..6/..7\ | 33
144889 | H714N/NVK24A-SR-TPC | H714N/NVK24A-SR-TPC |  | H714N | / | NVK24A-SR-TPC | Actuator with emergency control function | 1 | Scenario 2 |  | PPK¦SelectPro¦VDI3805¦Internet_EU |  |  | H714N/NVK24A-SR-TPC | Globe valve | 1600 kPa | 400 kPa |  | EU\Inbox\Combinations\Folder..6/..7\ | 34
144890 | H714N+NVKC24A-SR-TPC | H714N+NVKC24A-SR-TPC |  | H714N | + | NVKC24A-SR-TPC | Actuator with emergency control function | 1 | Scenario 2 |  | PPK¦SelectPro¦VDI3805¦Internet_EU |  |  | H714N+NVKC24A-SR-TPC | Globe valve | 1600 kPa | 400 kPa |  | EU\Inbox\Combinations\Folder..6/..7\ | 32
144891 | H714N/NVKC24A-SR-TPC | H714N/NVKC24A-SR-TPC |  | H714N | / | NVKC24A-SR-TPC | Actuator with emergency control function | 1 | Scenario 2 |  | PPK¦SelectPro¦VDI3805¦Internet_EU |  |  | H714N/NVKC24A-SR-TPC | Globe valve | 1600 kPa | 400 kPa |  | EU\Inbox\Combinations\Folder..6/..7\ | 34
144892 | H714R+NVK24A-SR-TPC | H714R+NVK24A-SR-TPC |  | H714R | + | NVK24A-SR-TPC | Actuator with emergency control function | 1 | Scenario 2 |  | PPK¦SelectPro¦VDI3805¦Internet_EU |  |  | H714R+NVK24A-SR-TPC | Globe valve | 600 kPa | 400 kPa |  | EU\Inbox\Combinations\Folder..6/..7\ | 34
144893 | H714R/NVK24A-SR-TPC | H714R/NVK24A-SR-TPC |  | H714R | / | NVK24A-SR-TPC | Actuator with emergency control function | 1 | Scenario 2 |  | PPK¦SelectPro¦VDI3805¦Internet_EU |  |  | H714R/NVK24A-SR-TPC | Globe valve | 600 kPa | 400 kPa |  | EU\Inbox\Combinations\Folder..6/..7\ | 32
144894 | H714R+NVKC24A-SR-TPC | H714R+NVKC24A-SR-TPC |  | H714R | + | NVKC24A-SR-TPC | Actuator with emergency control function | 1 | Scenario 2 |  | PPK¦SelectPro¦VDI3805¦Internet_EU |  |  | H714R+NVKC24A-SR-TPC | Globe valve | 600 kPa | 400 kPa |  | EU\Inbox\Combinations\Folder..6/..7\ | 34
144895 | H714R/NVKC24A-SR-TPC | H714R/NVKC24A-SR-TPC |  | H714R | / | NVKC24A-SR-TPC | Actuator with emergency control function | 1 | Scenario 2 |  | PPK¦SelectPro¦VDI3805¦Internet_EU |  |  | H714R/NVKC24A-SR-TPC | Globe valve | 600 kPa | 400 kPa |  | EU\Inbox\Combinations\Folder..6/..7\ | 32
144896 | H715N+NVK24A-SR-TPC | H715N+NVK24A-SR-TPC |  | H715N | + | NVK24A-SR-TPC | Actuator with emergency control function | 1 | Scenario 2 |  | PPK¦SelectPro¦VDI3805¦Internet_EU |  |  | H715N+NVK24A-SR-TPC | Globe valve | 1600 kPa | 400 kPa |  | EU\Inbox\Combinations\Folder..6/..7\ | 33
144897 | H715N/NVK24A-SR-TPC | H715N/NVK24A-SR-TPC |  | H715N | / | NVK24A-SR-TPC | Actuator with emergency control function | 1 | Scenario 2 |  | PPK¦SelectPro¦VDI3805¦Internet_EU |  |  | H715N/NVK24A-SR-TPC | Globe valve | 1600 kPa | 400 kPa |  | EU\Inbox\Combinations\Folder..6/..7\ | 34
144898 | H715N+NVKC24A-SR-TPC | H715N+NVKC24A-SR-TPC |  | H715N | + | NVKC24A-SR-TPC | Actuator with emergency control function | 1 | Scenario 2 |  | PPK¦SelectPro¦VDI3805¦Internet_EU |  |  | H715N+NVKC24A-SR-TPC | Globe valve | 1600 kPa | 400 kPa |  | EU\Inbox\Combinations\Folder..6/..7\ | 33
144899 | H715N/NVKC24A-SR-TPC | H715N/NVKC24A-SR-TPC |  | H715N | / | NVKC24A-SR-TPC | Actuator with emergency control function | 1 | Scenario 2 |  | PPK¦SelectPro¦VDI3805¦Internet_EU |  |  | H715N/NVKC24A-SR-TPC | Globe valve | 1600 kPa | 400 kPa |  | EU\Inbox\Combinations\Folder..6/..7\ | 32
144900 | H715R+NVK24A-SR-TPC | H715R+NVK24A-SR-TPC |  | H715R | + | NVK24A-SR-TPC | Actuator with emergency control function | 1 | Scenario 2 |  | PPK¦SelectPro¦VDI3805¦Internet_EU |  |  | H715R+NVK24A-SR-TPC | Globe valve | 600 kPa | 400 kPa |  | EU\Inbox\Combinations\Folder..6/..7\ | 33
144901 | H715R/NVK24A-SR-TPC | H715R/NVK24A-SR-TPC |  | H715R | / | NVK24A-SR-TPC | Actuator with emergency control function | 1 | Scenario 2 |  | PPK¦SelectPro¦VDI3805¦Internet_EU |  |  | H715R/NVK24A-SR-TPC | Globe valve | 600 kPa | 400 kPa |  | EU\Inbox\Combinations\Folder..6/..7\ | 33
144902 | H715R+NVKC24A-SR-TPC | H715R+NVKC24A-SR-TPC |  | H715R | + | NVKC24A-SR-TPC | Actuator with emergency control function | 1 | Scenario 2 |  | PPK¦SelectPro¦VDI3805¦Internet_EU |  |  | H715R+NVKC24A-SR-TPC | Globe valve | 600 kPa | 400 kPa |  | EU\Inbox\Combinations\Folder..6/..7\ | 33
144903 | H715R/NVKC24A-SR-TPC | H715R/NVKC24A-SR-TPC |  | H715R | / | NVKC24A-SR-TPC | Actuator with emergency control function | 1 | Scenario 2 |  | PPK¦SelectPro¦VDI3805¦Internet_EU |  |  | H715R/NVKC24A-SR-TPC | Globe valve | 600 kPa | 400 kPa |  | EU\Inbox\Combinations\Folder..6/..7\ | 33
144904 | H720N+NVK24A-SR-TPC | H720N+NVK24A-SR-TPC |  | H720N | + | NVK24A-SR-TPC | Actuator with emergency control function | 1 | Scenario 2 |  | PPK¦SelectPro¦VDI3805¦Internet_EU |  |  | H720N+NVK24A-SR-TPC | Globe valve | 1600 kPa | 400 kPa |  | EU\Inbox\Combinations\Folder..6/..7\ | 34
144905 | H720N/NVK24A-SR-TPC | H720N/NVK24A-SR-TPC |  | H720N | / | NVK24A-SR-TPC | Actuator with emergency control function | 1 | Scenario 2 |  | PPK¦SelectPro¦VDI3805¦Internet_EU |  |  | H720N/NVK24A-SR-TPC | Globe valve | 1600 kPa | 400 kPa |  | EU\Inbox\Combinations\Folder..6/..7\ | 32
144906 | H720N+NVKC24A-SR-TPC | H720N+NVKC24A-SR-TPC |  | H720N | + | NVKC24A-SR-TPC | Actuator with emergency control function | 1 | Scenario 2 |  | PPK¦SelectPro¦VDI3805¦Internet_EU |  |  | H720N+NVKC24A-SR-TPC | Globe valve | 1600 kPa | 400 kPa |  | EU\Inbox\Combinations\Folder..6/..7\ | 32
144907 | H720N/NVKC24A-SR-TPC | H720N/NVKC24A-SR-TPC |  | H720N | / | NVKC24A-SR-TPC | Actuator with emergency control function | 1 | Scenario 2 |  | PPK¦SelectPro¦VDI3805¦Internet_EU |  |  | H720N/NVKC24A-SR-TPC | Globe valve | 1600 kPa | 400 kPa |  | EU\Inbox\Combinations\Folder..6/..7\ | 34
144908 | H720R+NVK24A-SR-TPC | H720R+NVK24A-SR-TPC |  | H720R | + | NVK24A-SR-TPC | Actuator with emergency control function | 1 | Scenario 2 |  | PPK¦SelectPro¦VDI3805¦Internet_EU |  |  | H720R+NVK24A-SR-TPC | Globe valve | 600 kPa | 400 kPa |  | EU\Inbox\Combinations\Folder..6/..7\ | 34
144909 | H720R/NVK24A-SR-TPC | H720R/NVK24A-SR-TPC |  | H720R | / | NVK24A-SR-TPC | Actuator with emergency control function | 1 | Scenario 2 |  | PPK¦SelectPro¦VDI3805¦Internet_EU |  |  | H720R/NVK24A-SR-TPC | Globe valve | 600 kPa | 400 kPa |  | EU\Inbox\Combinations\Folder..6/..7\ | 34
144910 | H720R+NVKC24A-SR-TPC | H720R+NVKC24A-SR-TPC |  | H720R | + | NVKC24A-SR-TPC | Actuator with emergency control function | 1 | Scenario 2 |  | PPK¦SelectPro¦VDI3805¦Internet_EU |  |  | H720R+NVKC24A-SR-TPC | Globe valve | 600 kPa | 400 kPa |  | EU\Inbox\Combinations\Folder..6/..7\ | 33
144911 | H720R/NVKC24A-SR-TPC | H720R/NVKC24A-SR-TPC |  | H720R | / | NVKC24A-SR-TPC | Actuator with emergency control function | 1 | Scenario 2 |  | PPK¦SelectPro¦VDI3805¦Internet_EU |  |  | H720R/NVKC24A-SR-TPC | Globe valve | 600 kPa | 400 kPa |  | EU\Inbox\Combinations\Folder..6/..7\ | 33
144912 | H725N+NVK24A-SR-TPC | H725N+NVK24A-SR-TPC |  | H725N | + | NVK24A-SR-TPC | Actuator with emergency control function | 1 | Scenario 2 |  | PPK¦SelectPro¦VDI3805¦Internet_EU |  |  | H725N+NVK24A-SR-TPC | Globe valve | 1300 kPa | 400 kPa |  | EU\Inbox\Combinations\Folder..6/..7\ | 32
144913 | H725N/NVK24A-SR-TPC | H725N/NVK24A-SR-TPC |  | H725N | / | NVK24A-SR-TPC | Actuator with emergency control function | 1 | Scenario 2 |  | PPK¦SelectPro¦VDI3805¦Internet_EU |  |  | H725N/NVK24A-SR-TPC | Globe valve | 1300 kPa | 400 kPa |  | EU\Inbox\Combinations\Folder..6/..7\ | 34
144914 | H725N+NVKC24A-SR-TPC | H725N+NVKC24A-SR-TPC |  | H725N | + | NVKC24A-SR-TPC | Actuator with emergency control function | 1 | Scenario 2 |  | PPK¦SelectPro¦VDI3805¦Internet_EU |  |  | H725N+NVKC24A-SR-TPC | Globe valve | 1300 kPa | 400 kPa |  | EU\Inbox\Combinations\Folder..6/..7\ | 32
144915 | H725N/NVKC24A-SR-TPC | H725N/NVKC24A-SR-TPC |  | H725N | / | NVKC24A-SR-TPC | Actuator with emergency control function | 1 | Scenario 2 |  | PPK¦SelectPro¦VDI3805¦Internet_EU |  |  | H725N/NVKC24A-SR-TPC | Globe valve | 1300 kPa | 400 kPa |  | EU\Inbox\Combinations\Folder..6/..7\ | 34
144916 | H725R+NVK24A-SR-TPC | H725R+NVK24A-SR-TPC |  | H725R | + | NVK24A-SR-TPC | Actuator with emergency control function | 1 | Scenario 2 |  | PPK¦SelectPro¦VDI3805¦Internet_EU |  |  | H725R+NVK24A-SR-TPC | Globe valve | 600 kPa | 400 kPa |  | EU\Inbox\Combinations\Folder..6/..7\ | 34
144917 | H725R/NVK24A-SR-TPC | H725R/NVK24A-SR-TPC |  | H725R | / | NVK24A-SR-TPC | Actuator with emergency control function | 1 | Scenario 2 |  | PPK¦SelectPro¦VDI3805¦Internet_EU |  |  | H725R/NVK24A-SR-TPC | Globe valve | 600 kPa | 400 kPa |  | EU\Inbox\Combinations\Folder..6/..7\ | 32
144918 | H725R+NVKC24A-SR-TPC | H725R+NVKC24A-SR-TPC |  | H725R | + | NVKC24A-SR-TPC | Actuator with emergency control function | 1 | Scenario 2 |  | PPK¦SelectPro¦VDI3805¦Internet_EU |  |  | H725R+NVKC24A-SR-TPC | Globe valve | 600 kPa | 400 kPa |  | EU\Inbox\Combinations\Folder..6/..7\ | 34
144919 | H725R/NVKC24A-SR-TPC | H725R/NVKC24A-SR-TPC |  | H725R | / | NVKC24A-SR-TPC | Actuator with emergency control function | 1 | Scenario 2 |  | PPK¦SelectPro¦VDI3805¦Internet_EU |  |  | H725R/NVKC24A-SR-TPC | Globe valve | 600 kPa | 400 kPa |  | EU\Inbox\Combinations\Folder..6/..7\ | 34
144920 | H732N+NVK24A-SR-TPC | H732N+NVK24A-SR-TPC |  | H732N | + | NVK24A-SR-TPC | Actuator with emergency control function | 1 | Scenario 2 |  | PPK¦SelectPro¦VDI3805¦Internet_EU |  |  | H732N+NVK24A-SR-TPC | Globe valve | 1000 kPa | 400 kPa |  | EU\Inbox\Combinations\Folder..6/..7\ | 34
144921 | H732N/NVK24A-SR-TPC | H732N/NVK24A-SR-TPC |  | H732N | / | NVK24A-SR-TPC | Actuator with emergency control function | 1 | Scenario 2 |  | PPK¦SelectPro¦VDI3805¦Internet_EU |  |  | H732N/NVK24A-SR-TPC | Globe valve | 1000 kPa | 400 kPa |  | EU\Inbox\Combinations\Folder..6/..7\ | 34
144922 | H732N+NVKC24A-SR-TPC | H732N+NVKC24A-SR-TPC |  | H732N | + | NVKC24A-SR-TPC | Actuator with emergency control function | 1 | Scenario 2 |  | PPK¦SelectPro¦VDI3805¦Internet_EU |  |  | H732N+NVKC24A-SR-TPC | Globe valve | 1000 kPa | 400 kPa |  | EU\Inbox\Combinations\Folder..6/..7\ | 32
144923 | H732N/NVKC24A-SR-TPC | H732N/NVKC24A-SR-TPC |  | H732N | / | NVKC24A-SR-TPC | Actuator with emergency control function | 1 | Scenario 2 |  | PPK¦SelectPro¦VDI3805¦Internet_EU |  |  | H732N/NVKC24A-SR-TPC | Globe valve | 1000 kPa | 400 kPa |  | EU\Inbox\Combinations\Folder..6/..7\ | 34
144924 | H732R+NVK24A-SR-TPC | H732R+NVK24A-SR-TPC |  | H732R | + | NVK24A-SR-TPC | Actuator with emergency control function | 1 | Scenario 2 |  | PPK¦SelectPro¦VDI3805¦Internet_EU |  |  | H732R+NVK24A-SR-TPC | Globe valve | 600 kPa | 400 kPa |  | EU\Inbox\Combinations\Folder..6/..7\ | 34
144925 | H732R/NVK24A-SR-TPC | H732R/NVK24A-SR-TPC |  | H732R | / | NVK24A-SR-TPC | Actuator with emergency control function | 1 | Scenario 2 |  | PPK¦SelectPro¦VDI3805¦Internet_EU |  |  | H732R/NVK24A-SR-TPC | Globe valve | 600 kPa | 400 kPa |  | EU\Inbox\Combinations\Folder..6/..7\ | 33
144926 | H732R+NVKC24A-SR-TPC | H732R+NVKC24A-SR-TPC |  | H732R | + | NVKC24A-SR-TPC | Actuator with emergency control function | 1 | Scenario 2 |  | PPK¦SelectPro¦VDI3805¦Internet_EU |  |  | H732R+NVKC24A-SR-TPC | Globe valve | 600 kPa | 400 kPa |  | EU\Inbox\Combinations\Folder..6/..7\ | 32
144927 | H732R/NVKC24A-SR-TPC | H732R/NVKC24A-SR-TPC |  | H732R | / | NVKC24A-SR-TPC | Actuator with emergency control function | 1 | Scenario 2 |  | PPK¦SelectPro¦VDI3805¦Internet_EU |  |  | H732R/NVKC24A-SR-TPC | Globe valve | 600 kPa | 400 kPa |  | EU\Inbox\Combinations\Folder..6/..7\ | 34
144928 | H740N+NVK24A-SR-TPC | H740N+NVK24A-SR-TPC |  | H740N | + | NVK24A-SR-TPC | Actuator with emergency control function | 1 | Scenario 2 |  | PPK¦SelectPro¦VDI3805¦Internet_EU |  |  | H740N+NVK24A-SR-TPC | Globe valve | 500 kPa | 400 kPa |  | EU\Inbox\Combinations\Folder..6/..7\ | 34
144929 | H740N/NVK24A-SR-TPC | H740N/NVK24A-SR-TPC |  | H740N | / | NVK24A-SR-TPC | Actuator with emergency control function | 1 | Scenario 2 |  | PPK¦SelectPro¦VDI3805¦Internet_EU |  |  | H740N/NVK24A-SR-TPC | Globe valve | 500 kPa | 400 kPa |  | EU\Inbox\Combinations\Folder..6/..7\ | 32
144930 | H740N+NVKC24A-SR-TPC | H740N+NVKC24A-SR-TPC |  | H740N | + | NVKC24A-SR-TPC | Actuator with emergency control function | 1 | Scenario 2 |  | PPK¦SelectPro¦VDI3805¦Internet_EU |  |  | H740N+NVKC24A-SR-TPC | Globe valve | 500 kPa | 400 kPa |  | EU\Inbox\Combinations\Folder..6/..7\ | 34
144931 | H740N/NVKC24A-SR-TPC | H740N/NVKC24A-SR-TPC |  | H740N | / | NVKC24A-SR-TPC | Actuator with emergency control function | 1 | Scenario 2 |  | PPK¦SelectPro¦VDI3805¦Internet_EU |  |  | H740N/NVKC24A-SR-TPC | Globe valve | 500 kPa | 400 kPa |  | EU\Inbox\Combinations\Folder..6/..7\ | 33
144932 | H740R+NVK24A-SR-TPC | H740R+NVK24A-SR-TPC |  | H740R | + | NVK24A-SR-TPC | Actuator with emergency control function | 1 | Scenario 2 |  | PPK¦SelectPro¦VDI3805¦Internet_EU |  |  | H740R+NVK24A-SR-TPC | Globe valve | 500 kPa | 400 kPa |  | EU\Inbox\Combinations\Folder..6/..7\ | 33
144933 | H740R/NVK24A-SR-TPC | H740R/NVK24A-SR-TPC |  | H740R | / | NVK24A-SR-TPC | Actuator with emergency control function | 1 | Scenario 2 |  | PPK¦SelectPro¦VDI3805¦Internet_EU |  |  | H740R/NVK24A-SR-TPC | Globe valve | 500 kPa | 400 kPa |  | EU\Inbox\Combinations\Folder..6/..7\ | 34
144934 | H740R+NVKC24A-SR-TPC | H740R+NVKC24A-SR-TPC |  | H740R | + | NVKC24A-SR-TPC | Actuator with emergency control function | 1 | Scenario 2 |  | PPK¦SelectPro¦VDI3805¦Internet_EU |  |  | H740R+NVKC24A-SR-TPC | Globe valve | 500 kPa | 400 kPa |  | EU\Inbox\Combinations\Folder..6/..7\ | 32
144935 | H740R/NVKC24A-SR-TPC | H740R/NVKC24A-SR-TPC |  | H740R | / | NVKC24A-SR-TPC | Actuator with emergency control function | 1 | Scenario 2 |  | PPK¦SelectPro¦VDI3805¦Internet_EU |  |  | H740R/NVKC24A-SR-TPC | Globe valve | 500 kPa | 400 kPa |  | EU\Inbox\Combinations\Folder..6/..7\ | 32
144936 | H750N+NVK24A-SR-TPC | H750N+NVK24A-SR-TPC |  | H750N | + | NVK24A-SR-TPC | Actuator with emergency control function | 1 | Scenario 2 |  | PPK¦SelectPro¦VDI3805¦Internet_EU |  |  | H750N+NVK24A-SR-TPC | Globe valve | 300 kPa | 300 kPa |  | EU\Inbox\Combinations\Folder..6/..7\ | 32
144937 | H750N/NVK24A-SR-TPC | H750N/NVK24A-SR-TPC |  | H750N | / | NVK24A-SR-TPC | Actuator with emergency control function | 1 | Scenario 2 |  | PPK¦SelectPro¦VDI3805¦Internet_EU |  |  | H750N/NVK24A-SR-TPC | Globe valve | 300 kPa | 300 kPa |  | EU\Inbox\Combinations\Folder..6/..7\ | 31
144938 | H750N+NVKC24A-SR-TPC | H750N+NVKC24A-SR-TPC |  | H750N | + | NVKC24A-SR-TPC | Actuator with emergency control function | 1 | Scenario 2 |  | PPK¦SelectPro¦VDI3805¦Internet_EU |  |  | H750N+NVKC24A-SR-TPC | Globe valve | 300 kPa | 300 kPa |  | EU\Inbox\Combinations\Folder..6/..7\ | 32
144939 | H750N/NVKC24A-SR-TPC | H750N/NVKC24A-SR-TPC |  | H750N | / | NVKC24A-SR-TPC | Actuator with emergency control function | 1 | Scenario 2 |  | PPK¦SelectPro¦VDI3805¦Internet_EU |  |  | H750N/NVKC24A-SR-TPC | Globe valve | 300 kPa | 300 kPa |  | EU\Inbox\Combinations\Folder..6/..7\ | 31
144940 | H750R+NVK24A-SR-TPC | H750R+NVK24A-SR-TPC |  | H750R | + | NVK24A-SR-TPC | Actuator with emergency control function | 1 | Scenario 2 |  | PPK¦SelectPro¦VDI3805¦Internet_EU |  |  | H750R+NVK24A-SR-TPC | Globe valve | 300 kPa | 300 kPa |  | EU\Inbox\Combinations\Folder..6/..7\ | 31
144941 | H750R/NVK24A-SR-TPC | H750R/NVK24A-SR-TPC |  | H750R | / | NVK24A-SR-TPC | Actuator with emergency control function | 1 | Scenario 2 |  | PPK¦SelectPro¦VDI3805¦Internet_EU |  |  | H750R/NVK24A-SR-TPC | Globe valve | 300 kPa | 300 kPa |  | EU\Inbox\Combinations\Folder..6/..7\ | 32
144942 | H750R+NVKC24A-SR-TPC | H750R+NVKC24A-SR-TPC |  | H750R | + | NVKC24A-SR-TPC | Actuator with emergency control function | 1 | Scenario 2 |  | PPK¦SelectPro¦VDI3805¦Internet_EU |  |  | H750R+NVKC24A-SR-TPC | Globe valve | 300 kPa | 300 kPa |  | EU\Inbox\Combinations\Folder..6/..7\ | 32
144943 | H750R/NVKC24A-SR-TPC | H750R/NVKC24A-SR-TPC |  | H750R | / | NVKC24A-SR-TPC | Actuator with emergency control function | 1 | Scenario 2 |  | PPK¦SelectPro¦VDI3805¦Internet_EU |  |  | H750R/NVKC24A-SR-TPC | Globe valve | 300 kPa | 300 kPa |  | EU\Inbox\Combinations\Folder..6/..7\ | 32
144944 | H764N+NVK24A-SR-TPC | H764N+NVK24A-SR-TPC |  | H764N | + | NVK24A-SR-TPC | Actuator with emergency control function | 1 | Scenario 2 |  | PPK¦SelectPro¦VDI3805¦Internet_EU |  |  | H764N+NVK24A-SR-TPC | Globe valve | 140 kPa | 140 kPa |  | EU\Inbox\Combinations\Folder..6/..7\ | 32
144945 | H764N/NVK24A-SR-TPC | H764N/NVK24A-SR-TPC |  | H764N | / | NVK24A-SR-TPC | Actuator with emergency control function | 1 | Scenario 2 |  | PPK¦SelectPro¦VDI3805¦Internet_EU |  |  | H764N/NVK24A-SR-TPC | Globe valve | 140 kPa | 140 kPa |  | EU\Inbox\Combinations\Folder..6/..7\ | 32
144946 | H764N+NVKC24A-SR-TPC | H764N+NVKC24A-SR-TPC |  | H764N | + | NVKC24A-SR-TPC | Actuator with emergency control function | 1 | Scenario 2 |  | PPK¦SelectPro¦VDI3805¦Internet_EU |  |  | H764N+NVKC24A-SR-TPC | Globe valve | 140 kPa | 140 kPa |  | EU\Inbox\Combinations\Folder..6/..7\ | 32
144947 | H764N/NVKC24A-SR-TPC | H764N/NVKC24A-SR-TPC |  | H764N | / | NVKC24A-SR-TPC | Actuator with emergency control function | 1 | Scenario 2 |  | PPK¦SelectPro¦VDI3805¦Internet_EU |  |  | H764N/NVKC24A-SR-TPC | Globe valve | 140 kPa | 140 kPa |  | EU\Inbox\Combinations\Folder..6/..7\ | 32
144948 | H764R+NVK24A-SR-TPC | H764R+NVK24A-SR-TPC |  | H764R | + | NVK24A-SR-TPC | Actuator with emergency control function | 1 | Scenario 2 |  | PPK¦SelectPro¦VDI3805¦Internet_EU |  |  | H764R+NVK24A-SR-TPC | Globe valve | 140 kPa | 140 kPa |  | EU\Inbox\Combinations\Folder..6/..7\ | 32
144949 | H764R/NVK24A-SR-TPC | H764R/NVK24A-SR-TPC |  | H764R | / | NVK24A-SR-TPC | Actuator with emergency control function | 1 | Scenario 2 |  | PPK¦SelectPro¦VDI3805¦Internet_EU |  |  | H764R/NVK24A-SR-TPC | Globe valve | 140 kPa | 140 kPa |  | EU\Inbox\Combinations\Folder..6/..7\ | 32
144950 | H764R+NVKC24A-SR-TPC | H764R+NVKC24A-SR-TPC |  | H764R | + | NVKC24A-SR-TPC | Actuator with emergency control function | 1 | Scenario 2 |  | PPK¦SelectPro¦VDI3805¦Internet_EU |  |  | H764R+NVKC24A-SR-TPC | Globe valve | 140 kPa | 140 kPa |  | EU\Inbox\Combinations\Folder..6/..7\ | 33
144951 | H764R/NVKC24A-SR-TPC | H764R/NVKC24A-SR-TPC |  | H764R | / | NVKC24A-SR-TPC | Actuator with emergency control function | 1 | Scenario 2 |  | PPK¦SelectPro¦VDI3805¦Internet_EU |  |  | H764R/NVKC24A-SR-TPC | Globe valve | 140 kPa | 140 kPa |  | EU\Inbox\Combinations\Folder..6/..7\ | 32
144952 | H779N+NVK24A-SR-TPC | H779N+NVK24A-SR-TPC |  | H779N | + | NVK24A-SR-TPC | Actuator with emergency control function | 1 | Scenario 2 |  | PPK¦SelectPro¦VDI3805¦Internet_EU |  |  | H779N+NVK24A-SR-TPC | Globe valve | 80 kPa | 80 kPa |  | EU\Inbox\Combinations\Folder..6/..7\ | 31
144953 | H779N/NVK24A-SR-TPC | H779N/NVK24A-SR-TPC |  | H779N | / | NVK24A-SR-TPC | Actuator with emergency control function | 1 | Scenario 2 |  | PPK¦SelectPro¦VDI3805¦Internet_EU |  |  | H779N/NVK24A-SR-TPC | Globe valve | 80 kPa | 80 kPa |  | EU\Inbox\Combinations\Folder..6/..7\ | 31
144954 | H779N+NVKC24A-SR-TPC | H779N+NVKC24A-SR-TPC |  | H779N | + | NVKC24A-SR-TPC | Actuator with emergency control function | 1 | Scenario 2 |  | PPK¦SelectPro¦VDI3805¦Internet_EU |  |  | H779N+NVKC24A-SR-TPC | Globe valve | 80 kPa | 80 kPa |  | EU\Inbox\Combinations\Folder..6/..7\ | 32
144955 | H779N/NVKC24A-SR-TPC | H779N/NVKC24A-SR-TPC |  | H779N | / | NVKC24A-SR-TPC | Actuator with emergency control function | 1 | Scenario 2 |  | PPK¦SelectPro¦VDI3805¦Internet_EU |  |  | H779N/NVKC24A-SR-TPC | Globe valve | 80 kPa | 80 kPa |  | EU\Inbox\Combinations\Folder..6/..7\ | 32
144956 | H779R+NVK24A-SR-TPC | H779R+NVK24A-SR-TPC |  | H779R | + | NVK24A-SR-TPC | Actuator with emergency control function | 1 | Scenario 2 |  | PPK¦SelectPro¦VDI3805¦Internet_EU |  |  | H779R+NVK24A-SR-TPC | Globe valve | 80 kPa | 80 kPa |  | EU\Inbox\Combinations\Folder..6/..7\ | 31
144957 | H779R/NVK24A-SR-TPC | H779R/NVK24A-SR-TPC |  | H779R | / | NVK24A-SR-TPC | Actuator with emergency control function | 1 | Scenario 2 |  | PPK¦SelectPro¦VDI3805¦Internet_EU |  |  | H779R/NVK24A-SR-TPC | Globe valve | 80 kPa | 80 kPa |  | EU\Inbox\Combinations\Folder..6/..7\ | 32
144958 | H779R+NVKC24A-SR-TPC | H779R+NVKC24A-SR-TPC |  | H779R | + | NVKC24A-SR-TPC | Actuator with emergency control function | 1 | Scenario 2 |  | PPK¦SelectPro¦VDI3805¦Internet_EU |  |  | H779R+NVKC24A-SR-TPC | Globe valve | 80 kPa | 80 kPa |  | EU\Inbox\Combinations\Folder..6/..7\ | 32
144959 | H779R/NVKC24A-SR-TPC | H779R/NVKC24A-SR-TPC |  | H779R | / | NVKC24A-SR-TPC | Actuator with emergency control function | 1 | Scenario 2 |  | PPK¦SelectPro¦VDI3805¦Internet_EU |  |  | H779R/NVKC24A-SR-TPC | Globe valve | 80 kPa | 80 kPa |  | EU\Inbox\Combinations\Folder..6/..7\ | 31
144960 | H6040X25-S2+SV24A-SR-TPC | H6040X25-S2+SV24A-SR-TPC |  | H6040X25-S2 | + | SV24A-SR-TPC | Standard actuator | 1 | Scenario 2 |  | PPK¦SelectPro¦VDI3805¦Internet_EU |  |  | H6040X25-S2+SV24A-SR-TPC | Globe valve | 850 kPa | 850 kPa |  | EU\Inbox\Combinations\Folder..6/..7\ | 32
144961 | H6040X25-S2/SV24A-SR-TPC | H6040X25-S2/SV24A-SR-TPC |  | H6040X25-S2 | / | SV24A-SR-TPC | Standard actuator | 1 | Scenario 2 |  | PPK¦SelectPro¦VDI3805¦Internet_EU |  |  | H6040X25-S2/SV24A-SR-TPC | Globe valve | 850 kPa | 850 kPa |  | EU\Inbox\Combinations\Folder..6/..7\ | 33
144962 | H6040X25-S2+SVC24A-SR-TPC | H6040X25-S2+SVC24A-SR-TPC |  | H6040X25-S2 | + | SVC24A-SR-TPC | Fast runner | 1 | Scenario 2 |  | PPK¦SelectPro¦VDI3805¦Internet_EU |  |  | H6040X25-S2+SVC24A-SR-TPC | Globe valve | 850 kPa | 850 kPa |  | EU\Inbox\Combinations\Folder..6/..7\ | 31
144963 | H6040X25-S2/SVC24A-SR-TPC | H6040X25-S2/SVC24A-SR-TPC |  | H6040X25-S2 | / | SVC24A-SR-TPC | Fast runner | 1 | Scenario 2 |  | PPK¦SelectPro¦VDI3805¦Internet_EU |  |  | H6040X25-S2/SVC24A-SR-TPC | Globe valve | 850 kPa | 850 kPa |  | EU\Inbox\Combinations\Folder..6/..7\ | 32
144964 | H6050X25-S2+SV24A-SR-TPC | H6050X25-S2+SV24A-SR-TPC |  | H6050X25-S2 | + | SV24A-SR-TPC | Standard actuator | 1 | Scenario 2 |  | PPK¦SelectPro¦VDI3805¦Internet_EU |  |  | H6050X25-S2+SV24A-SR-TPC | Globe valve | 500 kPa | 500 kPa |  | EU\Inbox\Combinations\Folder..6/..7\ | 33
144965 | H6050X25-S2/SV24A-SR-TPC | H6050X25-S2/SV24A-SR-TPC |  | H6050X25-S2 | / | SV24A-SR-TPC | Standard actuator | 1 | Scenario 2 |  | PPK¦SelectPro¦VDI3805¦Internet_EU |  |  | H6050X25-S2/SV24A-SR-TPC | Globe valve | 500 kPa | 500 kPa |  | EU\Inbox\Combinations\Folder..6/..7\ | 32
144966 | H6050X25-S2+SVC24A-SR-TPC | H6050X25-S2+SVC24A-SR-TPC |  | H6050X25-S2 | + | SVC24A-SR-TPC | Fast runner | 1 | Scenario 2 |  | PPK¦SelectPro¦VDI3805¦Internet_EU |  |  | H6050X25-S2+SVC24A-SR-TPC | Globe valve | 500 kPa | 500 kPa |  | EU\Inbox\Combinations\Folder..6/..7\ | 31
144967 | H6050X25-S2/SVC24A-SR-TPC | H6050X25-S2/SVC24A-SR-TPC |  | H6050X25-S2 | / | SVC24A-SR-TPC | Fast runner | 1 | Scenario 2 |  | PPK¦SelectPro¦VDI3805¦Internet_EU |  |  | H6050X25-S2/SVC24A-SR-TPC | Globe valve | 500 kPa | 500 kPa |  | EU\Inbox\Combinations\Folder..6/..7\ | 31
144968 | H6050X40-S2+SV24A-SR-TPC | H6050X40-S2+SV24A-SR-TPC |  | H6050X40-S2 | + | SV24A-SR-TPC | Standard actuator | 1 | Scenario 2 |  | PPK¦SelectPro¦VDI3805¦Internet_EU |  |  | H6050X40-S2+SV24A-SR-TPC | Globe valve | 500 kPa | 500 kPa |  | EU\Inbox\Combinations\Folder..6/..7\ | 31
144969 | H6050X40-S2/SV24A-SR-TPC | H6050X40-S2/SV24A-SR-TPC |  | H6050X40-S2 | / | SV24A-SR-TPC | Standard actuator | 1 | Scenario 2 |  | PPK¦SelectPro¦VDI3805¦Internet_EU |  |  | H6050X40-S2/SV24A-SR-TPC | Globe valve | 500 kPa | 500 kPa |  | EU\Inbox\Combinations\Folder..6/..7\ | 31
144970 | H6050X40-S2+SVC24A-SR-TPC | H6050X40-S2+SVC24A-SR-TPC |  | H6050X40-S2 | + | SVC24A-SR-TPC | Fast runner | 1 | Scenario 2 |  | PPK¦SelectPro¦VDI3805¦Internet_EU |  |  | H6050X40-S2+SVC24A-SR-TPC | Globe valve | 500 kPa | 500 kPa |  | EU\Inbox\Combinations\Folder..6/..7\ | 31
144971 | H6050X40-S2/SVC24A-SR-TPC | H6050X40-S2/SVC24A-SR-TPC |  | H6050X40-S2 | / | SVC24A-SR-TPC | Fast runner | 1 | Scenario 2 |  | PPK¦SelectPro¦VDI3805¦Internet_EU |  |  | H6050X40-S2/SVC24A-SR-TPC | Globe valve | 500 kPa | 500 kPa |  | EU\Inbox\Combinations\Folder..6/..7\ | 31
144972 | H6065X58-SP2+SV24A-SR-TPC | H6065X58-SP2+SV24A-SR-TPC |  | H6065X58-SP2 | + | SV24A-SR-TPC | Standard actuator | 0 | Scenario 2 |  | PPK¦SelectPro¦VDI3805¦Internet_EU |  |  | H6065X58-SP2+SV24A-SR-TPC | Globe valve (partial pressure-balanced) | 2500 kPa | 1000 kPa |  | EU\Inbox\Combinations\Folder..6/..7\ | 31
144973 | H6065X58-SP2/SV24A-SR-TPC | H6065X58-SP2/SV24A-SR-TPC |  | H6065X58-SP2 | / | SV24A-SR-TPC | Standard actuator | 0 | Scenario 2 |  | PPK¦SelectPro¦VDI3805¦Internet_EU |  |  | H6065X58-SP2/SV24A-SR-TPC | Globe valve (partial pressure-balanced) | 2500 kPa | 1000 kPa |  | EU\Inbox\Combinations\Folder..6/..7\ | 31
144974 | H6065X58-SP2+SVC24A-SR-TPC | H6065X58-SP2+SVC24A-SR-TPC |  | H6065X58-SP2 | + | SVC24A-SR-TPC | Fast runner | 0 | Scenario 2 |  | PPK¦SelectPro¦VDI3805¦Internet_EU |  |  | H6065X58-SP2+SVC24A-SR-TPC | Globe valve (partial pressure-balanced) | 2500 kPa | 1000 kPa |  | EU\Inbox\Combinations\Folder..6/..7\ | 31
144975 | H6065X58-SP2/SVC24A-SR-TPC | H6065X58-SP2/SVC24A-SR-TPC |  | H6065X58-SP2 | / | SVC24A-SR-TPC | Fast runner | 0 | Scenario 2 |  | PPK¦SelectPro¦VDI3805¦Internet_EU |  |  | H6065X58-SP2/SVC24A-SR-TPC | Globe valve (partial pressure-balanced) | 2500 kPa | 1000 kPa |  | EU\Inbox\Combinations\Folder..6/..7\ | 31
144976 | H6080X90-SP2+SV24A-SR-TPC | H6080X90-SP2+SV24A-SR-TPC |  | H6080X90-SP2 | + | SV24A-SR-TPC | Standard actuator | 0 | Scenario 2 |  | PPK¦SelectPro¦VDI3805¦Internet_EU |  |  | H6080X90-SP2+SV24A-SR-TPC | Globe valve (partial pressure-balanced) | 2400 kPa | 1000 kPa |  | EU\Inbox\Combinations\Folder..6/..7\ | 31
144977 | H6080X90-SP2/SV24A-SR-TPC | H6080X90-SP2/SV24A-SR-TPC |  | H6080X90-SP2 | / | SV24A-SR-TPC | Standard actuator | 0 | Scenario 2 |  | PPK¦SelectPro¦VDI3805¦Internet_EU |  |  | H6080X90-SP2/SV24A-SR-TPC | Globe valve (partial pressure-balanced) | 2400 kPa | 1000 kPa |  | EU\Inbox\Combinations\Folder..6/..7\ | 31
144978 | H6080X90-SP2+SVC24A-SR-TPC | H6080X90-SP2+SVC24A-SR-TPC |  | H6080X90-SP2 | + | SVC24A-SR-TPC | Fast runner | 0 | Scenario 2 |  | PPK¦SelectPro¦VDI3805¦Internet_EU |  |  | H6080X90-SP2+SVC24A-SR-TPC | Globe valve (partial pressure-balanced) | 2400 kPa | 1000 kPa |  | EU\Inbox\Combinations\Folder..6/..7\ | 31
144979 | H6080X90-SP2/SVC24A-SR-TPC | H6080X90-SP2/SVC24A-SR-TPC |  | H6080X90-SP2 | / | SVC24A-SR-TPC | Fast runner | 0 | Scenario 2 |  | PPK¦SelectPro¦VDI3805¦Internet_EU |  |  | H6080X90-SP2/SVC24A-SR-TPC | Globe valve (partial pressure-balanced) | 2400 kPa | 1000 kPa |  | EU\Inbox\Combinations\Folder..6/..7\ | 31
144980 | H6100X125-SP2+SV24A-SR-TPC | H6100X125-SP2+SV24A-SR-TPC |  | H6100X125-SP2 | + | SV24A-SR-TPC | Standard actuator | 0 | Scenario 2 |  | PPK¦SelectPro¦VDI3805¦Internet_EU |  |  | H6100X125-SP2+SV24A-SR-TPC | Globe valve (partial pressure-balanced) | 1700 kPa | 1000 kPa |  | EU\Inbox\Combinations\Folder..6/..7\ | 31
144981 | H6100X125-SP2/SV24A-SR-TPC | H6100X125-SP2/SV24A-SR-TPC |  | H6100X125-SP2 | / | SV24A-SR-TPC | Standard actuator | 0 | Scenario 2 |  | PPK¦SelectPro¦VDI3805¦Internet_EU |  |  | H6100X125-SP2/SV24A-SR-TPC | Globe valve (partial pressure-balanced) | 1700 kPa | 1000 kPa |  | EU\Inbox\Combinations\Folder..6/..7\ | 31
144982 | H6100X125-SP2+SVC24A-SR-TPC | H6100X125-SP2+SVC24A-SR-TPC |  | H6100X125-SP2 | + | SVC24A-SR-TPC | Fast runner | 0 | Scenario 2 |  | PPK¦SelectPro¦VDI3805¦Internet_EU |  |  | H6100X125-SP2+SVC24A-SR-TPC | Globe valve (partial pressure-balanced) | 1700 kPa | 1000 kPa |  | EU\Inbox\Combinations\Folder..6/..7\ | 31
144983 | H6100X125-SP2/SVC24A-SR-TPC | H6100X125-SP2/SVC24A-SR-TPC |  | H6100X125-SP2 | / | SVC24A-SR-TPC | Fast runner | 0 | Scenario 2 |  | PPK¦SelectPro¦VDI3805¦Internet_EU |  |  | H6100X125-SP2/SVC24A-SR-TPC | Globe valve (partial pressure-balanced) | 1700 kPa | 1000 kPa |  | EU\Inbox\Combinations\Folder..6/..7\ | 31
144984 | H610S+SV24A-SR-TPC | H610S+SV24A-SR-TPC |  | H610S | + | SV24A-SR-TPC | Standard actuator | 0 | Scenario 2 |  | PPK¦SelectPro¦VDI3805¦Internet_EU |  |  | H610S+SV24A-SR-TPC | Globe valve | 1600 kPa | 1000 kPa |  | EU\Inbox\Combinations\Folder..6/..7\ | 31
144985 | H610S/SV24A-SR-TPC | H610S/SV24A-SR-TPC |  | H610S | / | SV24A-SR-TPC | Standard actuator | 0 | Scenario 2 |  | PPK¦SelectPro¦VDI3805¦Internet_EU |  |  | H610S/SV24A-SR-TPC | Globe valve | 1600 kPa | 1000 kPa |  | EU\Inbox\Combinations\Folder..6/..7\ | 31
144986 | H610S+SVC24A-SR-TPC | H610S+SVC24A-SR-TPC |  | H610S | + | SVC24A-SR-TPC | Fast runner | 0 | Scenario 2 |  | PPK¦SelectPro¦VDI3805¦Internet_EU |  |  | H610S+SVC24A-SR-TPC | Globe valve | 1600 kPa | 1000 kPa |  | EU\Inbox\Combinations\Folder..6/..7\ | 31
144987 | H610S/SVC24A-SR-TPC | H610S/SVC24A-SR-TPC |  | H610S | / | SVC24A-SR-TPC | Fast runner | 0 | Scenario 2 |  | PPK¦SelectPro¦VDI3805¦Internet_EU |  |  | H610S/SVC24A-SR-TPC | Globe valve | 1600 kPa | 1000 kPa |  | EU\Inbox\Combinations\Folder..6/..7\ | 31
144988 | H611N+SV24A-SR-TPC | H611N+SV24A-SR-TPC |  | H611N | + | SV24A-SR-TPC | Standard actuator | 0 | Scenario 2 |  | PPK¦SelectPro¦VDI3805¦Internet_EU |  |  | H611N+SV24A-SR-TPC | Globe valve | 1600 kPa | 400 kPa |  | EU\Inbox\Combinations\Folder..6/..7\ | 31
144989 | H611N/SV24A-SR-TPC | H611N/SV24A-SR-TPC |  | H611N | / | SV24A-SR-TPC | Standard actuator | 0 | Scenario 2 |  | PPK¦SelectPro¦VDI3805¦Internet_EU |  |  | H611N/SV24A-SR-TPC | Globe valve | 1600 kPa | 400 kPa |  | EU\Inbox\Combinations\Folder..6/..7\ | 31
144990 | H611N+SVC24A-SR-TPC | H611N+SVC24A-SR-TPC |  | H611N | + | SVC24A-SR-TPC | Fast runner | 0 | Scenario 2 |  | PPK¦SelectPro¦VDI3805¦Internet_EU |  |  | H611N+SVC24A-SR-TPC | Globe valve | 1600 kPa | 400 kPa |  | EU\Inbox\Combinations\Folder..6/..7\ | 31
144991 | H611N/SVC24A-SR-TPC | H611N/SVC24A-SR-TPC |  | H611N | / | SVC24A-SR-TPC | Fast runner | 0 | Scenario 2 |  | PPK¦SelectPro¦VDI3805¦Internet_EU |  |  | H611N/SVC24A-SR-TPC | Globe valve | 1600 kPa | 400 kPa |  | EU\Inbox\Combinations\Folder..6/..7\ | 31
144992 | H611R+SV24A-SR-TPC | H611R+SV24A-SR-TPC |  | H611R | + | SV24A-SR-TPC | Standard actuator | 0 | Scenario 2 |  | PPK¦SelectPro¦VDI3805¦Internet_EU |  |  | H611R+SV24A-SR-TPC | Globe valve | 600 kPa | 400 kPa |  | EU\Inbox\Combinations\Folder..6/..7\ | 31
144993 | H611R/SV24A-SR-TPC | H611R/SV24A-SR-TPC |  | H611R | / | SV24A-SR-TPC | Standard actuator | 0 | Scenario 2 |  | PPK¦SelectPro¦VDI3805¦Internet_EU |  |  | H611R/SV24A-SR-TPC | Globe valve | 600 kPa | 400 kPa |  | EU\Inbox\Combinations\Folder..6/..7\ | 31
144994 | H611R+SVC24A-SR-TPC | H611R+SVC24A-SR-TPC |  | H611R | + | SVC24A-SR-TPC | Fast runner | 0 | Scenario 2 |  | PPK¦SelectPro¦VDI3805¦Internet_EU |  |  | H611R+SVC24A-SR-TPC | Globe valve | 600 kPa | 400 kPa |  | EU\Inbox\Combinations\Folder..6/..7\ | 31
144995 | H611R/SVC24A-SR-TPC | H611R/SVC24A-SR-TPC |  | H611R | / | SVC24A-SR-TPC | Fast runner | 0 | Scenario 2 |  | PPK¦SelectPro¦VDI3805¦Internet_EU |  |  | H611R/SVC24A-SR-TPC | Globe valve | 600 kPa | 400 kPa |  | EU\Inbox\Combinations\Folder..6/..7\ | 31
144996 | H611S+SV24A-SR-TPC | H611S+SV24A-SR-TPC |  | H611S | + | SV24A-SR-TPC | Standard actuator | 0 | Scenario 2 |  | PPK¦SelectPro¦VDI3805¦Internet_EU |  |  | H611S+SV24A-SR-TPC | Globe valve | 1600 kPa | 1000 kPa |  | EU\Inbox\Combinations\Folder..6/..7\ | 31
144997 | H611S/SV24A-SR-TPC | H611S/SV24A-SR-TPC |  | H611S | / | SV24A-SR-TPC | Standard actuator | 0 | Scenario 2 |  | PPK¦SelectPro¦VDI3805¦Internet_EU |  |  | H611S/SV24A-SR-TPC | Globe valve | 1600 kPa | 1000 kPa |  | EU\Inbox\Combinations\Folder..6/..7\ | 31
144998 | H611S+SVC24A-SR-TPC | H611S+SVC24A-SR-TPC |  | H611S | + | SVC24A-SR-TPC | Fast runner | 0 | Scenario 2 |  | PPK¦SelectPro¦VDI3805¦Internet_EU |  |  | H611S+SVC24A-SR-TPC | Globe valve | 1600 kPa | 1000 kPa |  | EU\Inbox\Combinations\Folder..6/..7\ | 31
144999 | H611S/SVC24A-SR-TPC | H611S/SVC24A-SR-TPC |  | H611S | / | SVC24A-SR-TPC | Fast runner | 0 | Scenario 2 |  | PPK¦SelectPro¦VDI3805¦Internet_EU |  |  | H611S/SVC24A-SR-TPC | Globe valve | 1600 kPa | 1000 kPa |  | EU\Inbox\Combinations\Folder..6/..7\ | 31
145000 | H612N+SV24A-SR-TPC | H612N+SV24A-SR-TPC |  | H612N | + | SV24A-SR-TPC | Standard actuator | 0 | Scenario 2 |  | PPK¦SelectPro¦VDI3805¦Internet_EU |  |  | H612N+SV24A-SR-TPC | Globe valve | 1600 kPa | 400 kPa |  | EU\Inbox\Combinations\Folder..6/..7\ | 31
145001 | H612N/SV24A-SR-TPC | H612N/SV24A-SR-TPC |  | H612N | / | SV24A-SR-TPC | Standard actuator | 0 | Scenario 2 |  | PPK¦SelectPro¦VDI3805¦Internet_EU |  |  | H612N/SV24A-SR-TPC | Globe valve | 1600 kPa | 400 kPa |  | EU\Inbox\Combinations\Folder..6/..7\ | 31
145002 | H612N+SVC24A-SR-TPC | H612N+SVC24A-SR-TPC |  | H612N | + | SVC24A-SR-TPC | Fast runner | 0 | Scenario 2 |  | PPK¦SelectPro¦VDI3805¦Internet_EU |  |  | H612N+SVC24A-SR-TPC | Globe valve | 1600 kPa | 400 kPa |  | EU\Inbox\Combinations\Folder..6/..7\ | 31
145003 | H612N/SVC24A-SR-TPC | H612N/SVC24A-SR-TPC |  | H612N | / | SVC24A-SR-TPC | Fast runner | 0 | Scenario 2 |  | PPK¦SelectPro¦VDI3805¦Internet_EU |  |  | H612N/SVC24A-SR-TPC | Globe valve | 1600 kPa | 400 kPa |  | EU\Inbox\Combinations\Folder..6/..7\ | 31
145004 | H612R+SV24A-SR-TPC | H612R+SV24A-SR-TPC |  | H612R | + | SV24A-SR-TPC | Standard actuator | 0 | Scenario 2 |  | PPK¦SelectPro¦VDI3805¦Internet_EU |  |  | H612R+SV24A-SR-TPC | Globe valve | 600 kPa | 400 kPa |  | EU\Inbox\Combinations\Folder..6/..7\ | 31
145005 | H612R/SV24A-SR-TPC | H612R/SV24A-SR-TPC |  | H612R | / | SV24A-SR-TPC | Standard actuator | 0 | Scenario 2 |  | PPK¦SelectPro¦VDI3805¦Internet_EU |  |  | H612R/SV24A-SR-TPC | Globe valve | 600 kPa | 400 kPa |  | EU\Inbox\Combinations\Folder..6/..7\ | 31
145006 | H612R+SVC24A-SR-TPC | H612R+SVC24A-SR-TPC |  | H612R | + | SVC24A-SR-TPC | Fast runner | 0 | Scenario 2 |  | PPK¦SelectPro¦VDI3805¦Internet_EU |  |  | H612R+SVC24A-SR-TPC | Globe valve | 600 kPa | 400 kPa |  | EU\Inbox\Combinations\Folder..6/..7\ | 31
145007 | H612R/SVC24A-SR-TPC | H612R/SVC24A-SR-TPC |  | H612R | / | SVC24A-SR-TPC | Fast runner | 0 | Scenario 2 |  | PPK¦SelectPro¦VDI3805¦Internet_EU |  |  | H612R/SVC24A-SR-TPC | Globe valve | 600 kPa | 400 kPa |  | EU\Inbox\Combinations\Folder..6/..7\ | 31
145008 | H612S+SV24A-SR-TPC | H612S+SV24A-SR-TPC |  | H612S | + | SV24A-SR-TPC | Standard actuator | 0 | Scenario 2 |  | PPK¦SelectPro¦VDI3805¦Internet_EU |  |  | H612S+SV24A-SR-TPC | Globe valve | 1600 kPa | 1000 kPa |  | EU\Inbox\Combinations\Folder..6/..7\ | 31
145009 | H612S/SV24A-SR-TPC | H612S/SV24A-SR-TPC |  | H612S | / | SV24A-SR-TPC | Standard actuator | 0 | Scenario 2 |  | PPK¦SelectPro¦VDI3805¦Internet_EU |  |  | H612S/SV24A-SR-TPC | Globe valve | 1600 kPa | 1000 kPa |  | EU\Inbox\Combinations\Folder..6/..7\ | 31
145010 | H612S+SVC24A-SR-TPC | H612S+SVC24A-SR-TPC |  | H612S | + | SVC24A-SR-TPC | Fast runner | 0 | Scenario 2 |  | PPK¦SelectPro¦VDI3805¦Internet_EU |  |  | H612S+SVC24A-SR-TPC | Globe valve | 1600 kPa | 1000 kPa |  | EU\Inbox\Combinations\Folder..6/..7\ | 31
145011 | H612S/SVC24A-SR-TPC | H612S/SVC24A-SR-TPC |  | H612S | / | SVC24A-SR-TPC | Fast runner | 0 | Scenario 2 |  | PPK¦SelectPro¦VDI3805¦Internet_EU |  |  | H612S/SVC24A-SR-TPC | Globe valve | 1600 kPa | 1000 kPa |  | EU\Inbox\Combinations\Folder..6/..7\ | 31
145012 | H613N+SV24A-SR-TPC | H613N+SV24A-SR-TPC |  | H613N | + | SV24A-SR-TPC | Standard actuator | 0 | Scenario 2 |  | PPK¦SelectPro¦VDI3805¦Internet_EU |  |  | H613N+SV24A-SR-TPC | Globe valve | 1600 kPa | 400 kPa |  | EU\Inbox\Combinations\Folder..6/..7\ | 31
145013 | H613N/SV24A-SR-TPC | H613N/SV24A-SR-TPC |  | H613N | / | SV24A-SR-TPC | Standard actuator | 0 | Scenario 2 |  | PPK¦SelectPro¦VDI3805¦Internet_EU |  |  | H613N/SV24A-SR-TPC | Globe valve | 1600 kPa | 400 kPa |  | EU\Inbox\Combinations\Folder..6/..7\ | 31
145014 | H613N+SVC24A-SR-TPC | H613N+SVC24A-SR-TPC |  | H613N | + | SVC24A-SR-TPC | Fast runner | 0 | Scenario 2 |  | PPK¦SelectPro¦VDI3805¦Internet_EU |  |  | H613N+SVC24A-SR-TPC | Globe valve | 1600 kPa | 400 kPa |  | EU\Inbox\Combinations\Folder..6/..7\ | 31
145015 | H613N/SVC24A-SR-TPC | H613N/SVC24A-SR-TPC |  | H613N | / | SVC24A-SR-TPC | Fast runner | 0 | Scenario 2 |  | PPK¦SelectPro¦VDI3805¦Internet_EU |  |  | H613N/SVC24A-SR-TPC | Globe valve | 1600 kPa | 400 kPa |  | EU\Inbox\Combinations\Folder..6/..7\ | 31
145016 | H613R+SV24A-SR-TPC | H613R+SV24A-SR-TPC |  | H613R | + | SV24A-SR-TPC | Standard actuator | 0 | Scenario 2 |  | PPK¦SelectPro¦VDI3805¦Internet_EU |  |  | H613R+SV24A-SR-TPC | Globe valve | 600 kPa | 400 kPa |  | EU\Inbox\Combinations\Folder..6/..7\ | 31
145017 | H613R/SV24A-SR-TPC | H613R/SV24A-SR-TPC |  | H613R | / | SV24A-SR-TPC | Standard actuator | 0 | Scenario 2 |  | PPK¦SelectPro¦VDI3805¦Internet_EU |  |  | H613R/SV24A-SR-TPC | Globe valve | 600 kPa | 400 kPa |  | EU\Inbox\Combinations\Folder..6/..7\ | 31
145018 | H613R+SVC24A-SR-TPC | H613R+SVC24A-SR-TPC |  | H613R | + | SVC24A-SR-TPC | Fast runner | 0 | Scenario 2 |  | PPK¦SelectPro¦VDI3805¦Internet_EU |  |  | H613R+SVC24A-SR-TPC | Globe valve | 600 kPa | 400 kPa |  | EU\Inbox\Combinations\Folder..6/..7\ | 31
145019 | H613R/SVC24A-SR-TPC | H613R/SVC24A-SR-TPC |  | H613R | / | SVC24A-SR-TPC | Fast runner | 0 | Scenario 2 |  | PPK¦SelectPro¦VDI3805¦Internet_EU |  |  | H613R/SVC24A-SR-TPC | Globe valve | 600 kPa | 400 kPa |  | EU\Inbox\Combinations\Folder..6/..7\ | 31
145020 | H613S+SV24A-SR-TPC | H613S+SV24A-SR-TPC |  | H613S | + | SV24A-SR-TPC | Standard actuator | 0 | Scenario 2 |  | PPK¦SelectPro¦VDI3805¦Internet_EU |  |  | H613S+SV24A-SR-TPC | Globe valve | 1600 kPa | 1000 kPa |  | EU\Inbox\Combinations\Folder..6/..7\ | 31
145021 | H613S/SV24A-SR-TPC | H613S/SV24A-SR-TPC |  | H613S | / | SV24A-SR-TPC | Standard actuator | 0 | Scenario 2 |  | PPK¦SelectPro¦VDI3805¦Internet_EU |  |  | H613S/SV24A-SR-TPC | Globe valve | 1600 kPa | 1000 kPa |  | EU\Inbox\Combinations\Folder..6/..7\ | 31
145022 | H613S+SVC24A-SR-TPC | H613S+SVC24A-SR-TPC |  | H613S | + | SVC24A-SR-TPC | Fast runner | 0 | Scenario 2 |  | PPK¦SelectPro¦VDI3805¦Internet_EU |  |  | H613S+SVC24A-SR-TPC | Globe valve | 1600 kPa | 1000 kPa |  | EU\Inbox\Combinations\Folder..6/..7\ | 31
145023 | H613S/SVC24A-SR-TPC | H613S/SVC24A-SR-TPC |  | H613S | / | SVC24A-SR-TPC | Fast runner | 0 | Scenario 2 |  | PPK¦SelectPro¦VDI3805¦Internet_EU |  |  | H613S/SVC24A-SR-TPC | Globe valve | 1600 kPa | 1000 kPa |  | EU\Inbox\Combinations\Folder..6/..7\ | 31
145024 | H614N+SV24A-SR-TPC | H614N+SV24A-SR-TPC |  | H614N | + | SV24A-SR-TPC | Standard actuator | 0 | Scenario 2 |  | PPK¦SelectPro¦VDI3805¦Internet_EU |  |  | H614N+SV24A-SR-TPC | Globe valve | 1600 kPa | 400 kPa |  | EU\Inbox\Combinations\Folder..6/..7\ | 31
145025 | H614N/SV24A-SR-TPC | H614N/SV24A-SR-TPC |  | H614N | / | SV24A-SR-TPC | Standard actuator | 0 | Scenario 2 |  | PPK¦SelectPro¦VDI3805¦Internet_EU |  |  | H614N/SV24A-SR-TPC | Globe valve | 1600 kPa | 400 kPa |  | EU\Inbox\Combinations\Folder..6/..7\ | 31
145026 | H614N+SVC24A-SR-TPC | H614N+SVC24A-SR-TPC |  | H614N | + | SVC24A-SR-TPC | Fast runner | 0 | Scenario 2 |  | PPK¦SelectPro¦VDI3805¦Internet_EU |  |  | H614N+SVC24A-SR-TPC | Globe valve | 1600 kPa | 400 kPa |  | EU\Inbox\Combinations\Folder..6/..7\ | 31
145027 | H614N/SVC24A-SR-TPC | H614N/SVC24A-SR-TPC |  | H614N | / | SVC24A-SR-TPC | Fast runner | 0 | Scenario 2 |  | PPK¦SelectPro¦VDI3805¦Internet_EU |  |  | H614N/SVC24A-SR-TPC | Globe valve | 1600 kPa | 400 kPa |  | EU\Inbox\Combinations\Folder..6/..7\ | 31
145028 | H614R+SV24A-SR-TPC | H614R+SV24A-SR-TPC |  | H614R | + | SV24A-SR-TPC | Standard actuator | 0 | Scenario 2 |  | PPK¦SelectPro¦VDI3805¦Internet_EU |  |  | H614R+SV24A-SR-TPC | Globe valve | 600 kPa | 400 kPa |  | EU\Inbox\Combinations\Folder..6/..7\ | 31
145029 | H614R/SV24A-SR-TPC | H614R/SV24A-SR-TPC |  | H614R | / | SV24A-SR-TPC | Standard actuator | 0 | Scenario 2 |  | PPK¦SelectPro¦VDI3805¦Internet_EU |  |  | H614R/SV24A-SR-TPC | Globe valve | 600 kPa | 400 kPa |  | EU\Inbox\Combinations\Folder..6/..7\ | 31
145030 | H614R+SVC24A-SR-TPC | H614R+SVC24A-SR-TPC |  | H614R | + | SVC24A-SR-TPC | Fast runner | 0 | Scenario 2 |  | PPK¦SelectPro¦VDI3805¦Internet_EU |  |  | H614R+SVC24A-SR-TPC | Globe valve | 600 kPa | 400 kPa |  | EU\Inbox\Combinations\Folder..6/..7\ | 31
145031 | H614R/SVC24A-SR-TPC | H614R/SVC24A-SR-TPC |  | H614R | / | SVC24A-SR-TPC | Fast runner | 0 | Scenario 2 |  | PPK¦SelectPro¦VDI3805¦Internet_EU |  |  | H614R/SVC24A-SR-TPC | Globe valve | 600 kPa | 400 kPa |  | EU\Inbox\Combinations\Folder..6/..7\ | 31
145032 | H614S+SV24A-SR-TPC | H614S+SV24A-SR-TPC |  | H614S | + | SV24A-SR-TPC | Standard actuator | 0 | Scenario 2 |  | PPK¦SelectPro¦VDI3805¦Internet_EU |  |  | H614S+SV24A-SR-TPC | Globe valve | 1600 kPa | 1000 kPa |  | EU\Inbox\Combinations\Folder..6/..7\ | 31
145033 | H614S/SV24A-SR-TPC | H614S/SV24A-SR-TPC |  | H614S | / | SV24A-SR-TPC | Standard actuator | 0 | Scenario 2 |  | PPK¦SelectPro¦VDI3805¦Internet_EU |  |  | H614S/SV24A-SR-TPC | Globe valve | 1600 kPa | 1000 kPa |  | EU\Inbox\Combinations\Folder..6/..7\ | 31
145034 | H614S+SVC24A-SR-TPC | H614S+SVC24A-SR-TPC |  | H614S | + | SVC24A-SR-TPC | Fast runner | 0 | Scenario 2 |  | PPK¦SelectPro¦VDI3805¦Internet_EU |  |  | H614S+SVC24A-SR-TPC | Globe valve | 1600 kPa | 1000 kPa |  | EU\Inbox\Combinations\Folder..6/..7\ | 31
145035 | H614S/SVC24A-SR-TPC | H614S/SVC24A-SR-TPC |  | H614S | / | SVC24A-SR-TPC | Fast runner | 0 | Scenario 2 |  | PPK¦SelectPro¦VDI3805¦Internet_EU |  |  | H614S/SVC24A-SR-TPC | Globe valve | 1600 kPa | 1000 kPa |  | EU\Inbox\Combinations\Folder..6/..7\ | 31
145036 | H615N+SV24A-SR-TPC | H615N+SV24A-SR-TPC |  | H615N | + | SV24A-SR-TPC | Standard actuator | 0 | Scenario 2 |  | PPK¦SelectPro¦VDI3805¦Internet_EU |  |  | H615N+SV24A-SR-TPC | Globe valve | 1600 kPa | 400 kPa |  | EU\Inbox\Combinations\Folder..6/..7\ | 31
145037 | H615N/SV24A-SR-TPC | H615N/SV24A-SR-TPC |  | H615N | / | SV24A-SR-TPC | Standard actuator | 0 | Scenario 2 |  | PPK¦SelectPro¦VDI3805¦Internet_EU |  |  | H615N/SV24A-SR-TPC | Globe valve | 1600 kPa | 400 kPa |  | EU\Inbox\Combinations\Folder..6/..7\ | 31
145038 | H615N+SVC24A-SR-TPC | H615N+SVC24A-SR-TPC |  | H615N | + | SVC24A-SR-TPC | Fast runner | 0 | Scenario 2 |  | PPK¦SelectPro¦VDI3805¦Internet_EU |  |  | H615N+SVC24A-SR-TPC | Globe valve | 1600 kPa | 400 kPa |  | EU\Inbox\Combinations\Folder..6/..7\ | 31
145039 | H615N/SVC24A-SR-TPC | H615N/SVC24A-SR-TPC |  | H615N | / | SVC24A-SR-TPC | Fast runner | 0 | Scenario 2 |  | PPK¦SelectPro¦VDI3805¦Internet_EU |  |  | H615N/SVC24A-SR-TPC | Globe valve | 1600 kPa | 400 kPa |  | EU\Inbox\Combinations\Folder..6/..7\ | 31
145040 | H615R+SV24A-SR-TPC | H615R+SV24A-SR-TPC |  | H615R | + | SV24A-SR-TPC | Standard actuator | 0 | Scenario 2 |  | PPK¦SelectPro¦VDI3805¦Internet_EU |  |  | H615R+SV24A-SR-TPC | Globe valve | 600 kPa | 400 kPa |  | EU\Inbox\Combinations\Folder..6/..7\ | 31
145041 | H615R/SV24A-SR-TPC | H615R/SV24A-SR-TPC |  | H615R | / | SV24A-SR-TPC | Standard actuator | 0 | Scenario 2 |  | PPK¦SelectPro¦VDI3805¦Internet_EU |  |  | H615R/SV24A-SR-TPC | Globe valve | 600 kPa | 400 kPa |  | EU\Inbox\Combinations\Folder..6/..7\ | 31
145042 | H615R+SVC24A-SR-TPC | H615R+SVC24A-SR-TPC |  | H615R | + | SVC24A-SR-TPC | Fast runner | 0 | Scenario 2 |  | PPK¦SelectPro¦VDI3805¦Internet_EU |  |  | H615R+SVC24A-SR-TPC | Globe valve | 600 kPa | 400 kPa |  | EU\Inbox\Combinations\Folder..6/..7\ | 31
145043 | H615R/SVC24A-SR-TPC | H615R/SVC24A-SR-TPC |  | H615R | / | SVC24A-SR-TPC | Fast runner | 0 | Scenario 2 |  | PPK¦SelectPro¦VDI3805¦Internet_EU |  |  | H615R/SVC24A-SR-TPC | Globe valve | 600 kPa | 400 kPa |  | EU\Inbox\Combinations\Folder..6/..7\ | 31
145044 | H615S+SV24A-SR-TPC | H615S+SV24A-SR-TPC |  | H615S | + | SV24A-SR-TPC | Standard actuator | 0 | Scenario 2 |  | PPK¦SelectPro¦VDI3805¦Internet_EU |  |  | H615S+SV24A-SR-TPC | Globe valve | 1600 kPa | 1000 kPa |  | EU\Inbox\Combinations\Folder..6/..7\ | 31
145045 | H615S/SV24A-SR-TPC | H615S/SV24A-SR-TPC |  | H615S | / | SV24A-SR-TPC | Standard actuator | 0 | Scenario 2 |  | PPK¦SelectPro¦VDI3805¦Internet_EU |  |  | H615S/SV24A-SR-TPC | Globe valve | 1600 kPa | 1000 kPa |  | EU\Inbox\Combinations\Folder..6/..7\ | 31
145046 | H615S+SVC24A-SR-TPC | H615S+SVC24A-SR-TPC |  | H615S | + | SVC24A-SR-TPC | Fast runner | 0 | Scenario 2 |  | PPK¦SelectPro¦VDI3805¦Internet_EU |  |  | H615S+SVC24A-SR-TPC | Globe valve | 1600 kPa | 1000 kPa |  | EU\Inbox\Combinations\Folder..6/..7\ | 31
145047 | H615S/SVC24A-SR-TPC | H615S/SVC24A-SR-TPC |  | H615S | / | SVC24A-SR-TPC | Fast runner | 0 | Scenario 2 |  | PPK¦SelectPro¦VDI3805¦Internet_EU |  |  | H615S/SVC24A-SR-TPC | Globe valve | 1600 kPa | 1000 kPa |  | EU\Inbox\Combinations\Folder..6/..7\ | 31
145048 | H619S+SV24A-SR-TPC | H619S+SV24A-SR-TPC |  | H619S | + | SV24A-SR-TPC | Standard actuator | 0 | Scenario 2 |  | PPK¦SelectPro¦VDI3805¦Internet_EU |  |  | H619S+SV24A-SR-TPC | Globe valve | 1600 kPa | 1000 kPa |  | EU\Inbox\Combinations\Folder..6/..7\ | 31
145049 | H619S/SV24A-SR-TPC | H619S/SV24A-SR-TPC |  | H619S | / | SV24A-SR-TPC | Standard actuator | 0 | Scenario 2 |  | PPK¦SelectPro¦VDI3805¦Internet_EU |  |  | H619S/SV24A-SR-TPC | Globe valve | 1600 kPa | 1000 kPa |  | EU\Inbox\Combinations\Folder..6/..7\ | 31
145050 | H619S+SVC24A-SR-TPC | H619S+SVC24A-SR-TPC |  | H619S | + | SVC24A-SR-TPC | Fast runner | 0 | Scenario 2 |  | PPK¦SelectPro¦VDI3805¦Internet_EU |  |  | H619S+SVC24A-SR-TPC | Globe valve | 1600 kPa | 1000 kPa |  | EU\Inbox\Combinations\Folder..6/..7\ | 31
145051 | H619S/SVC24A-SR-TPC | H619S/SVC24A-SR-TPC |  | H619S | / | SVC24A-SR-TPC | Fast runner | 0 | Scenario 2 |  | PPK¦SelectPro¦VDI3805¦Internet_EU |  |  | H619S/SVC24A-SR-TPC | Globe valve | 1600 kPa | 1000 kPa |  | EU\Inbox\Combinations\Folder..6/..7\ | 31
145052 | H620N+SV24A-SR-TPC | H620N+SV24A-SR-TPC |  | H620N | + | SV24A-SR-TPC | Standard actuator | 0 | Scenario 2 |  | PPK¦SelectPro¦VDI3805¦Internet_EU |  |  | H620N+SV24A-SR-TPC | Globe valve | 1600 kPa | 400 kPa |  | EU\Inbox\Combinations\Folder..6/..7\ | 31
145053 | H620N/SV24A-SR-TPC | H620N/SV24A-SR-TPC |  | H620N | / | SV24A-SR-TPC | Standard actuator | 0 | Scenario 2 |  | PPK¦SelectPro¦VDI3805¦Internet_EU |  |  | H620N/SV24A-SR-TPC | Globe valve | 1600 kPa | 400 kPa |  | EU\Inbox\Combinations\Folder..6/..7\ | 31
145054 | H620N+SVC24A-SR-TPC | H620N+SVC24A-SR-TPC |  | H620N | + | SVC24A-SR-TPC | Fast runner | 0 | Scenario 2 |  | PPK¦SelectPro¦VDI3805¦Internet_EU |  |  | H620N+SVC24A-SR-TPC | Globe valve | 1600 kPa | 400 kPa |  | EU\Inbox\Combinations\Folder..6/..7\ | 31
145055 | H620N/SVC24A-SR-TPC | H620N/SVC24A-SR-TPC |  | H620N | / | SVC24A-SR-TPC | Fast runner | 0 | Scenario 2 |  | PPK¦SelectPro¦VDI3805¦Internet_EU |  |  | H620N/SVC24A-SR-TPC | Globe valve | 1600 kPa | 400 kPa |  | EU\Inbox\Combinations\Folder..6/..7\ | 31
145056 | H620R+SV24A-SR-TPC | H620R+SV24A-SR-TPC |  | H620R | + | SV24A-SR-TPC | Standard actuator | 0 | Scenario 2 |  | PPK¦SelectPro¦VDI3805¦Internet_EU |  |  | H620R+SV24A-SR-TPC | Globe valve | 600 kPa | 400 kPa |  | EU\Inbox\Combinations\Folder..6/..7\ | 31
145057 | H620R/SV24A-SR-TPC | H620R/SV24A-SR-TPC |  | H620R | / | SV24A-SR-TPC | Standard actuator | 0 | Scenario 2 |  | PPK¦SelectPro¦VDI3805¦Internet_EU |  |  | H620R/SV24A-SR-TPC | Globe valve | 600 kPa | 400 kPa |  | EU\Inbox\Combinations\Folder..6/..7\ | 31
145058 | H620R+SVC24A-SR-TPC | H620R+SVC24A-SR-TPC |  | H620R | + | SVC24A-SR-TPC | Fast runner | 0 | Scenario 2 |  | PPK¦SelectPro¦VDI3805¦Internet_EU |  |  | H620R+SVC24A-SR-TPC | Globe valve |  |  |  | EU\Inbox\Combinations\Folder..6/..7\ | 30
145059 | H620R/SVC24A-SR-TPC | H620R/SVC24A-SR-TPC |  | H620R | / | SVC24A-SR-TPC | Fast runner | 0 | Scenario 2 |  | PPK¦SelectPro¦VDI3805¦Internet_EU |  |  | H620R/SVC24A-SR-TPC | Globe valve | 600 kPa | 400 kPa |  | EU\Inbox\Combinations\Folder..6/..7\ | 31
145060 | H620S+SV24A-SR-TPC | H620S+SV24A-SR-TPC |  | H620S | + | SV24A-SR-TPC | Standard actuator | 0 | Scenario 2 |  | PPK¦SelectPro¦VDI3805¦Internet_EU |  |  | H620S+SV24A-SR-TPC | Globe valve | 1600 kPa | 1000 kPa |  | EU\Inbox\Combinations\Folder..6/..7\ | 31
145061 | H620S/SV24A-SR-TPC | H620S/SV24A-SR-TPC |  | H620S | / | SV24A-SR-TPC | Standard actuator | 0 | Scenario 2 |  | PPK¦SelectPro¦VDI3805¦Internet_EU |  |  | H620S/SV24A-SR-TPC | Globe valve | 1600 kPa | 1000 kPa |  | EU\Inbox\Combinations\Folder..6/..7\ | 31
145062 | H620S+SVC24A-SR-TPC | H620S+SVC24A-SR-TPC |  | H620S | + | SVC24A-SR-TPC | Fast runner | 0 | Scenario 2 |  | PPK¦SelectPro¦VDI3805¦Internet_EU |  |  | H620S+SVC24A-SR-TPC | Globe valve | 1600 kPa | 1000 kPa |  | EU\Inbox\Combinations\Folder..6/..7\ | 31
145063 | H620S/SVC24A-SR-TPC | H620S/SVC24A-SR-TPC |  | H620S | / | SVC24A-SR-TPC | Fast runner | 0 | Scenario 2 |  | PPK¦SelectPro¦VDI3805¦Internet_EU |  |  | H620S/SVC24A-SR-TPC | Globe valve | 1600 kPa | 1000 kPa |  | EU\Inbox\Combinations\Folder..6/..7\ | 31
145064 | H624S+SV24A-SR-TPC | H624S+SV24A-SR-TPC |  | H624S | + | SV24A-SR-TPC | Standard actuator | 0 | Scenario 2 |  | PPK¦SelectPro¦VDI3805¦Internet_EU |  |  | H624S+SV24A-SR-TPC | Globe valve | 1600 kPa | 1000 kPa |  | EU\Inbox\Combinations\Folder..6/..7\ | 32
145065 | H624S/SV24A-SR-TPC | H624S/SV24A-SR-TPC |  | H624S | / | SV24A-SR-TPC | Standard actuator | 0 | Scenario 2 |  | PPK¦SelectPro¦VDI3805¦Internet_EU |  |  | H624S/SV24A-SR-TPC | Globe valve | 1600 kPa | 1000 kPa |  | EU\Inbox\Combinations\Folder..6/..7\ | 32
145066 | H624S+SVC24A-SR-TPC | H624S+SVC24A-SR-TPC |  | H624S | + | SVC24A-SR-TPC | Fast runner | 0 | Scenario 2 |  | PPK¦SelectPro¦VDI3805¦Internet_EU |  |  | H624S+SVC24A-SR-TPC | Globe valve | 1600 kPa | 1000 kPa |  | EU\Inbox\Combinations\Folder..6/..7\ | 31
145067 | H624S/SVC24A-SR-TPC | H624S/SVC24A-SR-TPC |  | H624S | / | SVC24A-SR-TPC | Fast runner | 0 | Scenario 2 |  | PPK¦SelectPro¦VDI3805¦Internet_EU |  |  | H624S/SVC24A-SR-TPC | Globe valve | 1600 kPa | 1000 kPa |  | EU\Inbox\Combinations\Folder..6/..7\ | 31
145068 | H625N+SV24A-SR-TPC | H625N+SV24A-SR-TPC |  | H625N | + | SV24A-SR-TPC | Standard actuator | 0 | Scenario 2 |  | PPK¦SelectPro¦VDI3805¦Internet_EU |  |  | H625N+SV24A-SR-TPC | Globe valve | 1600 kPa | 400 kPa |  | EU\Inbox\Combinations\Folder..6/..7\ | 31
145069 | H625N/SV24A-SR-TPC | H625N/SV24A-SR-TPC |  | H625N | / | SV24A-SR-TPC | Standard actuator | 0 | Scenario 2 |  | PPK¦SelectPro¦VDI3805¦Internet_EU |  |  | H625N/SV24A-SR-TPC | Globe valve | 1600 kPa | 400 kPa |  | EU\Inbox\Combinations\Folder..6/..7\ | 31
145070 | H625N+SVC24A-SR-TPC | H625N+SVC24A-SR-TPC |  | H625N | + | SVC24A-SR-TPC | Fast runner | 0 | Scenario 2 |  | PPK¦SelectPro¦VDI3805¦Internet_EU |  |  | H625N+SVC24A-SR-TPC | Globe valve | 1600 kPa | 400 kPa |  | EU\Inbox\Combinations\Folder..6/..7\ | 31
145071 | H625N/SVC24A-SR-TPC | H625N/SVC24A-SR-TPC |  | H625N | / | SVC24A-SR-TPC | Fast runner | 0 | Scenario 2 |  | PPK¦SelectPro¦VDI3805¦Internet_EU |  |  | H625N/SVC24A-SR-TPC | Globe valve | 1600 kPa | 400 kPa |  | EU\Inbox\Combinations\Folder..6/..7\ | 31
145072 | H625R+SV24A-SR-TPC | H625R+SV24A-SR-TPC |  | H625R | + | SV24A-SR-TPC | Standard actuator | 0 | Scenario 2 |  | PPK¦SelectPro¦VDI3805¦Internet_EU |  |  | H625R+SV24A-SR-TPC | Globe valve | 600 kPa | 400 kPa |  | EU\Inbox\Combinations\Folder..6/..7\ | 31
145073 | H625R/SV24A-SR-TPC | H625R/SV24A-SR-TPC |  | H625R | / | SV24A-SR-TPC | Standard actuator | 0 | Scenario 2 |  | PPK¦SelectPro¦VDI3805¦Internet_EU |  |  | H625R/SV24A-SR-TPC | Globe valve | 600 kPa | 400 kPa |  | EU\Inbox\Combinations\Folder..6/..7\ | 31
145074 | H625R+SVC24A-SR-TPC | H625R+SVC24A-SR-TPC |  | H625R | + | SVC24A-SR-TPC | Fast runner | 0 | Scenario 2 |  | PPK¦SelectPro¦VDI3805¦Internet_EU |  |  | H625R+SVC24A-SR-TPC | Globe valve |  |  |  | EU\Inbox\Combinations\Folder..6/..7\ | 30
145075 | H625R/SVC24A-SR-TPC | H625R/SVC24A-SR-TPC |  | H625R | / | SVC24A-SR-TPC | Fast runner | 0 | Scenario 2 |  | PPK¦SelectPro¦VDI3805¦Internet_EU |  |  | H625R/SVC24A-SR-TPC | Globe valve | 600 kPa | 400 kPa |  | EU\Inbox\Combinations\Folder..6/..7\ | 31
145076 | H625S+SV24A-SR-TPC | H625S+SV24A-SR-TPC |  | H625S | + | SV24A-SR-TPC | Standard actuator | 0 | Scenario 2 |  | PPK¦SelectPro¦VDI3805¦Internet_EU |  |  | H625S+SV24A-SR-TPC | Globe valve | 1600 kPa | 1000 kPa |  | EU\Inbox\Combinations\Folder..6/..7\ | 31
145077 | H625S/SV24A-SR-TPC | H625S/SV24A-SR-TPC |  | H625S | / | SV24A-SR-TPC | Standard actuator | 0 | Scenario 2 |  | PPK¦SelectPro¦VDI3805¦Internet_EU |  |  | H625S/SV24A-SR-TPC | Globe valve | 1600 kPa | 1000 kPa |  | EU\Inbox\Combinations\Folder..6/..7\ | 31
145078 | H625S+SVC24A-SR-TPC | H625S+SVC24A-SR-TPC |  | H625S | + | SVC24A-SR-TPC | Fast runner | 0 | Scenario 2 |  | PPK¦SelectPro¦VDI3805¦Internet_EU |  |  | H625S+SVC24A-SR-TPC | Globe valve | 1600 kPa | 1000 kPa |  | EU\Inbox\Combinations\Folder..6/..7\ | 31
145079 | H625S/SVC24A-SR-TPC | H625S/SVC24A-SR-TPC |  | H625S | / | SVC24A-SR-TPC | Fast runner | 0 | Scenario 2 |  | PPK¦SelectPro¦VDI3805¦Internet_EU |  |  | H625S/SVC24A-SR-TPC | Globe valve | 1600 kPa | 1000 kPa |  | EU\Inbox\Combinations\Folder..6/..7\ | 31
145080 | H632N+SV24A-SR-TPC | H632N+SV24A-SR-TPC |  | H632N | + | SV24A-SR-TPC | Standard actuator | 0 | Scenario 2 |  | PPK¦SelectPro¦VDI3805¦Internet_EU |  |  | H632N+SV24A-SR-TPC | Globe valve | 1600 kPa | 400 kPa |  | EU\Inbox\Combinations\Folder..6/..7\ | 31
145081 | H632N/SV24A-SR-TPC | H632N/SV24A-SR-TPC |  | H632N | / | SV24A-SR-TPC | Standard actuator | 0 | Scenario 2 |  | PPK¦SelectPro¦VDI3805¦Internet_EU |  |  | H632N/SV24A-SR-TPC | Globe valve | 1600 kPa | 400 kPa |  | EU\Inbox\Combinations\Folder..6/..7\ | 31
145082 | H632N+SVC24A-SR-TPC | H632N+SVC24A-SR-TPC |  | H632N | + | SVC24A-SR-TPC | Fast runner | 0 | Scenario 2 |  | PPK¦SelectPro¦VDI3805¦Internet_EU |  |  | H632N+SVC24A-SR-TPC | Globe valve | 1600 kPa | 400 kPa |  | EU\Inbox\Combinations\Folder..6/..7\ | 31
145083 | H632N/SVC24A-SR-TPC | H632N/SVC24A-SR-TPC |  | H632N | / | SVC24A-SR-TPC | Fast runner | 0 | Scenario 2 |  | PPK¦SelectPro¦VDI3805¦Internet_EU |  |  | H632N/SVC24A-SR-TPC | Globe valve | 1600 kPa | 400 kPa |  | EU\Inbox\Combinations\Folder..6/..7\ | 31
145084 | H632R+SV24A-SR-TPC | H632R+SV24A-SR-TPC |  | H632R | + | SV24A-SR-TPC | Standard actuator | 0 | Scenario 2 |  | PPK¦SelectPro¦VDI3805¦Internet_EU |  |  | H632R+SV24A-SR-TPC | Globe valve | 600 kPa | 400 kPa |  | EU\Inbox\Combinations\Folder..6/..7\ | 31
145085 | H632R/SV24A-SR-TPC | H632R/SV24A-SR-TPC |  | H632R | / | SV24A-SR-TPC | Standard actuator | 0 | Scenario 2 |  | PPK¦SelectPro¦VDI3805¦Internet_EU |  |  | H632R/SV24A-SR-TPC | Globe valve | 600 kPa | 400 kPa |  | EU\Inbox\Combinations\Folder..6/..7\ | 31
145086 | H632R+SVC24A-SR-TPC | H632R+SVC24A-SR-TPC |  | H632R | + | SVC24A-SR-TPC | Fast runner | 0 | Scenario 2 |  | PPK¦SelectPro¦VDI3805¦Internet_EU |  |  | H632R+SVC24A-SR-TPC | Globe valve | 600 kPa | 400 kPa |  | EU\Inbox\Combinations\Folder..6/..7\ | 31
145087 | H632R/SVC24A-SR-TPC | H632R/SVC24A-SR-TPC |  | H632R | / | SVC24A-SR-TPC | Fast runner | 0 | Scenario 2 |  | PPK¦SelectPro¦VDI3805¦Internet_EU |  |  | H632R/SVC24A-SR-TPC | Globe valve | 600 kPa | 400 kPa |  | EU\Inbox\Combinations\Folder..6/..7\ | 31
145088 | H632S+SV24A-SR-TPC | H632S+SV24A-SR-TPC |  | H632S | + | SV24A-SR-TPC | Standard actuator | 1 | Scenario 2 |  | PPK¦SelectPro¦VDI3805¦Internet_EU |  |  | H632S+SV24A-SR-TPC | Globe valve | 1550 kPa | 1000 kPa |  | EU\Inbox\Combinations\Folder..6/..7\ | 32
145089 | H632S/SV24A-SR-TPC | H632S/SV24A-SR-TPC |  | H632S | / | SV24A-SR-TPC | Standard actuator | 1 | Scenario 2 |  | PPK¦SelectPro¦VDI3805¦Internet_EU |  |  | H632S/SV24A-SR-TPC | Globe valve | 1550 kPa | 1000 kPa |  | EU\Inbox\Combinations\Folder..6/..7\ | 32
145090 | H632S+SVC24A-SR-TPC | H632S+SVC24A-SR-TPC |  | H632S | + | SVC24A-SR-TPC | Fast runner | 1 | Scenario 2 |  | PPK¦SelectPro¦VDI3805¦Internet_EU |  |  | H632S+SVC24A-SR-TPC | Globe valve | 1550 kPa | 1000 kPa |  | EU\Inbox\Combinations\Folder..6/..7\ | 31
145091 | H632S/SVC24A-SR-TPC | H632S/SVC24A-SR-TPC |  | H632S | / | SVC24A-SR-TPC | Fast runner | 1 | Scenario 2 |  | PPK¦SelectPro¦VDI3805¦Internet_EU |  |  | H632S/SVC24A-SR-TPC | Globe valve | 1550 kPa | 1000 kPa |  | EU\Inbox\Combinations\Folder..6/..7\ | 31
145092 | H640N+SV24A-SR-TPC | H640N+SV24A-SR-TPC |  | H640N | + | SV24A-SR-TPC | Standard actuator | 0 | Scenario 2 |  | PPK¦SelectPro¦VDI3805¦Internet_EU |  |  | H640N+SV24A-SR-TPC | Globe valve | 900 kPa | 400 kPa |  | EU\Inbox\Combinations\Folder..6/..7\ | 31
145093 | H640N/SV24A-SR-TPC | H640N/SV24A-SR-TPC |  | H640N | / | SV24A-SR-TPC | Standard actuator | 0 | Scenario 2 |  | PPK¦SelectPro¦VDI3805¦Internet_EU |  |  | H640N/SV24A-SR-TPC | Globe valve | 900 kPa | 400 kPa |  | EU\Inbox\Combinations\Folder..6/..7\ | 31
145094 | H640N+SVC24A-SR-TPC | H640N+SVC24A-SR-TPC |  | H640N | + | SVC24A-SR-TPC | Fast runner | 0 | Scenario 2 |  | PPK¦SelectPro¦VDI3805¦Internet_EU |  |  | H640N+SVC24A-SR-TPC | Globe valve | 900 kPa | 400 kPa |  | EU\Inbox\Combinations\Folder..6/..7\ | 31
145095 | H640N/SVC24A-SR-TPC | H640N/SVC24A-SR-TPC |  | H640N | / | SVC24A-SR-TPC | Fast runner | 0 | Scenario 2 |  | PPK¦SelectPro¦VDI3805¦Internet_EU |  |  | H640N/SVC24A-SR-TPC | Globe valve | 900 kPa | 400 kPa |  | EU\Inbox\Combinations\Folder..6/..7\ | 31
145096 | H640R+SV24A-SR-TPC | H640R+SV24A-SR-TPC |  | H640R | + | SV24A-SR-TPC | Standard actuator | 0 | Scenario 2 |  | PPK¦SelectPro¦VDI3805¦Internet_EU |  |  | H640R+SV24A-SR-TPC | Globe valve | 600 kPa | 400 kPa |  | EU\Inbox\Combinations\Folder..6/..7\ | 31
145097 | H640R/SV24A-SR-TPC | H640R/SV24A-SR-TPC |  | H640R | / | SV24A-SR-TPC | Standard actuator | 0 | Scenario 2 |  | PPK¦SelectPro¦VDI3805¦Internet_EU |  |  | H640R/SV24A-SR-TPC | Globe valve | 600 kPa | 400 kPa |  | EU\Inbox\Combinations\Folder..6/..7\ | 31
145098 | H640R+SVC24A-SR-TPC | H640R+SVC24A-SR-TPC |  | H640R | + | SVC24A-SR-TPC | Fast runner | 0 | Scenario 2 |  | PPK¦SelectPro¦VDI3805¦Internet_EU |  |  | H640R+SVC24A-SR-TPC | Globe valve | 600 kPa | 400 kPa |  | EU\Inbox\Combinations\Folder..6/..7\ | 31
145099 | H640R/SVC24A-SR-TPC | H640R/SVC24A-SR-TPC |  | H640R | / | SVC24A-SR-TPC | Fast runner | 0 | Scenario 2 |  | PPK¦SelectPro¦VDI3805¦Internet_EU |  |  | H640R/SVC24A-SR-TPC | Globe valve | 600 kPa | 400 kPa |  | EU\Inbox\Combinations\Folder..6/..7\ | 31
145100 | H640S+SV24A-SR-TPC | H640S+SV24A-SR-TPC |  | H640S | + | SV24A-SR-TPC | Standard actuator | 1 | Scenario 2 |  | PPK¦SelectPro¦VDI3805¦Internet_EU |  |  | H640S+SV24A-SR-TPC | Globe valve | 850 kPa | 850 kPa |  | EU\Inbox\Combinations\Folder..6/..7\ | 31
145101 | H640S/SV24A-SR-TPC | H640S/SV24A-SR-TPC |  | H640S | / | SV24A-SR-TPC | Standard actuator | 1 | Scenario 2 |  | PPK¦SelectPro¦VDI3805¦Internet_EU |  |  | H640S/SV24A-SR-TPC | Globe valve | 850 kPa | 850 kPa |  | EU\Inbox\Combinations\Folder..6/..7\ | 31
145102 | H640S+SVC24A-SR-TPC | H640S+SVC24A-SR-TPC |  | H640S | + | SVC24A-SR-TPC | Fast runner | 1 | Scenario 2 |  | PPK¦SelectPro¦VDI3805¦Internet_EU |  |  | H640S+SVC24A-SR-TPC | Globe valve | 850 kPa | 850 kPa |  | EU\Inbox\Combinations\Folder..6/..7\ | 31
145103 | H640S/SVC24A-SR-TPC | H640S/SVC24A-SR-TPC |  | H640S | / | SVC24A-SR-TPC | Fast runner | 1 | Scenario 2 |  | PPK¦SelectPro¦VDI3805¦Internet_EU |  |  | H640S/SVC24A-SR-TPC | Globe valve | 850 kPa | 850 kPa |  | EU\Inbox\Combinations\Folder..6/..7\ | 31
145104 | H640SP+SV24A-SR-TPC | H640SP+SV24A-SR-TPC |  | H640SP | + | SV24A-SR-TPC | Standard actuator | 0 | Scenario 2 |  | PPK¦SelectPro¦VDI3805¦Internet_EU |  |  | H640SP+SV24A-SR-TPC | Globe valve (partial pressure-balanced) | 1600 kPa | 1000 kPa |  | EU\Inbox\Combinations\Folder..6/..7\ | 31
145105 | H640SP/SV24A-SR-TPC | H640SP/SV24A-SR-TPC |  | H640SP | / | SV24A-SR-TPC | Standard actuator | 0 | Scenario 2 |  | PPK¦SelectPro¦VDI3805¦Internet_EU |  |  | H640SP/SV24A-SR-TPC | Globe valve (partial pressure-balanced) | 1600 kPa | 1000 kPa |  | EU\Inbox\Combinations\Folder..6/..7\ | 31
145106 | H640SP+SVC24A-SR-TPC | H640SP+SVC24A-SR-TPC |  | H640SP | + | SVC24A-SR-TPC | Fast runner | 0 | Scenario 2 |  | PPK¦SelectPro¦VDI3805¦Internet_EU |  |  | H640SP+SVC24A-SR-TPC | Globe valve (partial pressure-balanced) | 1600 kPa | 1000 kPa |  | EU\Inbox\Combinations\Folder..6/..7\ | 30
145107 | H640SP/SVC24A-SR-TPC | H640SP/SVC24A-SR-TPC |  | H640SP | / | SVC24A-SR-TPC | Fast runner | 0 | Scenario 2 |  | PPK¦SelectPro¦VDI3805¦Internet_EU |  |  | H640SP/SVC24A-SR-TPC | Globe valve (partial pressure-balanced) | 1600 kPa | 1000 kPa |  | EU\Inbox\Combinations\Folder..6/..7\ | 30
145108 | H650N+SV24A-SR-TPC | H650N+SV24A-SR-TPC |  | H650N | + | SV24A-SR-TPC | Standard actuator | 1 | Scenario 2 |  | PPK¦SelectPro¦VDI3805¦Internet_EU |  |  | H650N+SV24A-SR-TPC | Globe valve | 550 kPa | 400 kPa |  | EU\Inbox\Combinations\Folder..6/..7\ | 31
145109 | H650N/SV24A-SR-TPC | H650N/SV24A-SR-TPC |  | H650N | / | SV24A-SR-TPC | Standard actuator | 1 | Scenario 2 |  | PPK¦SelectPro¦VDI3805¦Internet_EU |  |  | H650N/SV24A-SR-TPC | Globe valve | 550 kPa | 400 kPa |  | EU\Inbox\Combinations\Folder..6/..7\ | 31
145110 | H650N+SVC24A-SR-TPC | H650N+SVC24A-SR-TPC |  | H650N | + | SVC24A-SR-TPC | Fast runner | 1 | Scenario 2 |  | PPK¦SelectPro¦VDI3805¦Internet_EU |  |  | H650N+SVC24A-SR-TPC | Globe valve | 550 kPa | 400 kPa |  | EU\Inbox\Combinations\Folder..6/..7\ | 31
145111 | H650N/SVC24A-SR-TPC | H650N/SVC24A-SR-TPC |  | H650N | / | SVC24A-SR-TPC | Fast runner | 1 | Scenario 2 |  | PPK¦SelectPro¦VDI3805¦Internet_EU |  |  | H650N/SVC24A-SR-TPC | Globe valve | 550 kPa | 400 kPa |  | EU\Inbox\Combinations\Folder..6/..7\ | 31
145112 | H650R+SV24A-SR-TPC | H650R+SV24A-SR-TPC |  | H650R | + | SV24A-SR-TPC | Standard actuator | 1 | Scenario 2 |  | PPK¦SelectPro¦VDI3805¦Internet_EU |  |  | H650R+SV24A-SR-TPC | Globe valve | 550 kPa | 400 kPa |  | EU\Inbox\Combinations\Folder..6/..7\ | 31
145113 | H650R/SV24A-SR-TPC | H650R/SV24A-SR-TPC |  | H650R | / | SV24A-SR-TPC | Standard actuator | 1 | Scenario 2 |  | PPK¦SelectPro¦VDI3805¦Internet_EU |  |  | H650R/SV24A-SR-TPC | Globe valve | 550 kPa | 400 kPa |  | EU\Inbox\Combinations\Folder..6/..7\ | 31
145114 | H650R+SVC24A-SR-TPC | H650R+SVC24A-SR-TPC |  | H650R | + | SVC24A-SR-TPC | Fast runner | 1 | Scenario 2 |  | PPK¦SelectPro¦VDI3805¦Internet_EU |  |  | H650R+SVC24A-SR-TPC | Globe valve | 550 kPa | 400 kPa |  | EU\Inbox\Combinations\Folder..6/..7\ | 31
145115 | H650R/SVC24A-SR-TPC | H650R/SVC24A-SR-TPC |  | H650R | / | SVC24A-SR-TPC | Fast runner | 1 | Scenario 2 |  | PPK¦SelectPro¦VDI3805¦Internet_EU |  |  | H650R/SVC24A-SR-TPC | Globe valve | 550 kPa | 400 kPa |  | EU\Inbox\Combinations\Folder..6/..7\ | 31
145116 | H650S+SV24A-SR-TPC | H650S+SV24A-SR-TPC |  | H650S | + | SV24A-SR-TPC | Standard actuator | 1 | Scenario 2 |  | PPK¦SelectPro¦VDI3805¦Internet_EU |  |  | H650S+SV24A-SR-TPC | Globe valve | 500 kPa | 500 kPa |  | EU\Inbox\Combinations\Folder..6/..7\ | 31
145117 | H650S/SV24A-SR-TPC | H650S/SV24A-SR-TPC |  | H650S | / | SV24A-SR-TPC | Standard actuator | 1 | Scenario 2 |  | PPK¦SelectPro¦VDI3805¦Internet_EU |  |  | H650S/SV24A-SR-TPC | Globe valve | 500 kPa | 500 kPa |  | EU\Inbox\Combinations\Folder..6/..7\ | 31
145118 | H650S+SVC24A-SR-TPC | H650S+SVC24A-SR-TPC |  | H650S | + | SVC24A-SR-TPC | Fast runner | 1 | Scenario 2 |  | PPK¦SelectPro¦VDI3805¦Internet_EU |  |  | H650S+SVC24A-SR-TPC | Globe valve | 500 kPa | 500 kPa |  | EU\Inbox\Combinations\Folder..6/..7\ | 31
145119 | H650S/SVC24A-SR-TPC | H650S/SVC24A-SR-TPC |  | H650S | / | SVC24A-SR-TPC | Fast runner | 1 | Scenario 2 |  | PPK¦SelectPro¦VDI3805¦Internet_EU |  |  | H650S/SVC24A-SR-TPC | Globe valve | 500 kPa | 500 kPa |  | EU\Inbox\Combinations\Folder..6/..7\ | 31
145120 | H650SP+SV24A-SR-TPC | H650SP+SV24A-SR-TPC |  | H650SP | + | SV24A-SR-TPC | Standard actuator | 0 | Scenario 2 |  | PPK¦SelectPro¦VDI3805¦Internet_EU |  |  | H650SP+SV24A-SR-TPC | Globe valve (partial pressure-balanced) | 1600 kPa | 1000 kPa |  | EU\Inbox\Combinations\Folder..6/..7\ | 31
145121 | H650SP/SV24A-SR-TPC | H650SP/SV24A-SR-TPC |  | H650SP | / | SV24A-SR-TPC | Standard actuator | 0 | Scenario 2 |  | PPK¦SelectPro¦VDI3805¦Internet_EU |  |  | H650SP/SV24A-SR-TPC | Globe valve (partial pressure-balanced) | 1600 kPa | 1000 kPa |  | EU\Inbox\Combinations\Folder..6/..7\ | 31
145122 | H650SP+SVC24A-SR-TPC | H650SP+SVC24A-SR-TPC |  | H650SP | + | SVC24A-SR-TPC | Fast runner | 0 | Scenario 2 |  | PPK¦SelectPro¦VDI3805¦Internet_EU |  |  | H650SP+SVC24A-SR-TPC | Globe valve (partial pressure-balanced) | 1600 kPa | 1000 kPa |  | EU\Inbox\Combinations\Folder..6/..7\ | 30
145123 | H650SP/SVC24A-SR-TPC | H650SP/SVC24A-SR-TPC |  | H650SP | / | SVC24A-SR-TPC | Fast runner | 0 | Scenario 2 |  | PPK¦SelectPro¦VDI3805¦Internet_EU |  |  | H650SP/SVC24A-SR-TPC | Globe valve (partial pressure-balanced) | 1600 kPa | 1000 kPa |  | EU\Inbox\Combinations\Folder..6/..7\ | 30
145124 | H664N+SV24A-SR-TPC | H664N+SV24A-SR-TPC |  | H664N | + | SV24A-SR-TPC | Standard actuator | 1 | Scenario 2 |  | PPK¦SelectPro¦VDI3805¦Internet_EU |  |  | H664N+SV24A-SR-TPC | Globe valve | 280 kPa | 280 kPa |  | EU\Inbox\Combinations\Folder..6/..7\ | 31
145125 | H664N/SV24A-SR-TPC | H664N/SV24A-SR-TPC |  | H664N | / | SV24A-SR-TPC | Standard actuator | 1 | Scenario 2 |  | PPK¦SelectPro¦VDI3805¦Internet_EU |  |  | H664N/SV24A-SR-TPC | Globe valve | 280 kPa | 280 kPa |  | EU\Inbox\Combinations\Folder..6/..7\ | 31
145126 | H664N+SVC24A-SR-TPC | H664N+SVC24A-SR-TPC |  | H664N | + | SVC24A-SR-TPC | Fast runner | 1 | Scenario 2 |  | PPK¦SelectPro¦VDI3805¦Internet_EU |  |  | H664N+SVC24A-SR-TPC | Globe valve | 280 kPa | 280 kPa |  | EU\Inbox\Combinations\Folder..6/..7\ | 33
145127 | H664N/SVC24A-SR-TPC | H664N/SVC24A-SR-TPC |  | H664N | / | SVC24A-SR-TPC | Fast runner | 1 | Scenario 2 |  | PPK¦SelectPro¦VDI3805¦Internet_EU |  |  | H664N/SVC24A-SR-TPC | Globe valve | 280 kPa | 280 kPa |  | EU\Inbox\Combinations\Folder..6/..7\ | 33
145128 | H664R+SV24A-SR-TPC | H664R+SV24A-SR-TPC |  | H664R | + | SV24A-SR-TPC | Standard actuator | 1 | Scenario 2 |  | PPK¦SelectPro¦VDI3805¦Internet_EU |  |  | H664R+SV24A-SR-TPC | Globe valve | 280 kPa | 280 kPa |  | EU\Inbox\Combinations\Folder..6/..7\ | 33
145129 | H664R/SV24A-SR-TPC | H664R/SV24A-SR-TPC |  | H664R | / | SV24A-SR-TPC | Standard actuator | 1 | Scenario 2 |  | PPK¦SelectPro¦VDI3805¦Internet_EU |  |  | H664R/SV24A-SR-TPC | Globe valve | 280 kPa | 280 kPa |  | EU\Inbox\Combinations\Folder..6/..7\ | 33
145130 | H664R+SVC24A-SR-TPC | H664R+SVC24A-SR-TPC |  | H664R | + | SVC24A-SR-TPC | Fast runner | 1 | Scenario 2 |  | PPK¦SelectPro¦VDI3805¦Internet_EU |  |  | H664R+SVC24A-SR-TPC | Globe valve | 280 kPa | 280 kPa |  | EU\Inbox\Combinations\Folder..6/..7\ | 33
145131 | H664R/SVC24A-SR-TPC | H664R/SVC24A-SR-TPC |  | H664R | / | SVC24A-SR-TPC | Fast runner | 1 | Scenario 2 |  | PPK¦SelectPro¦VDI3805¦Internet_EU |  |  | H664R/SVC24A-SR-TPC | Globe valve | 280 kPa | 280 kPa |  | EU\Inbox\Combinations\Folder..6/..7\ | 33
145132 | H664S+SV24A-SR-TPC | H664S+SV24A-SR-TPC |  | H664S | + | SV24A-SR-TPC | Standard actuator | 1 | Scenario 2 |  | PPK¦SelectPro¦VDI3805¦Internet_EU |  |  | H664S+SV24A-SR-TPC | Globe valve | 250 kPa | 250 kPa |  | EU\Inbox\Combinations\Folder..6/..7\ | 33
145133 | H664S/SV24A-SR-TPC | H664S/SV24A-SR-TPC |  | H664S | / | SV24A-SR-TPC | Standard actuator | 1 | Scenario 2 |  | PPK¦SelectPro¦VDI3805¦Internet_EU |  |  | H664S/SV24A-SR-TPC | Globe valve | 250 kPa | 250 kPa |  | EU\Inbox\Combinations\Folder..6/..7\ | 33
145134 | H664S+SVC24A-SR-TPC | H664S+SVC24A-SR-TPC |  | H664S | + | SVC24A-SR-TPC | Fast runner | 1 | Scenario 2 |  | PPK¦SelectPro¦VDI3805¦Internet_EU |  |  | H664S+SVC24A-SR-TPC | Globe valve | 250 kPa | 250 kPa |  | EU\Inbox\Combinations\Folder..6/..7\ | 33
145135 | H664S/SVC24A-SR-TPC | H664S/SVC24A-SR-TPC |  | H664S | / | SVC24A-SR-TPC | Fast runner | 1 | Scenario 2 |  | PPK¦SelectPro¦VDI3805¦Internet_EU |  |  | H664S/SVC24A-SR-TPC | Globe valve | 250 kPa | 250 kPa |  | EU\Inbox\Combinations\Folder..6/..7\ | 33
145136 | H664SP+SV24A-SR-TPC | H664SP+SV24A-SR-TPC |  | H664SP | + | SV24A-SR-TPC | Standard actuator | 0 | Scenario 2 |  | PPK¦SelectPro¦VDI3805¦Internet_EU |  |  | H664SP+SV24A-SR-TPC | Globe valve (partial pressure-balanced) | 1600 kPa | 1000 kPa |  | EU\Inbox\Combinations\Folder..6/..7\ | 33
145137 | H664SP/SV24A-SR-TPC | H664SP/SV24A-SR-TPC |  | H664SP | / | SV24A-SR-TPC | Standard actuator | 0 | Scenario 2 |  | PPK¦SelectPro¦VDI3805¦Internet_EU |  |  | H664SP/SV24A-SR-TPC | Globe valve (partial pressure-balanced) | 1600 kPa | 1000 kPa |  | EU\Inbox\Combinations\Folder..6/..7\ | 33
145138 | H664SP+SVC24A-SR-TPC | H664SP+SVC24A-SR-TPC |  | H664SP | + | SVC24A-SR-TPC | Fast runner | 0 | Scenario 2 |  | PPK¦SelectPro¦VDI3805¦Internet_EU |  |  | H664SP+SVC24A-SR-TPC | Globe valve (partial pressure-balanced) | 1600 kPa | 1000 kPa |  | EU\Inbox\Combinations\Folder..6/..7\ | 32
145139 | H664SP/SVC24A-SR-TPC | H664SP/SVC24A-SR-TPC |  | H664SP | / | SVC24A-SR-TPC | Fast runner | 0 | Scenario 2 |  | PPK¦SelectPro¦VDI3805¦Internet_EU |  |  | H664SP/SVC24A-SR-TPC | Globe valve (partial pressure-balanced) | 1600 kPa | 1000 kPa |  | EU\Inbox\Combinations\Folder..6/..7\ | 31
145140 | H679N+SV24A-SR-TPC | H679N+SV24A-SR-TPC |  | H679N | + | SV24A-SR-TPC | Standard actuator | 1 | Scenario 2 |  | PPK¦SelectPro¦VDI3805¦Internet_EU |  |  | H679N+SV24A-SR-TPC | Globe valve | 160 kPa | 160 kPa |  | EU\Inbox\Combinations\Folder..6/..7\ | 32
145141 | H679N/SV24A-SR-TPC | H679N/SV24A-SR-TPC |  | H679N | / | SV24A-SR-TPC | Standard actuator | 1 | Scenario 2 |  | PPK¦SelectPro¦VDI3805¦Internet_EU |  |  | H679N/SV24A-SR-TPC | Globe valve | 160 kPa | 160 kPa |  | EU\Inbox\Combinations\Folder..6/..7\ | 32
145142 | H679N+SVC24A-SR-TPC | H679N+SVC24A-SR-TPC |  | H679N | + | SVC24A-SR-TPC | Fast runner | 1 | Scenario 2 |  | PPK¦SelectPro¦VDI3805¦Internet_EU |  |  | H679N+SVC24A-SR-TPC | Globe valve | 160 kPa | 160 kPa |  | EU\Inbox\Combinations\Folder..6/..7\ | 32
145143 | H679N/SVC24A-SR-TPC | H679N/SVC24A-SR-TPC |  | H679N | / | SVC24A-SR-TPC | Fast runner | 1 | Scenario 2 |  | PPK¦SelectPro¦VDI3805¦Internet_EU |  |  | H679N/SVC24A-SR-TPC | Globe valve | 160 kPa | 160 kPa |  | EU\Inbox\Combinations\Folder..6/..7\ | 32
145144 | H679R+SV24A-SR-TPC | H679R+SV24A-SR-TPC |  | H679R | + | SV24A-SR-TPC | Standard actuator | 1 | Scenario 2 |  | PPK¦SelectPro¦VDI3805¦Internet_EU |  |  | H679R+SV24A-SR-TPC | Globe valve | 160 kPa | 160 kPa |  | EU\Inbox\Combinations\Folder..6/..7\ | 32
145145 | H679R/SV24A-SR-TPC | H679R/SV24A-SR-TPC |  | H679R | / | SV24A-SR-TPC | Standard actuator | 1 | Scenario 2 |  | PPK¦SelectPro¦VDI3805¦Internet_EU |  |  | H679R/SV24A-SR-TPC | Globe valve | 160 kPa | 160 kPa |  | EU\Inbox\Combinations\Folder..6/..7\ | 32
145146 | H679R+SVC24A-SR-TPC | H679R+SVC24A-SR-TPC |  | H679R | + | SVC24A-SR-TPC | Fast runner | 1 | Scenario 2 |  | PPK¦SelectPro¦VDI3805¦Internet_EU |  |  | H679R+SVC24A-SR-TPC | Globe valve | 160 kPa | 160 kPa |  | EU\Inbox\Combinations\Folder..6/..7\ | 32
145147 | H679R/SVC24A-SR-TPC | H679R/SVC24A-SR-TPC |  | H679R | / | SVC24A-SR-TPC | Fast runner | 1 | Scenario 2 |  | PPK¦SelectPro¦VDI3805¦Internet_EU |  |  | H679R/SVC24A-SR-TPC | Globe valve | 160 kPa | 160 kPa |  | EU\Inbox\Combinations\Folder..6/..7\ | 32
145148 | H679SP+SV24A-SR-TPC | H679SP+SV24A-SR-TPC |  | H679SP | + | SV24A-SR-TPC | Standard actuator | 0 | Scenario 2 |  | PPK¦SelectPro¦VDI3805¦Internet_EU |  |  | H679SP+SV24A-SR-TPC | Globe valve (partial pressure-balanced) | 1600 kPa | 1000 kPa |  | EU\Inbox\Combinations\Folder..6/..7\ | 32
145149 | H679SP/SV24A-SR-TPC | H679SP/SV24A-SR-TPC |  | H679SP | / | SV24A-SR-TPC | Standard actuator | 0 | Scenario 2 |  | PPK¦SelectPro¦VDI3805¦Internet_EU |  |  | H679SP/SV24A-SR-TPC | Globe valve (partial pressure-balanced) | 1600 kPa | 1000 kPa |  | EU\Inbox\Combinations\Folder..6/..7\ | 32
145150 | H679SP+SVC24A-SR-TPC | H679SP+SVC24A-SR-TPC |  | H679SP | + | SVC24A-SR-TPC | Fast runner | 0 | Scenario 2 |  | PPK¦SelectPro¦VDI3805¦Internet_EU |  |  | H679SP+SVC24A-SR-TPC | Globe valve (partial pressure-balanced) | 1600 kPa | 1000 kPa |  | EU\Inbox\Combinations\Folder..6/..7\ | 31
145151 | H679SP/SVC24A-SR-TPC | H679SP/SVC24A-SR-TPC |  | H679SP | / | SVC24A-SR-TPC | Fast runner | 0 | Scenario 2 |  | PPK¦SelectPro¦VDI3805¦Internet_EU |  |  | H679SP/SVC24A-SR-TPC | Globe valve (partial pressure-balanced) | 1600 kPa | 1000 kPa |  | EU\Inbox\Combinations\Folder..6/..7\ | 31
145152 | H7015X4-S2+SV24A-SR-TPC | H7015X4-S2+SV24A-SR-TPC |  | H7015X4-S2 | + | SV24A-SR-TPC | Standard actuator | 0 | Scenario 2 |  | PPK¦SelectPro¦VDI3805¦Internet_EU |  |  | H7015X4-S2+SV24A-SR-TPC | Globe valve | 2500 kPa | 1000 kPa |  | EU\Inbox\Combinations\Folder..6/..7\ | 32
145153 | H7015X4-S2/SV24A-SR-TPC | H7015X4-S2/SV24A-SR-TPC |  | H7015X4-S2 | / | SV24A-SR-TPC | Standard actuator | 0 | Scenario 2 |  | PPK¦SelectPro¦VDI3805¦Internet_EU |  |  | H7015X4-S2/SV24A-SR-TPC | Globe valve | 2500 kPa | 1000 kPa |  | EU\Inbox\Combinations\Folder..6/..7\ | 32
145154 | H7015X4-S2+SVC24A-SR-TPC | H7015X4-S2+SVC24A-SR-TPC |  | H7015X4-S2 | + | SVC24A-SR-TPC | Fast runner | 0 | Scenario 2 |  | PPK¦SelectPro¦VDI3805¦Internet_EU |  |  | H7015X4-S2+SVC24A-SR-TPC | Globe valve | 2500 kPa | 1000 kPa |  | EU\Inbox\Combinations\Folder..6/..7\ | 32
145155 | H7015X4-S2/SVC24A-SR-TPC | H7015X4-S2/SVC24A-SR-TPC |  | H7015X4-S2 | / | SVC24A-SR-TPC | Fast runner | 0 | Scenario 2 |  | PPK¦SelectPro¦VDI3805¦Internet_EU |  |  | H7015X4-S2/SVC24A-SR-TPC | Globe valve | 2500 kPa | 1000 kPa |  | EU\Inbox\Combinations\Folder..6/..7\ | 32
145156 | H7015Y4-S2+SV24A-SR-TPC | H7015Y4-S2+SV24A-SR-TPC |  | H7015Y4-S2 | + | SV24A-SR-TPC | Standard actuator | 0 | Scenario 2 |  | PPK¦SelectPro¦VDI3805¦Internet_EU |  |  | H7015Y4-S2+SV24A-SR-TPC | Globe valve | 3500 kPa | 1000 kPa |  | EU\Inbox\Combinations\Folder..6/..7\ | 32
145157 | H7015Y4-S2/SV24A-SR-TPC | H7015Y4-S2/SV24A-SR-TPC |  | H7015Y4-S2 | / | SV24A-SR-TPC | Standard actuator | 0 | Scenario 2 |  | PPK¦SelectPro¦VDI3805¦Internet_EU |  |  | H7015Y4-S2/SV24A-SR-TPC | Globe valve | 3500 kPa | 1000 kPa |  | EU\Inbox\Combinations\Folder..6/..7\ | 32
145158 | H7015Y4-S2+SVC24A-SR-TPC | H7015Y4-S2+SVC24A-SR-TPC |  | H7015Y4-S2 | + | SVC24A-SR-TPC | Fast runner | 0 | Scenario 2 |  | PPK¦SelectPro¦VDI3805¦Internet_EU |  |  | H7015Y4-S2+SVC24A-SR-TPC | Globe valve | 3500 kPa | 1000 kPa |  | EU\Inbox\Combinations\Folder..6/..7\ | 33
145159 | H7015Y4-S2/SVC24A-SR-TPC | H7015Y4-S2/SVC24A-SR-TPC |  | H7015Y4-S2 | / | SVC24A-SR-TPC | Fast runner | 0 | Scenario 2 |  | PPK¦SelectPro¦VDI3805¦Internet_EU |  |  | H7015Y4-S2/SVC24A-SR-TPC | Globe valve | 3500 kPa | 1000 kPa |  | EU\Inbox\Combinations\Folder..6/..7\ | 33
145160 | H7020X6P3-S2+SV24A-SR-TPC | H7020X6P3-S2+SV24A-SR-TPC |  | H7020X6P3-S2 | + | SV24A-SR-TPC | Standard actuator | 0 | Scenario 2 |  | PPK¦SelectPro¦VDI3805¦Internet_EU |  |  | H7020X6P3-S2+SV24A-SR-TPC | Globe valve | 2500 kPa | 1000 kPa |  | EU\Inbox\Combinations\Folder..6/..7\ | 32
145161 | H7020X6P3-S2/SV24A-SR-TPC | H7020X6P3-S2/SV24A-SR-TPC |  | H7020X6P3-S2 | / | SV24A-SR-TPC | Standard actuator | 0 | Scenario 2 |  | PPK¦SelectPro¦VDI3805¦Internet_EU |  |  | H7020X6P3-S2/SV24A-SR-TPC | Globe valve | 2500 kPa | 1000 kPa |  | EU\Inbox\Combinations\Folder..6/..7\ | 32
145162 | H7020X6P3-S2+SVC24A-SR-TPC | H7020X6P3-S2+SVC24A-SR-TPC |  | H7020X6P3-S2 | + | SVC24A-SR-TPC | Fast runner | 0 | Scenario 2 |  | PPK¦SelectPro¦VDI3805¦Internet_EU |  |  | H7020X6P3-S2+SVC24A-SR-TPC | Globe valve | 2500 kPa | 1000 kPa |  | EU\Inbox\Combinations\Folder..6/..7\ | 32
145163 | H7020X6P3-S2/SVC24A-SR-TPC | H7020X6P3-S2/SVC24A-SR-TPC |  | H7020X6P3-S2 | / | SVC24A-SR-TPC | Fast runner | 0 | Scenario 2 |  | PPK¦SelectPro¦VDI3805¦Internet_EU |  |  | H7020X6P3-S2/SVC24A-SR-TPC | Globe valve | 2500 kPa | 1000 kPa |  | EU\Inbox\Combinations\Folder..6/..7\ | 32
145164 | H7020Y6P3-S2+SV24A-SR-TPC | H7020Y6P3-S2+SV24A-SR-TPC |  | H7020Y6P3-S2 | + | SV24A-SR-TPC | Standard actuator | 0 | Scenario 2 |  | PPK¦SelectPro¦VDI3805¦Internet_EU |  |  | H7020Y6P3-S2+SV24A-SR-TPC | Globe valve | 2500 kPa | 1000 kPa |  | EU\Inbox\Combinations\Folder..6/..7\ | 32
145165 | H7020Y6P3-S2/SV24A-SR-TPC | H7020Y6P3-S2/SV24A-SR-TPC |  | H7020Y6P3-S2 | / | SV24A-SR-TPC | Standard actuator | 0 | Scenario 2 |  | PPK¦SelectPro¦VDI3805¦Internet_EU |  |  | H7020Y6P3-S2/SV24A-SR-TPC | Globe valve | 2500 kPa | 1000 kPa |  | EU\Inbox\Combinations\Folder..6/..7\ | 32
145166 | H7020Y6P3-S2+SVC24A-SR-TPC | H7020Y6P3-S2+SVC24A-SR-TPC |  | H7020Y6P3-S2 | + | SVC24A-SR-TPC | Fast runner | 0 | Scenario 2 |  | PPK¦SelectPro¦VDI3805¦Internet_EU |  |  | H7020Y6P3-S2+SVC24A-SR-TPC | Globe valve | 2500 kPa | 1000 kPa |  | EU\Inbox\Combinations\Folder..6/..7\ | 33
145167 | H7020Y6P3-S2/SVC24A-SR-TPC | H7020Y6P3-S2/SVC24A-SR-TPC |  | H7020Y6P3-S2 | / | SVC24A-SR-TPC | Fast runner | 0 | Scenario 2 |  | PPK¦SelectPro¦VDI3805¦Internet_EU |  |  | H7020Y6P3-S2/SVC24A-SR-TPC | Globe valve | 2500 kPa | 1000 kPa |  | EU\Inbox\Combinations\Folder..6/..7\ | 33
145168 | H7025X10-S2+SV24A-SR-TPC | H7025X10-S2+SV24A-SR-TPC |  | H7025X10-S2 | + | SV24A-SR-TPC | Standard actuator | 0 | Scenario 2 |  | PPK¦SelectPro¦VDI3805¦Internet_EU |  |  | H7025X10-S2+SV24A-SR-TPC | Globe valve | 2100 kPa | 1000 kPa |  | EU\Inbox\Combinations\Folder..6/..7\ | 32
145169 | H7025X10-S2/SV24A-SR-TPC | H7025X10-S2/SV24A-SR-TPC |  | H7025X10-S2 | / | SV24A-SR-TPC | Standard actuator | 0 | Scenario 2 |  | PPK¦SelectPro¦VDI3805¦Internet_EU |  |  | H7025X10-S2/SV24A-SR-TPC | Globe valve | 2100 kPa | 1000 kPa |  | EU\Inbox\Combinations\Folder..6/..7\ | 32
145170 | H7025X10-S2+SVC24A-SR-TPC | H7025X10-S2+SVC24A-SR-TPC |  | H7025X10-S2 | + | SVC24A-SR-TPC | Fast runner | 0 | Scenario 2 |  | PPK¦SelectPro¦VDI3805¦Internet_EU |  |  | H7025X10-S2+SVC24A-SR-TPC | Globe valve | 2100 kPa | 1000 kPa |  | EU\Inbox\Combinations\Folder..6/..7\ | 32
145171 | H7025X10-S2/SVC24A-SR-TPC | H7025X10-S2/SVC24A-SR-TPC |  | H7025X10-S2 | / | SVC24A-SR-TPC | Fast runner | 0 | Scenario 2 |  | PPK¦SelectPro¦VDI3805¦Internet_EU |  |  | H7025X10-S2/SVC24A-SR-TPC | Globe valve | 2100 kPa | 1000 kPa |  | EU\Inbox\Combinations\Folder..6/..7\ | 32
145172 | H7025Y10-S2+SV24A-SR-TPC | H7025Y10-S2+SV24A-SR-TPC |  | H7025Y10-S2 | + | SV24A-SR-TPC | Standard actuator | 0 | Scenario 2 |  | PPK¦SelectPro¦VDI3805¦Internet_EU |  |  | H7025Y10-S2+SV24A-SR-TPC | Globe valve | 2100 kPa | 1000 kPa |  | EU\Inbox\Combinations\Folder..6/..7\ | 32
145173 | H7025Y10-S2/SV24A-SR-TPC | H7025Y10-S2/SV24A-SR-TPC |  | H7025Y10-S2 | / | SV24A-SR-TPC | Standard actuator | 0 | Scenario 2 |  | PPK¦SelectPro¦VDI3805¦Internet_EU |  |  | H7025Y10-S2/SV24A-SR-TPC | Globe valve | 2100 kPa | 1000 kPa |  | EU\Inbox\Combinations\Folder..6/..7\ | 32
145174 | H7025Y10-S2+SVC24A-SR-TPC | H7025Y10-S2+SVC24A-SR-TPC |  | H7025Y10-S2 | + | SVC24A-SR-TPC | Fast runner | 0 | Scenario 2 |  | PPK¦SelectPro¦VDI3805¦Internet_EU |  |  | H7025Y10-S2+SVC24A-SR-TPC | Globe valve | 2100 kPa | 1000 kPa |  | EU\Inbox\Combinations\Folder..6/..7\ | 33
145175 | H7025Y10-S2/SVC24A-SR-TPC | H7025Y10-S2/SVC24A-SR-TPC |  | H7025Y10-S2 | / | SVC24A-SR-TPC | Fast runner | 0 | Scenario 2 |  | PPK¦SelectPro¦VDI3805¦Internet_EU |  |  | H7025Y10-S2/SVC24A-SR-TPC | Globe valve | 2100 kPa | 1000 kPa |  | EU\Inbox\Combinations\Folder..6/..7\ | 33
145176 | H7032X16-S2+SV24A-SR-TPC | H7032X16-S2+SV24A-SR-TPC |  | H7032X16-S2 | + | SV24A-SR-TPC | Standard actuator | 1 | Scenario 2 |  | PPK¦SelectPro¦VDI3805¦Internet_EU |  |  | H7032X16-S2+SV24A-SR-TPC | Globe valve | 1500 kPa | 1000 kPa |  | EU\Inbox\Combinations\Folder..6/..7\ | 32
145177 | H7032X16-S2/SV24A-SR-TPC | H7032X16-S2/SV24A-SR-TPC |  | H7032X16-S2 | / | SV24A-SR-TPC | Standard actuator | 1 | Scenario 2 |  | PPK¦SelectPro¦VDI3805¦Internet_EU |  |  | H7032X16-S2/SV24A-SR-TPC | Globe valve | 1500 kPa | 1000 kPa |  | EU\Inbox\Combinations\Folder..6/..7\ | 32
145178 | H7032X16-S2+SVC24A-SR-TPC | H7032X16-S2+SVC24A-SR-TPC |  | H7032X16-S2 | + | SVC24A-SR-TPC | Fast runner | 1 | Scenario 2 |  | PPK¦SelectPro¦VDI3805¦Internet_EU |  |  | H7032X16-S2+SVC24A-SR-TPC | Globe valve | 1500 kPa | 1000 kPa |  | EU\Inbox\Combinations\Folder..6/..7\ | 32
145179 | H7032X16-S2/SVC24A-SR-TPC | H7032X16-S2/SVC24A-SR-TPC |  | H7032X16-S2 | / | SVC24A-SR-TPC | Fast runner | 1 | Scenario 2 |  | PPK¦SelectPro¦VDI3805¦Internet_EU |  |  | H7032X16-S2/SVC24A-SR-TPC | Globe valve | 1500 kPa | 1000 kPa |  | EU\Inbox\Combinations\Folder..6/..7\ | 32
145180 | H7032Y16-S2+SV24A-SR-TPC | H7032Y16-S2+SV24A-SR-TPC |  | H7032Y16-S2 | + | SV24A-SR-TPC | Standard actuator | 1 | Scenario 2 |  | PPK¦SelectPro¦VDI3805¦Internet_EU |  |  | H7032Y16-S2+SV24A-SR-TPC | Globe valve | 1500 kPa | 1000 kPa |  | EU\Inbox\Combinations\Folder..6/..7\ | 32
145181 | H7032Y16-S2/SV24A-SR-TPC | H7032Y16-S2/SV24A-SR-TPC |  | H7032Y16-S2 | / | SV24A-SR-TPC | Standard actuator | 1 | Scenario 2 |  | PPK¦SelectPro¦VDI3805¦Internet_EU |  |  | H7032Y16-S2/SV24A-SR-TPC | Globe valve | 1500 kPa | 1000 kPa |  | EU\Inbox\Combinations\Folder..6/..7\ | 32
145182 | H7032Y16-S2+SVC24A-SR-TPC | H7032Y16-S2+SVC24A-SR-TPC |  | H7032Y16-S2 | + | SVC24A-SR-TPC | Fast runner | 1 | Scenario 2 |  | PPK¦SelectPro¦VDI3805¦Internet_EU |  |  | H7032Y16-S2+SVC24A-SR-TPC | Globe valve | 1500 kPa | 1000 kPa |  | EU\Inbox\Combinations\Folder..6/..7\ | 33
145183 | H7032Y16-S2/SVC24A-SR-TPC | H7032Y16-S2/SVC24A-SR-TPC |  | H7032Y16-S2 | / | SVC24A-SR-TPC | Fast runner | 1 | Scenario 2 |  | PPK¦SelectPro¦VDI3805¦Internet_EU |  |  | H7032Y16-S2/SVC24A-SR-TPC | Globe valve | 1500 kPa | 1000 kPa |  | EU\Inbox\Combinations\Folder..6/..7\ | 33
145184 | H7040X25-S2+SV24A-SR-TPC | H7040X25-S2+SV24A-SR-TPC |  | H7040X25-S2 | + | SV24A-SR-TPC | Standard actuator | 1 | Scenario 2 |  | PPK¦SelectPro¦VDI3805¦Internet_EU |  |  | H7040X25-S2+SV24A-SR-TPC | Globe valve | 850 kPa | 850 kPa |  | EU\Inbox\Combinations\Folder..6/..7\ | 32
145185 | H7040X25-S2/SV24A-SR-TPC | H7040X25-S2/SV24A-SR-TPC |  | H7040X25-S2 | / | SV24A-SR-TPC | Standard actuator | 1 | Scenario 2 |  | PPK¦SelectPro¦VDI3805¦Internet_EU |  |  | H7040X25-S2/SV24A-SR-TPC | Globe valve | 850 kPa | 850 kPa |  | EU\Inbox\Combinations\Folder..6/..7\ | 32
145186 | H7040X25-S2+SVC24A-SR-TPC | H7040X25-S2+SVC24A-SR-TPC |  | H7040X25-S2 | + | SVC24A-SR-TPC | Fast runner | 1 | Scenario 2 |  | PPK¦SelectPro¦VDI3805¦Internet_EU |  |  | H7040X25-S2+SVC24A-SR-TPC | Globe valve | 850 kPa | 850 kPa |  | EU\Inbox\Combinations\Folder..6/..7\ | 32
145187 | H7040X25-S2/SVC24A-SR-TPC | H7040X25-S2/SVC24A-SR-TPC |  | H7040X25-S2 | / | SVC24A-SR-TPC | Fast runner | 1 | Scenario 2 |  | PPK¦SelectPro¦VDI3805¦Internet_EU |  |  | H7040X25-S2/SVC24A-SR-TPC | Globe valve | 850 kPa | 850 kPa |  | EU\Inbox\Combinations\Folder..6/..7\ | 32
145188 | H7040Y25-S2+SV24A-SR-TPC | H7040Y25-S2+SV24A-SR-TPC |  | H7040Y25-S2 | + | SV24A-SR-TPC | Standard actuator | 1 | Scenario 2 |  | PPK¦SelectPro¦VDI3805¦Internet_EU |  |  | H7040Y25-S2+SV24A-SR-TPC | Globe valve | 850 kPa | 850 kPa |  | EU\Inbox\Combinations\Folder..6/..7\ | 32
145189 | H7040Y25-S2/SV24A-SR-TPC | H7040Y25-S2/SV24A-SR-TPC |  | H7040Y25-S2 | / | SV24A-SR-TPC | Standard actuator | 1 | Scenario 2 |  | PPK¦SelectPro¦VDI3805¦Internet_EU |  |  | H7040Y25-S2/SV24A-SR-TPC | Globe valve | 850 kPa | 850 kPa |  | EU\Inbox\Combinations\Folder..6/..7\ | 32
145190 | H7040Y25-S2+SVC24A-SR-TPC | H7040Y25-S2+SVC24A-SR-TPC |  | H7040Y25-S2 | + | SVC24A-SR-TPC | Fast runner | 1 | Scenario 2 |  | PPK¦SelectPro¦VDI3805¦Internet_EU |  |  | H7040Y25-S2+SVC24A-SR-TPC | Globe valve | 850 kPa | 850 kPa |  | EU\Inbox\Combinations\Folder..6/..7\ | 33
145191 | H7040Y25-S2/SVC24A-SR-TPC | H7040Y25-S2/SVC24A-SR-TPC |  | H7040Y25-S2 | / | SVC24A-SR-TPC | Fast runner | 1 | Scenario 2 |  | PPK¦SelectPro¦VDI3805¦Internet_EU |  |  | H7040Y25-S2/SVC24A-SR-TPC | Globe valve | 850 kPa | 850 kPa |  | EU\Inbox\Combinations\Folder..6/..7\ | 33
145192 | H7050X40-S2+SV24A-SR-TPC | H7050X40-S2+SV24A-SR-TPC |  | H7050X40-S2 | + | SV24A-SR-TPC | Standard actuator | 1 | Scenario 2 |  | PPK¦SelectPro¦VDI3805¦Internet_EU |  |  | H7050X40-S2+SV24A-SR-TPC | Globe valve | 500 kPa | 500 kPa |  | EU\Inbox\Combinations\Folder..6/..7\ | 32
145193 | H7050X40-S2/SV24A-SR-TPC | H7050X40-S2/SV24A-SR-TPC |  | H7050X40-S2 | / | SV24A-SR-TPC | Standard actuator | 1 | Scenario 2 |  | PPK¦SelectPro¦VDI3805¦Internet_EU |  |  | H7050X40-S2/SV24A-SR-TPC | Globe valve | 500 kPa | 500 kPa |  | EU\Inbox\Combinations\Folder..6/..7\ | 32
145194 | H7050X40-S2+SVC24A-SR-TPC | H7050X40-S2+SVC24A-SR-TPC |  | H7050X40-S2 | + | SVC24A-SR-TPC | Fast runner | 1 | Scenario 2 |  | PPK¦SelectPro¦VDI3805¦Internet_EU |  |  | H7050X40-S2+SVC24A-SR-TPC | Globe valve | 500 kPa | 500 kPa |  | EU\Inbox\Combinations\Folder..6/..7\ | 32
145195 | H7050X40-S2/SVC24A-SR-TPC | H7050X40-S2/SVC24A-SR-TPC |  | H7050X40-S2 | / | SVC24A-SR-TPC | Fast runner | 1 | Scenario 2 |  | PPK¦SelectPro¦VDI3805¦Internet_EU |  |  | H7050X40-S2/SVC24A-SR-TPC | Globe valve | 500 kPa | 500 kPa |  | EU\Inbox\Combinations\Folder..6/..7\ | 32
145196 | H7050Y40-S2+SV24A-SR-TPC | H7050Y40-S2+SV24A-SR-TPC |  | H7050Y40-S2 | + | SV24A-SR-TPC | Standard actuator | 1 | Scenario 2 |  | PPK¦SelectPro¦VDI3805¦Internet_EU |  |  | H7050Y40-S2+SV24A-SR-TPC | Globe valve | 500 kPa | 500 kPa |  | EU\Inbox\Combinations\Folder..6/..7\ | 33
145197 | H7050Y40-S2/SV24A-SR-TPC | H7050Y40-S2/SV24A-SR-TPC |  | H7050Y40-S2 | / | SV24A-SR-TPC | Standard actuator | 1 | Scenario 2 |  | PPK¦SelectPro¦VDI3805¦Internet_EU |  |  | H7050Y40-S2/SV24A-SR-TPC | Globe valve | 500 kPa | 500 kPa |  | EU\Inbox\Combinations\Folder..6/..7\ | 33
145198 | H7050Y40-S2+SVC24A-SR-TPC | H7050Y40-S2+SVC24A-SR-TPC |  | H7050Y40-S2 | + | SVC24A-SR-TPC | Fast runner | 1 | Scenario 2 |  | PPK¦SelectPro¦VDI3805¦Internet_EU |  |  | H7050Y40-S2+SVC24A-SR-TPC | Globe valve | 500 kPa | 500 kPa |  | EU\Inbox\Combinations\Folder..6/..7\ | 31
145199 | H7050Y40-S2/SVC24A-SR-TPC | H7050Y40-S2/SVC24A-SR-TPC |  | H7050Y40-S2 | / | SVC24A-SR-TPC | Fast runner | 1 | Scenario 2 |  | PPK¦SelectPro¦VDI3805¦Internet_EU |  |  | H7050Y40-S2/SVC24A-SR-TPC | Globe valve | 500 kPa | 500 kPa |  | EU\Inbox\Combinations\Folder..6/..7\ | 31
145200 | H711N+SV24A-SR-TPC | H711N+SV24A-SR-TPC |  | H711N | + | SV24A-SR-TPC | Standard actuator | 0 | Scenario 2 |  | PPK¦SelectPro¦VDI3805¦Internet_EU |  |  | H711N+SV24A-SR-TPC | Globe valve | 1600 kPa | 400 kPa |  | EU\Inbox\Combinations\Folder..6/..7\ | 30
145201 | H711N/SV24A-SR-TPC | H711N/SV24A-SR-TPC |  | H711N | / | SV24A-SR-TPC | Standard actuator | 0 | Scenario 2 |  | PPK¦SelectPro¦VDI3805¦Internet_EU |  |  | H711N/SV24A-SR-TPC | Globe valve | 1600 kPa | 400 kPa |  | EU\Inbox\Combinations\Folder..6/..7\ | 30
145202 | H711N+SVC24A-SR-TPC | H711N+SVC24A-SR-TPC |  | H711N | + | SVC24A-SR-TPC | Fast runner | 0 | Scenario 2 |  | PPK¦SelectPro¦VDI3805¦Internet_EU |  |  | H711N+SVC24A-SR-TPC | Globe valve | 1600 kPa | 400 kPa |  | EU\Inbox\Combinations\Folder..6/..7\ | 30
145203 | H711N/SVC24A-SR-TPC | H711N/SVC24A-SR-TPC |  | H711N | / | SVC24A-SR-TPC | Fast runner | 0 | Scenario 2 |  | PPK¦SelectPro¦VDI3805¦Internet_EU |  |  | H711N/SVC24A-SR-TPC | Globe valve | 1600 kPa | 400 kPa |  | EU\Inbox\Combinations\Folder..6/..7\ | 30
145204 | H711R+SV24A-SR-TPC | H711R+SV24A-SR-TPC |  | H711R | + | SV24A-SR-TPC | Standard actuator | 0 | Scenario 2 |  | PPK¦SelectPro¦VDI3805¦Internet_EU |  |  | H711R+SV24A-SR-TPC | Globe valve | 600 kPa | 400 kPa |  | EU\Inbox\Combinations\Folder..6/..7\ | 30
145205 | H711R/SV24A-SR-TPC | H711R/SV24A-SR-TPC |  | H711R | / | SV24A-SR-TPC | Standard actuator | 0 | Scenario 2 |  | PPK¦SelectPro¦VDI3805¦Internet_EU |  |  | H711R/SV24A-SR-TPC | Globe valve | 600 kPa | 400 kPa |  | EU\Inbox\Combinations\Folder..6/..7\ | 30
145206 | H711R+SVC24A-SR-TPC | H711R+SVC24A-SR-TPC |  | H711R | + | SVC24A-SR-TPC | Fast runner | 0 | Scenario 2 |  | PPK¦SelectPro¦VDI3805¦Internet_EU |  |  | H711R+SVC24A-SR-TPC | Globe valve | 600 kPa | 400 kPa |  | EU\Inbox\Combinations\Folder..6/..7\ | 30
145207 | H711R/SVC24A-SR-TPC | H711R/SVC24A-SR-TPC |  | H711R | / | SVC24A-SR-TPC | Fast runner | 0 | Scenario 2 |  | PPK¦SelectPro¦VDI3805¦Internet_EU |  |  | H711R/SVC24A-SR-TPC | Globe valve | 600 kPa | 400 kPa |  | EU\Inbox\Combinations\Folder..6/..7\ | 30
145208 | H712N+SV24A-SR-TPC | H712N+SV24A-SR-TPC |  | H712N | + | SV24A-SR-TPC | Standard actuator | 0 | Scenario 2 |  | PPK¦SelectPro¦VDI3805¦Internet_EU |  |  | H712N+SV24A-SR-TPC | Globe valve | 1600 kPa | 400 kPa |  | EU\Inbox\Combinations\Folder..6/..7\ | 30
145209 | H712N/SV24A-SR-TPC | H712N/SV24A-SR-TPC |  | H712N | / | SV24A-SR-TPC | Standard actuator | 0 | Scenario 2 |  | PPK¦SelectPro¦VDI3805¦Internet_EU |  |  | H712N/SV24A-SR-TPC | Globe valve | 1600 kPa | 400 kPa |  | EU\Inbox\Combinations\Folder..6/..7\ | 30
145210 | H712N+SVC24A-SR-TPC | H712N+SVC24A-SR-TPC |  | H712N | + | SVC24A-SR-TPC | Fast runner | 0 | Scenario 2 |  | PPK¦SelectPro¦VDI3805¦Internet_EU |  |  | H712N+SVC24A-SR-TPC | Globe valve | 1600 kPa | 400 kPa |  | EU\Inbox\Combinations\Folder..6/..7\ | 30
145211 | H712N/SVC24A-SR-TPC | H712N/SVC24A-SR-TPC |  | H712N | / | SVC24A-SR-TPC | Fast runner | 0 | Scenario 2 |  | PPK¦SelectPro¦VDI3805¦Internet_EU |  |  | H712N/SVC24A-SR-TPC | Globe valve | 1600 kPa | 400 kPa |  | EU\Inbox\Combinations\Folder..6/..7\ | 30
145212 | H712R+SV24A-SR-TPC | H712R+SV24A-SR-TPC |  | H712R | + | SV24A-SR-TPC | Standard actuator | 0 | Scenario 2 |  | PPK¦SelectPro¦VDI3805¦Internet_EU |  |  | H712R+SV24A-SR-TPC | Globe valve | 600 kPa | 400 kPa |  | EU\Inbox\Combinations\Folder..6/..7\ | 30
145213 | H712R/SV24A-SR-TPC | H712R/SV24A-SR-TPC |  | H712R | / | SV24A-SR-TPC | Standard actuator | 0 | Scenario 2 |  | PPK¦SelectPro¦VDI3805¦Internet_EU |  |  | H712R/SV24A-SR-TPC | Globe valve | 600 kPa | 400 kPa |  | EU\Inbox\Combinations\Folder..6/..7\ | 30
145214 | H712R+SVC24A-SR-TPC | H712R+SVC24A-SR-TPC |  | H712R | + | SVC24A-SR-TPC | Fast runner | 0 | Scenario 2 |  | PPK¦SelectPro¦VDI3805¦Internet_EU |  |  | H712R+SVC24A-SR-TPC | Globe valve | 600 kPa | 400 kPa |  | EU\Inbox\Combinations\Folder..6/..7\ | 30
145215 | H712R/SVC24A-SR-TPC | H712R/SVC24A-SR-TPC |  | H712R | / | SVC24A-SR-TPC | Fast runner | 0 | Scenario 2 |  | PPK¦SelectPro¦VDI3805¦Internet_EU |  |  | H712R/SVC24A-SR-TPC | Globe valve | 600 kPa | 400 kPa |  | EU\Inbox\Combinations\Folder..6/..7\ | 30
145216 | H713N+SV24A-SR-TPC | H713N+SV24A-SR-TPC |  | H713N | + | SV24A-SR-TPC | Standard actuator | 0 | Scenario 2 |  | PPK¦SelectPro¦VDI3805¦Internet_EU |  |  | H713N+SV24A-SR-TPC | Globe valve | 1600 kPa | 400 kPa |  | EU\Inbox\Combinations\Folder..6/..7\ | 30
145217 | H713N/SV24A-SR-TPC | H713N/SV24A-SR-TPC |  | H713N | / | SV24A-SR-TPC | Standard actuator | 0 | Scenario 2 |  | PPK¦SelectPro¦VDI3805¦Internet_EU |  |  | H713N/SV24A-SR-TPC | Globe valve | 1600 kPa | 400 kPa |  | EU\Inbox\Combinations\Folder..6/..7\ | 30
145218 | H713N+SVC24A-SR-TPC | H713N+SVC24A-SR-TPC |  | H713N | + | SVC24A-SR-TPC | Fast runner | 0 | Scenario 2 |  | PPK¦SelectPro¦VDI3805¦Internet_EU |  |  | H713N+SVC24A-SR-TPC | Globe valve | 1600 kPa | 400 kPa |  | EU\Inbox\Combinations\Folder..6/..7\ | 30
145219 | H713N/SVC24A-SR-TPC | H713N/SVC24A-SR-TPC |  | H713N | / | SVC24A-SR-TPC | Fast runner | 0 | Scenario 2 |  | PPK¦SelectPro¦VDI3805¦Internet_EU |  |  | H713N/SVC24A-SR-TPC | Globe valve | 1600 kPa | 400 kPa |  | EU\Inbox\Combinations\Folder..6/..7\ | 30
145220 | H713R+SV24A-SR-TPC | H713R+SV24A-SR-TPC |  | H713R | + | SV24A-SR-TPC | Standard actuator | 0 | Scenario 2 |  | PPK¦SelectPro¦VDI3805¦Internet_EU |  |  | H713R+SV24A-SR-TPC | Globe valve | 600 kPa | 400 kPa |  | EU\Inbox\Combinations\Folder..6/..7\ | 30
145221 | H713R/SV24A-SR-TPC | H713R/SV24A-SR-TPC |  | H713R | / | SV24A-SR-TPC | Standard actuator | 0 | Scenario 2 |  | PPK¦SelectPro¦VDI3805¦Internet_EU |  |  | H713R/SV24A-SR-TPC | Globe valve | 600 kPa | 400 kPa |  | EU\Inbox\Combinations\Folder..6/..7\ | 30
145222 | H713R+SVC24A-SR-TPC | H713R+SVC24A-SR-TPC |  | H713R | + | SVC24A-SR-TPC | Fast runner | 0 | Scenario 2 |  | PPK¦SelectPro¦VDI3805¦Internet_EU |  |  | H713R+SVC24A-SR-TPC | Globe valve | 600 kPa | 400 kPa |  | EU\Inbox\Combinations\Folder..6/..7\ | 30
145223 | H713R/SVC24A-SR-TPC | H713R/SVC24A-SR-TPC |  | H713R | / | SVC24A-SR-TPC | Fast runner | 0 | Scenario 2 |  | PPK¦SelectPro¦VDI3805¦Internet_EU |  |  | H713R/SVC24A-SR-TPC | Globe valve | 600 kPa | 400 kPa |  | EU\Inbox\Combinations\Folder..6/..7\ | 30
145224 | H714N+SV24A-SR-TPC | H714N+SV24A-SR-TPC |  | H714N | + | SV24A-SR-TPC | Standard actuator | 0 | Scenario 2 |  | PPK¦SelectPro¦VDI3805¦Internet_EU |  |  | H714N+SV24A-SR-TPC | Globe valve | 1600 kPa | 400 kPa |  | EU\Inbox\Combinations\Folder..6/..7\ | 30
145225 | H714N/SV24A-SR-TPC | H714N/SV24A-SR-TPC |  | H714N | / | SV24A-SR-TPC | Standard actuator | 0 | Scenario 2 |  | PPK¦SelectPro¦VDI3805¦Internet_EU |  |  | H714N/SV24A-SR-TPC | Globe valve | 1600 kPa | 400 kPa |  | EU\Inbox\Combinations\Folder..6/..7\ | 30
145226 | H714N+SVC24A-SR-TPC | H714N+SVC24A-SR-TPC |  | H714N | + | SVC24A-SR-TPC | Fast runner | 0 | Scenario 2 |  | PPK¦SelectPro¦VDI3805¦Internet_EU |  |  | H714N+SVC24A-SR-TPC | Globe valve | 1600 kPa | 400 kPa |  | EU\Inbox\Combinations\Folder..6/..7\ | 30
145227 | H714N/SVC24A-SR-TPC | H714N/SVC24A-SR-TPC |  | H714N | / | SVC24A-SR-TPC | Fast runner | 0 | Scenario 2 |  | PPK¦SelectPro¦VDI3805¦Internet_EU |  |  | H714N/SVC24A-SR-TPC | Globe valve | 1600 kPa | 400 kPa |  | EU\Inbox\Combinations\Folder..6/..7\ | 30
145228 | H714R+SV24A-SR-TPC | H714R+SV24A-SR-TPC |  | H714R | + | SV24A-SR-TPC | Standard actuator | 0 | Scenario 2 |  | PPK¦SelectPro¦VDI3805¦Internet_EU |  |  | H714R+SV24A-SR-TPC | Globe valve | 600 kPa | 400 kPa |  | EU\Inbox\Combinations\Folder..6/..7\ | 30
145229 | H714R/SV24A-SR-TPC | H714R/SV24A-SR-TPC |  | H714R | / | SV24A-SR-TPC | Standard actuator | 0 | Scenario 2 |  | PPK¦SelectPro¦VDI3805¦Internet_EU |  |  | H714R/SV24A-SR-TPC | Globe valve | 600 kPa | 400 kPa |  | EU\Inbox\Combinations\Folder..6/..7\ | 30
145230 | H714R+SVC24A-SR-TPC | H714R+SVC24A-SR-TPC |  | H714R | + | SVC24A-SR-TPC | Fast runner | 0 | Scenario 2 |  | PPK¦SelectPro¦VDI3805¦Internet_EU |  |  | H714R+SVC24A-SR-TPC | Globe valve | 600 kPa | 400 kPa |  | EU\Inbox\Combinations\Folder..6/..7\ | 30
145231 | H714R/SVC24A-SR-TPC | H714R/SVC24A-SR-TPC |  | H714R | / | SVC24A-SR-TPC | Fast runner | 0 | Scenario 2 |  | PPK¦SelectPro¦VDI3805¦Internet_EU |  |  | H714R/SVC24A-SR-TPC | Globe valve | 600 kPa | 400 kPa |  | EU\Inbox\Combinations\Folder..6/..7\ | 30
145232 | H715N+SV24A-SR-TPC | H715N+SV24A-SR-TPC |  | H715N | + | SV24A-SR-TPC | Standard actuator | 0 | Scenario 2 |  | PPK¦SelectPro¦VDI3805¦Internet_EU |  |  | H715N+SV24A-SR-TPC | Globe valve | 1600 kPa | 400 kPa |  | EU\Inbox\Combinations\Folder..6/..7\ | 30
145233 | H715N/SV24A-SR-TPC | H715N/SV24A-SR-TPC |  | H715N | / | SV24A-SR-TPC | Standard actuator | 0 | Scenario 2 |  | PPK¦SelectPro¦VDI3805¦Internet_EU |  |  | H715N/SV24A-SR-TPC | Globe valve | 1600 kPa | 400 kPa |  | EU\Inbox\Combinations\Folder..6/..7\ | 30
145234 | H715N+SVC24A-SR-TPC | H715N+SVC24A-SR-TPC |  | H715N | + | SVC24A-SR-TPC | Fast runner | 0 | Scenario 2 |  | PPK¦SelectPro¦VDI3805¦Internet_EU |  |  | H715N+SVC24A-SR-TPC | Globe valve | 1600 kPa | 400 kPa |  | EU\Inbox\Combinations\Folder..6/..7\ | 30
145235 | H715N/SVC24A-SR-TPC | H715N/SVC24A-SR-TPC |  | H715N | / | SVC24A-SR-TPC | Fast runner | 0 | Scenario 2 |  | PPK¦SelectPro¦VDI3805¦Internet_EU |  |  | H715N/SVC24A-SR-TPC | Globe valve | 1600 kPa | 400 kPa |  | EU\Inbox\Combinations\Folder..6/..7\ | 30
145236 | H715R+SV24A-SR-TPC | H715R+SV24A-SR-TPC |  | H715R | + | SV24A-SR-TPC | Standard actuator | 0 | Scenario 2 |  | PPK¦SelectPro¦VDI3805¦Internet_EU |  |  | H715R+SV24A-SR-TPC | Globe valve | 600 kPa | 400 kPa |  | EU\Inbox\Combinations\Folder..6/..7\ | 30
145237 | H715R/SV24A-SR-TPC | H715R/SV24A-SR-TPC |  | H715R | / | SV24A-SR-TPC | Standard actuator | 0 | Scenario 2 |  | PPK¦SelectPro¦VDI3805¦Internet_EU |  |  | H715R/SV24A-SR-TPC | Globe valve | 600 kPa | 400 kPa |  | EU\Inbox\Combinations\Folder..6/..7\ | 30
145238 | H715R+SVC24A-SR-TPC | H715R+SVC24A-SR-TPC |  | H715R | + | SVC24A-SR-TPC | Fast runner | 0 | Scenario 2 |  | PPK¦SelectPro¦VDI3805¦Internet_EU |  |  | H715R+SVC24A-SR-TPC | Globe valve | 600 kPa | 400 kPa |  | EU\Inbox\Combinations\Folder..6/..7\ | 30
145239 | H715R/SVC24A-SR-TPC | H715R/SVC24A-SR-TPC |  | H715R | / | SVC24A-SR-TPC | Fast runner | 0 | Scenario 2 |  | PPK¦SelectPro¦VDI3805¦Internet_EU |  |  | H715R/SVC24A-SR-TPC | Globe valve | 600 kPa | 400 kPa |  | EU\Inbox\Combinations\Folder..6/..7\ | 30
145240 | H720N+SV24A-SR-TPC | H720N+SV24A-SR-TPC |  | H720N | + | SV24A-SR-TPC | Standard actuator | 0 | Scenario 2 |  | PPK¦SelectPro¦VDI3805¦Internet_EU |  |  | H720N+SV24A-SR-TPC | Globe valve | 1600 kPa | 400 kPa |  | EU\Inbox\Combinations\Folder..6/..7\ | 30
145241 | H720N/SV24A-SR-TPC | H720N/SV24A-SR-TPC |  | H720N | / | SV24A-SR-TPC | Standard actuator | 0 | Scenario 2 |  | PPK¦SelectPro¦VDI3805¦Internet_EU |  |  | H720N/SV24A-SR-TPC | Globe valve | 1600 kPa | 400 kPa |  | EU\Inbox\Combinations\Folder..6/..7\ | 30
145242 | H720N+SVC24A-SR-TPC | H720N+SVC24A-SR-TPC |  | H720N | + | SVC24A-SR-TPC | Fast runner | 0 | Scenario 2 |  | PPK¦SelectPro¦VDI3805¦Internet_EU |  |  | H720N+SVC24A-SR-TPC | Globe valve | 1600 kPa | 400 kPa |  | EU\Inbox\Combinations\Folder..6/..7\ | 30
145243 | H720N/SVC24A-SR-TPC | H720N/SVC24A-SR-TPC |  | H720N | / | SVC24A-SR-TPC | Fast runner | 0 | Scenario 2 |  | PPK¦SelectPro¦VDI3805¦Internet_EU |  |  | H720N/SVC24A-SR-TPC | Globe valve | 1600 kPa | 400 kPa |  | EU\Inbox\Combinations\Folder..6/..7\ | 30
145244 | H720R+SV24A-SR-TPC | H720R+SV24A-SR-TPC |  | H720R | + | SV24A-SR-TPC | Standard actuator | 0 | Scenario 2 |  | PPK¦SelectPro¦VDI3805¦Internet_EU |  |  | H720R+SV24A-SR-TPC | Globe valve | 600 kPa | 400 kPa |  | EU\Inbox\Combinations\Folder..6/..7\ | 30
145245 | H720R/SV24A-SR-TPC | H720R/SV24A-SR-TPC |  | H720R | / | SV24A-SR-TPC | Standard actuator | 0 | Scenario 2 |  | PPK¦SelectPro¦VDI3805¦Internet_EU |  |  | H720R/SV24A-SR-TPC | Globe valve | 600 kPa | 400 kPa |  | EU\Inbox\Combinations\Folder..6/..7\ | 30
145246 | H720R+SVC24A-SR-TPC | H720R+SVC24A-SR-TPC |  | H720R | + | SVC24A-SR-TPC | Fast runner | 0 | Scenario 2 |  | PPK¦SelectPro¦VDI3805¦Internet_EU |  |  | H720R+SVC24A-SR-TPC | Globe valve | 600 kPa | 400 kPa |  | EU\Inbox\Combinations\Folder..6/..7\ | 30
145247 | H720R/SVC24A-SR-TPC | H720R/SVC24A-SR-TPC |  | H720R | / | SVC24A-SR-TPC | Fast runner | 0 | Scenario 2 |  | PPK¦SelectPro¦VDI3805¦Internet_EU |  |  | H720R/SVC24A-SR-TPC | Globe valve | 600 kPa | 400 kPa |  | EU\Inbox\Combinations\Folder..6/..7\ | 30
145248 | H725N+SV24A-SR-TPC | H725N+SV24A-SR-TPC |  | H725N | + | SV24A-SR-TPC | Standard actuator | 0 | Scenario 2 |  | PPK¦SelectPro¦VDI3805¦Internet_EU |  |  | H725N+SV24A-SR-TPC | Globe valve | 1600 kPa | 400 kPa |  | EU\Inbox\Combinations\Folder..6/..7\ | 30
145249 | H725N/SV24A-SR-TPC | H725N/SV24A-SR-TPC |  | H725N | / | SV24A-SR-TPC | Standard actuator | 0 | Scenario 2 |  | PPK¦SelectPro¦VDI3805¦Internet_EU |  |  | H725N/SV24A-SR-TPC | Globe valve | 1600 kPa | 400 kPa |  | EU\Inbox\Combinations\Folder..6/..7\ | 30
145250 | H725N+SVC24A-SR-TPC | H725N+SVC24A-SR-TPC |  | H725N | + | SVC24A-SR-TPC | Fast runner | 0 | Scenario 2 |  | PPK¦SelectPro¦VDI3805¦Internet_EU |  |  | H725N+SVC24A-SR-TPC | Globe valve | 1600 kPa | 400 kPa |  | EU\Inbox\Combinations\Folder..6/..7\ | 30
145251 | H725N/SVC24A-SR-TPC | H725N/SVC24A-SR-TPC |  | H725N | / | SVC24A-SR-TPC | Fast runner | 0 | Scenario 2 |  | PPK¦SelectPro¦VDI3805¦Internet_EU |  |  | H725N/SVC24A-SR-TPC | Globe valve | 1600 kPa | 400 kPa |  | EU\Inbox\Combinations\Folder..6/..7\ | 30
145252 | H725R+SV24A-SR-TPC | H725R+SV24A-SR-TPC |  | H725R | + | SV24A-SR-TPC | Standard actuator | 0 | Scenario 2 |  | PPK¦SelectPro¦VDI3805¦Internet_EU |  |  | H725R+SV24A-SR-TPC | Globe valve | 600 kPa | 400 kPa |  | EU\Inbox\Combinations\Folder..6/..7\ | 30
145253 | H725R/SV24A-SR-TPC | H725R/SV24A-SR-TPC |  | H725R | / | SV24A-SR-TPC | Standard actuator | 0 | Scenario 2 |  | PPK¦SelectPro¦VDI3805¦Internet_EU |  |  | H725R/SV24A-SR-TPC | Globe valve | 600 kPa | 400 kPa |  | EU\Inbox\Combinations\Folder..6/..7\ | 30
145254 | H725R+SVC24A-SR-TPC | H725R+SVC24A-SR-TPC |  | H725R | + | SVC24A-SR-TPC | Fast runner | 0 | Scenario 2 |  | PPK¦SelectPro¦VDI3805¦Internet_EU |  |  | H725R+SVC24A-SR-TPC | Globe valve | 600 kPa | 400 kPa |  | EU\Inbox\Combinations\Folder..6/..7\ | 30
145255 | H725R/SVC24A-SR-TPC | H725R/SVC24A-SR-TPC |  | H725R | / | SVC24A-SR-TPC | Fast runner | 0 | Scenario 2 |  | PPK¦SelectPro¦VDI3805¦Internet_EU |  |  | H725R/SVC24A-SR-TPC | Globe valve | 600 kPa | 400 kPa |  | EU\Inbox\Combinations\Folder..6/..7\ | 30
145256 | H732N+SV24A-SR-TPC | H732N+SV24A-SR-TPC |  | H732N | + | SV24A-SR-TPC | Standard actuator | 0 | Scenario 2 |  | PPK¦SelectPro¦VDI3805¦Internet_EU |  |  | H732N+SV24A-SR-TPC | Globe valve | 1600 kPa | 400 kPa |  | EU\Inbox\Combinations\Folder..6/..7\ | 30
145257 | H732N/SV24A-SR-TPC | H732N/SV24A-SR-TPC |  | H732N | / | SV24A-SR-TPC | Standard actuator | 0 | Scenario 2 |  | PPK¦SelectPro¦VDI3805¦Internet_EU |  |  | H732N/SV24A-SR-TPC | Globe valve | 1600 kPa | 400 kPa |  | EU\Inbox\Combinations\Folder..6/..7\ | 30
145258 | H732N+SVC24A-SR-TPC | H732N+SVC24A-SR-TPC |  | H732N | + | SVC24A-SR-TPC | Fast runner | 0 | Scenario 2 |  | PPK¦SelectPro¦VDI3805¦Internet_EU |  |  | H732N+SVC24A-SR-TPC | Globe valve | 1600 kPa | 400 kPa |  | EU\Inbox\Combinations\Folder..6/..7\ | 30
145259 | H732N/SVC24A-SR-TPC | H732N/SVC24A-SR-TPC |  | H732N | / | SVC24A-SR-TPC | Fast runner | 0 | Scenario 2 |  | PPK¦SelectPro¦VDI3805¦Internet_EU |  |  | H732N/SVC24A-SR-TPC | Globe valve | 1600 kPa | 400 kPa |  | EU\Inbox\Combinations\Folder..6/..7\ | 30
145260 | H732R+SV24A-SR-TPC | H732R+SV24A-SR-TPC |  | H732R | + | SV24A-SR-TPC | Standard actuator | 0 | Scenario 2 |  | PPK¦SelectPro¦VDI3805¦Internet_EU |  |  | H732R+SV24A-SR-TPC | Globe valve | 600 kPa | 400 kPa |  | EU\Inbox\Combinations\Folder..6/..7\ | 30
145261 | H732R/SV24A-SR-TPC | H732R/SV24A-SR-TPC |  | H732R | / | SV24A-SR-TPC | Standard actuator | 0 | Scenario 2 |  | PPK¦SelectPro¦VDI3805¦Internet_EU |  |  | H732R/SV24A-SR-TPC | Globe valve | 600 kPa | 400 kPa |  | EU\Inbox\Combinations\Folder..6/..7\ | 30
145262 | H732R+SVC24A-SR-TPC | H732R+SVC24A-SR-TPC |  | H732R | + | SVC24A-SR-TPC | Fast runner | 0 | Scenario 2 |  | PPK¦SelectPro¦VDI3805¦Internet_EU |  |  | H732R+SVC24A-SR-TPC | Globe valve | 600 kPa | 400 kPa |  | EU\Inbox\Combinations\Folder..6/..7\ | 30
145263 | H732R/SVC24A-SR-TPC | H732R/SVC24A-SR-TPC |  | H732R | / | SVC24A-SR-TPC | Fast runner | 0 | Scenario 2 |  | PPK¦SelectPro¦VDI3805¦Internet_EU |  |  | H732R/SVC24A-SR-TPC | Globe valve | 600 kPa | 400 kPa |  | EU\Inbox\Combinations\Folder..6/..7\ | 30
145264 | H740N+SV24A-SR-TPC | H740N+SV24A-SR-TPC |  | H740N | + | SV24A-SR-TPC | Standard actuator | 0 | Scenario 2 |  | PPK¦SelectPro¦VDI3805¦Internet_EU |  |  | H740N+SV24A-SR-TPC | Globe valve | 900 kPa | 400 kPa |  | EU\Inbox\Combinations\Folder..6/..7\ | 30
145265 | H740N/SV24A-SR-TPC | H740N/SV24A-SR-TPC |  | H740N | / | SV24A-SR-TPC | Standard actuator | 0 | Scenario 2 |  | PPK¦SelectPro¦VDI3805¦Internet_EU |  |  | H740N/SV24A-SR-TPC | Globe valve | 900 kPa | 400 kPa |  | EU\Inbox\Combinations\Folder..6/..7\ | 30
145266 | H740N+SVC24A-SR-TPC | H740N+SVC24A-SR-TPC |  | H740N | + | SVC24A-SR-TPC | Fast runner | 0 | Scenario 2 |  | PPK¦SelectPro¦VDI3805¦Internet_EU |  |  | H740N+SVC24A-SR-TPC | Globe valve | 900 kPa | 400 kPa |  | EU\Inbox\Combinations\Folder..6/..7\ | 33
145267 | H740N/SVC24A-SR-TPC | H740N/SVC24A-SR-TPC |  | H740N | / | SVC24A-SR-TPC | Fast runner | 0 | Scenario 2 |  | PPK¦SelectPro¦VDI3805¦Internet_EU |  |  | H740N/SVC24A-SR-TPC | Globe valve | 900 kPa | 400 kPa |  | EU\Inbox\Combinations\Folder..6/..7\ | 33
145268 | H740R+SV24A-SR-TPC | H740R+SV24A-SR-TPC |  | H740R | + | SV24A-SR-TPC | Standard actuator | 0 | Scenario 2 |  | PPK¦SelectPro¦VDI3805¦Internet_EU |  |  | H740R+SV24A-SR-TPC | Globe valve | 600 kPa | 400 kPa |  | EU\Inbox\Combinations\Folder..6/..7\ | 33
145269 | H740R/SV24A-SR-TPC | H740R/SV24A-SR-TPC |  | H740R | / | SV24A-SR-TPC | Standard actuator | 0 | Scenario 2 |  | PPK¦SelectPro¦VDI3805¦Internet_EU |  |  | H740R/SV24A-SR-TPC | Globe valve | 600 kPa | 400 kPa |  | EU\Inbox\Combinations\Folder..6/..7\ | 33
145270 | H740R+SVC24A-SR-TPC | H740R+SVC24A-SR-TPC |  | H740R | + | SVC24A-SR-TPC | Fast runner | 0 | Scenario 2 |  | PPK¦SelectPro¦VDI3805¦Internet_EU |  |  | H740R+SVC24A-SR-TPC | Globe valve | 600 kPa | 400 kPa |  | EU\Inbox\Combinations\Folder..6/..7\ | 33
145271 | H740R/SVC24A-SR-TPC | H740R/SVC24A-SR-TPC |  | H740R | / | SVC24A-SR-TPC | Fast runner | 0 | Scenario 2 |  | PPK¦SelectPro¦VDI3805¦Internet_EU |  |  | H740R/SVC24A-SR-TPC | Globe valve | 600 kPa | 400 kPa |  | EU\Inbox\Combinations\Folder..6/..7\ | 33
145272 | H750N+SV24A-SR-TPC | H750N+SV24A-SR-TPC |  | H750N | + | SV24A-SR-TPC | Standard actuator | 1 | Scenario 2 |  | PPK¦SelectPro¦VDI3805¦Internet_EU |  |  | H750N+SV24A-SR-TPC | Globe valve | 550 kPa | 400 kPa |  | EU\Inbox\Combinations\Folder..6/..7\ | 33
145273 | H750N/SV24A-SR-TPC | H750N/SV24A-SR-TPC |  | H750N | / | SV24A-SR-TPC | Standard actuator | 1 | Scenario 2 |  | PPK¦SelectPro¦VDI3805¦Internet_EU |  |  | H750N/SV24A-SR-TPC | Globe valve | 550 kPa | 400 kPa |  | EU\Inbox\Combinations\Folder..6/..7\ | 32
145274 | H750N+SVC24A-SR-TPC | H750N+SVC24A-SR-TPC |  | H750N | + | SVC24A-SR-TPC | Fast runner | 1 | Scenario 2 |  | PPK¦SelectPro¦VDI3805¦Internet_EU |  |  | H750N+SVC24A-SR-TPC | Globe valve | 550 kPa | 400 kPa |  | EU\Inbox\Combinations\Folder..6/..7\ | 33
145275 | H750N/SVC24A-SR-TPC | H750N/SVC24A-SR-TPC |  | H750N | / | SVC24A-SR-TPC | Fast runner | 1 | Scenario 2 |  | PPK¦SelectPro¦VDI3805¦Internet_EU |  |  | H750N/SVC24A-SR-TPC | Globe valve | 550 kPa | 400 kPa |  | EU\Inbox\Combinations\Folder..6/..7\ | 32
145276 | H750R+SV24A-SR-TPC | H750R+SV24A-SR-TPC |  | H750R | + | SV24A-SR-TPC | Standard actuator | 1 | Scenario 2 |  | PPK¦SelectPro¦VDI3805¦Internet_EU |  |  | H750R+SV24A-SR-TPC | Globe valve | 550 kPa | 400 kPa |  | EU\Inbox\Combinations\Folder..6/..7\ | 32
145277 | H750R/SV24A-SR-TPC | H750R/SV24A-SR-TPC |  | H750R | / | SV24A-SR-TPC | Standard actuator | 1 | Scenario 2 |  | PPK¦SelectPro¦VDI3805¦Internet_EU |  |  | H750R/SV24A-SR-TPC | Globe valve | 550 kPa | 400 kPa |  | EU\Inbox\Combinations\Folder..6/..7\ | 32
145278 | H750R+SVC24A-SR-TPC | H750R+SVC24A-SR-TPC |  | H750R | + | SVC24A-SR-TPC | Fast runner | 1 | Scenario 2 |  | PPK¦SelectPro¦VDI3805¦Internet_EU |  |  | H750R+SVC24A-SR-TPC | Globe valve | 550 kPa | 400 kPa |  | EU\Inbox\Combinations\Folder..6/..7\ | 33
145279 | H750R/SVC24A-SR-TPC | H750R/SVC24A-SR-TPC |  | H750R | / | SVC24A-SR-TPC | Fast runner | 1 | Scenario 2 |  | PPK¦SelectPro¦VDI3805¦Internet_EU |  |  | H750R/SVC24A-SR-TPC | Globe valve | 550 kPa | 400 kPa |  | EU\Inbox\Combinations\Folder..6/..7\ | 33
145280 | H764N+SV24A-SR-TPC | H764N+SV24A-SR-TPC |  | H764N | + | SV24A-SR-TPC | Standard actuator | 1 | Scenario 2 |  | PPK¦SelectPro¦VDI3805¦Internet_EU |  |  | H764N+SV24A-SR-TPC | Globe valve | 280 kPa | 280 kPa |  | EU\Inbox\Combinations\Folder..6/..7\ | 33
145281 | H764N/SV24A-SR-TPC | H764N/SV24A-SR-TPC |  | H764N | / | SV24A-SR-TPC | Standard actuator | 1 | Scenario 2 |  | PPK¦SelectPro¦VDI3805¦Internet_EU |  |  | H764N/SV24A-SR-TPC | Globe valve | 280 kPa | 280 kPa |  | EU\Inbox\Combinations\Folder..6/..7\ | 33
145282 | H764N+SVC24A-SR-TPC | H764N+SVC24A-SR-TPC |  | H764N | + | SVC24A-SR-TPC | Fast runner | 1 | Scenario 2 |  | PPK¦SelectPro¦VDI3805¦Internet_EU |  |  | H764N+SVC24A-SR-TPC | Globe valve | 280 kPa | 280 kPa |  | EU\Inbox\Combinations\Folder..6/..7\ | 33
145283 | H764N/SVC24A-SR-TPC | H764N/SVC24A-SR-TPC |  | H764N | / | SVC24A-SR-TPC | Fast runner | 1 | Scenario 2 |  | PPK¦SelectPro¦VDI3805¦Internet_EU |  |  | H764N/SVC24A-SR-TPC | Globe valve | 280 kPa | 280 kPa |  | EU\Inbox\Combinations\Folder..6/..7\ | 33
145284 | H764R+SV24A-SR-TPC | H764R+SV24A-SR-TPC |  | H764R | + | SV24A-SR-TPC | Standard actuator | 1 | Scenario 2 |  | PPK¦SelectPro¦VDI3805¦Internet_EU |  |  | H764R+SV24A-SR-TPC | Globe valve | 280 kPa | 280 kPa |  | EU\Inbox\Combinations\Folder..6/..7\ | 33
145285 | H764R/SV24A-SR-TPC | H764R/SV24A-SR-TPC |  | H764R | / | SV24A-SR-TPC | Standard actuator | 1 | Scenario 2 |  | PPK¦SelectPro¦VDI3805¦Internet_EU |  |  | H764R/SV24A-SR-TPC | Globe valve | 280 kPa | 280 kPa |  | EU\Inbox\Combinations\Folder..6/..7\ | 33
145286 | H764R+SVC24A-SR-TPC | H764R+SVC24A-SR-TPC |  | H764R | + | SVC24A-SR-TPC | Fast runner | 1 | Scenario 2 |  | PPK¦SelectPro¦VDI3805¦Internet_EU |  |  | H764R+SVC24A-SR-TPC | Globe valve | 280 kPa | 280 kPa |  | EU\Inbox\Combinations\Folder..6/..7\ | 33
145287 | H764R/SVC24A-SR-TPC | H764R/SVC24A-SR-TPC |  | H764R | / | SVC24A-SR-TPC | Fast runner | 1 | Scenario 2 |  | PPK¦SelectPro¦VDI3805¦Internet_EU |  |  | H764R/SVC24A-SR-TPC | Globe valve | 280 kPa | 280 kPa |  | EU\Inbox\Combinations\Folder..6/..7\ | 32
145288 | H779N+SV24A-SR-TPC | H779N+SV24A-SR-TPC |  | H779N | + | SV24A-SR-TPC | Standard actuator | 1 | Scenario 2 |  | PPK¦SelectPro¦VDI3805¦Internet_EU |  |  | H779N+SV24A-SR-TPC | Globe valve | 160 kPa | 160 kPa |  | EU\Inbox\Combinations\Folder..6/..7\ | 33
145289 | H779N/SV24A-SR-TPC | H779N/SV24A-SR-TPC |  | H779N | / | SV24A-SR-TPC | Standard actuator | 1 | Scenario 2 |  | PPK¦SelectPro¦VDI3805¦Internet_EU |  |  | H779N/SV24A-SR-TPC | Globe valve | 160 kPa | 160 kPa |  | EU\Inbox\Combinations\Folder..6/..7\ | 33
145290 | H779N+SVC24A-SR-TPC | H779N+SVC24A-SR-TPC |  | H779N | + | SVC24A-SR-TPC | Fast runner | 1 | Scenario 2 |  | PPK¦SelectPro¦VDI3805¦Internet_EU |  |  | H779N+SVC24A-SR-TPC | Globe valve | 160 kPa | 160 kPa |  | EU\Inbox\Combinations\Folder..6/..7\ | 33
145291 | H779N/SVC24A-SR-TPC | H779N/SVC24A-SR-TPC |  | H779N | / | SVC24A-SR-TPC | Fast runner | 1 | Scenario 2 |  | PPK¦SelectPro¦VDI3805¦Internet_EU |  |  | H779N/SVC24A-SR-TPC | Globe valve | 160 kPa | 160 kPa |  | EU\Inbox\Combinations\Folder..6/..7\ | 33
145292 | H779R+SV24A-SR-TPC | H779R+SV24A-SR-TPC |  | H779R | + | SV24A-SR-TPC | Standard actuator | 1 | Scenario 2 |  | PPK¦SelectPro¦VDI3805¦Internet_EU |  |  | H779R+SV24A-SR-TPC | Globe valve | 160 kPa | 160 kPa |  | EU\Inbox\Combinations\Folder..6/..7\ | 33
145293 | H779R/SV24A-SR-TPC | H779R/SV24A-SR-TPC |  | H779R | / | SV24A-SR-TPC | Standard actuator | 1 | Scenario 2 |  | PPK¦SelectPro¦VDI3805¦Internet_EU |  |  | H779R/SV24A-SR-TPC | Globe valve | 160 kPa | 160 kPa |  | EU\Inbox\Combinations\Folder..6/..7\ | 33
145294 | H779R+SVC24A-SR-TPC | H779R+SVC24A-SR-TPC |  | H779R | + | SVC24A-SR-TPC | Fast runner | 1 | Scenario 2 |  | PPK¦SelectPro¦VDI3805¦Internet_EU |  |  | H779R+SVC24A-SR-TPC | Globe valve | 160 kPa | 160 kPa |  | EU\Inbox\Combinations\Folder..6/..7\ | 33
145295 | H779R/SVC24A-SR-TPC | H779R/SVC24A-SR-TPC |  | H779R | / | SVC24A-SR-TPC | Fast runner | 1 | Scenario 2 |  | PPK¦SelectPro¦VDI3805¦Internet_EU |  |  | H779R/SVC24A-SR-TPC | Globe valve | 160 kPa | 160 kPa |  | EU\Inbox\Combinations\Folder..6/..7\ | 33
145296 | H620N+NVC24A-SR-TPC | H620N+NVC24A-SR-TPC |  | H620N | + | NVC24A-SR-TPC | Fast runner | 0 | Scenario 2 |  | PPK¦SelectPro¦VDI3805¦Internet_EU |  |  | H620N+NVC24A-SR-TPC | Globe valve | 1600 kPa | 400 kPa |  | EU\Inbox\Combinations\Folder..6/..7\ | 33
145297 | H620N/NVC24A-SR-TPC | H620N/NVC24A-SR-TPC |  | H620N | / | NVC24A-SR-TPC | Fast runner | 0 | Scenario 2 |  | PPK¦SelectPro¦VDI3805¦Internet_EU |  |  | H620N/NVC24A-SR-TPC | Globe valve | 1600 kPa | 400 kPa |  | EU\Inbox\Combinations\Folder..6/..7\ | 33
145298 | H620R+NVC24A-SR-TPC | H620R+NVC24A-SR-TPC |  | H620R | + | NVC24A-SR-TPC | Fast runner | 0 | Scenario 2 |  | PPK¦SelectPro¦VDI3805¦Internet_EU |  |  | H620R+NVC24A-SR-TPC | Globe valve | 600 kPa | 400 kPa |  | EU\Inbox\Combinations\Folder..6/..7\ | 33
145299 | H620R/NVC24A-SR-TPC | H620R/NVC24A-SR-TPC |  | H620R | / | NVC24A-SR-TPC | Fast runner | 0 | Scenario 2 |  | PPK¦SelectPro¦VDI3805¦Internet_EU |  |  | H620R/NVC24A-SR-TPC | Globe valve | 600 kPa | 400 kPa |  | EU\Inbox\Combinations\Folder..6/..7\ | 33
145300 | H620S+NVC24A-SR-TPC | H620S+NVC24A-SR-TPC |  | H620S | + | NVC24A-SR-TPC | Fast runner | 1 | Scenario 2 |  | PPK¦SelectPro¦VDI3805¦Internet_EU |  |  | H620S+NVC24A-SR-TPC | Globe valve | 1600 kPa | 1000 kPa |  | EU\Inbox\Combinations\Folder..6/..7\ | 33
145301 | H620S/NVC24A-SR-TPC | H620S/NVC24A-SR-TPC |  | H620S | / | NVC24A-SR-TPC | Fast runner | 1 | Scenario 2 |  | PPK¦SelectPro¦VDI3805¦Internet_EU |  |  | H620S/NVC24A-SR-TPC | Globe valve | 1600 kPa | 1000 kPa |  | EU\Inbox\Combinations\Folder..6/..7\ | 33
145302 | H624S+NVC24A-SR-TPC | H624S+NVC24A-SR-TPC |  | H624S | + | NVC24A-SR-TPC | Fast runner | 1 | Scenario 2 |  | PPK¦SelectPro¦VDI3805¦Internet_EU |  |  | H624S+NVC24A-SR-TPC | Globe valve | 1300 kPa | 1000 kPa |  | EU\Inbox\Combinations\Folder..6/..7\ | 33
145303 | H624S/NVC24A-SR-TPC | H624S/NVC24A-SR-TPC |  | H624S | / | NVC24A-SR-TPC | Fast runner | 1 | Scenario 2 |  | PPK¦SelectPro¦VDI3805¦Internet_EU |  |  | H624S/NVC24A-SR-TPC | Globe valve | 1300 kPa | 1000 kPa |  | EU\Inbox\Combinations\Folder..6/..7\ | 33
145304 | H625N+NVC24A-SR-TPC | H625N+NVC24A-SR-TPC |  | H625N | + | NVC24A-SR-TPC | Fast runner | 0 | Scenario 2 |  | PPK¦SelectPro¦VDI3805¦Internet_EU |  |  | H625N+NVC24A-SR-TPC | Globe valve | 1300 kPa | 400 kPa |  | EU\Inbox\Combinations\Folder..6/..7\ | 33
145305 | H625N/NVC24A-SR-TPC | H625N/NVC24A-SR-TPC |  | H625N | / | NVC24A-SR-TPC | Fast runner | 0 | Scenario 2 |  | PPK¦SelectPro¦VDI3805¦Internet_EU |  |  | H625N/NVC24A-SR-TPC | Globe valve | 1300 kPa | 400 kPa |  | EU\Inbox\Combinations\Folder..6/..7\ | 33
145306 | H625R+NVC24A-SR-TPC | H625R+NVC24A-SR-TPC |  | H625R | + | NVC24A-SR-TPC | Fast runner | 0 | Scenario 2 |  | PPK¦SelectPro¦VDI3805¦Internet_EU |  |  | H625R+NVC24A-SR-TPC | Globe valve | 600 kPa | 400 kPa |  | EU\Inbox\Combinations\Folder..6/..7\ | 30
145307 | H625R/NVC24A-SR-TPC | H625R/NVC24A-SR-TPC |  | H625R | / | NVC24A-SR-TPC | Fast runner | 0 | Scenario 2 |  | PPK¦SelectPro¦VDI3805¦Internet_EU |  |  | H625R/NVC24A-SR-TPC | Globe valve | 600 kPa | 400 kPa |  | EU\Inbox\Combinations\Folder..6/..7\ | 30
145308 | H625S+NVC24A-SR-TPC | H625S+NVC24A-SR-TPC |  | H625S | + | NVC24A-SR-TPC | Fast runner | 1 | Scenario 2 |  | PPK¦SelectPro¦VDI3805¦Internet_EU |  |  | H625S+NVC24A-SR-TPC | Globe valve | 1300 kPa | 1000 kPa |  | EU\Inbox\Combinations\Folder..6/..7\ | 33
145309 | H625S/NVC24A-SR-TPC | H625S/NVC24A-SR-TPC |  | H625S | / | NVC24A-SR-TPC | Fast runner | 1 | Scenario 2 |  | PPK¦SelectPro¦VDI3805¦Internet_EU |  |  | H625S/NVC24A-SR-TPC | Globe valve | 1300 kPa | 1000 kPa |  | EU\Inbox\Combinations\Folder..6/..7\ | 32
145310 | H632N+NVC24A-SR-TPC | H632N+NVC24A-SR-TPC |  | H632N | + | NVC24A-SR-TPC | Fast runner | 1 | Scenario 2 |  | PPK¦SelectPro¦VDI3805¦Internet_EU |  |  | H632N+NVC24A-SR-TPC | Globe valve | 1000 kPa | 400 kPa |  | EU\Inbox\Combinations\Folder..6/..7\ | 32
145311 | H632N/NVC24A-SR-TPC | H632N/NVC24A-SR-TPC |  | H632N | / | NVC24A-SR-TPC | Fast runner | 1 | Scenario 2 |  | PPK¦SelectPro¦VDI3805¦Internet_EU |  |  | H632N/NVC24A-SR-TPC | Globe valve | 1000 kPa | 400 kPa |  | EU\Inbox\Combinations\Folder..6/..7\ | 32
145312 | H632R+NVC24A-SR-TPC | H632R+NVC24A-SR-TPC |  | H632R | + | NVC24A-SR-TPC | Fast runner | 1 | Scenario 2 |  | PPK¦SelectPro¦VDI3805¦Internet_EU |  |  | H632R+NVC24A-SR-TPC | Globe valve | 600 kPa | 400 kPa |  | EU\Inbox\Combinations\Folder..6/..7\ | 32
145313 | H632R/NVC24A-SR-TPC | H632R/NVC24A-SR-TPC |  | H632R | / | NVC24A-SR-TPC | Fast runner | 1 | Scenario 2 |  | PPK¦SelectPro¦VDI3805¦Internet_EU |  |  | H632R/NVC24A-SR-TPC | Globe valve | 600 kPa | 400 kPa |  | EU\Inbox\Combinations\Folder..6/..7\ | 31
145314 | H632S+NVC24A-SR-TPC | H632S+NVC24A-SR-TPC |  | H632S | + | NVC24A-SR-TPC | Fast runner | 0 | Scenario 2 |  | PPK¦SelectPro¦VDI3805¦Internet_EU |  |  | H632S+NVC24A-SR-TPC | Globe valve | 950 kPa | 950 kPa |  | EU\Inbox\Combinations\Folder..6/..7\ | 32
145315 | H632S/NVC24A-SR-TPC | H632S/NVC24A-SR-TPC |  | H632S | / | NVC24A-SR-TPC | Fast runner | 0 | Scenario 2 |  | PPK¦SelectPro¦VDI3805¦Internet_EU |  |  | H632S/NVC24A-SR-TPC | Globe valve | 950 kPa | 950 kPa |  | EU\Inbox\Combinations\Folder..6/..7\ | 32
145316 | H640N+NVC24A-SR-TPC | H640N+NVC24A-SR-TPC |  | H640N | + | NVC24A-SR-TPC | Fast runner | 1 | Scenario 2 |  | PPK¦SelectPro¦VDI3805¦Internet_EU |  |  | H640N+NVC24A-SR-TPC | Globe valve | 500 kPa | 400 kPa |  | EU\Inbox\Combinations\Folder..6/..7\ | 31
145317 | H640N/NVC24A-SR-TPC | H640N/NVC24A-SR-TPC |  | H640N | / | NVC24A-SR-TPC | Fast runner | 1 | Scenario 2 |  | PPK¦SelectPro¦VDI3805¦Internet_EU |  |  | H640N/NVC24A-SR-TPC | Globe valve | 500 kPa | 400 kPa |  | EU\Inbox\Combinations\Folder..6/..7\ | 33
145318 | H640R+NVC24A-SR-TPC | H640R+NVC24A-SR-TPC |  | H640R | + | NVC24A-SR-TPC | Fast runner | 1 | Scenario 2 |  | PPK¦SelectPro¦VDI3805¦Internet_EU |  |  | H640R+NVC24A-SR-TPC | Globe valve | 500 kPa | 400 kPa |  | EU\Inbox\Combinations\Folder..6/..7\ | 32
145319 | H640R/NVC24A-SR-TPC | H640R/NVC24A-SR-TPC |  | H640R | / | NVC24A-SR-TPC | Fast runner | 1 | Scenario 2 |  | PPK¦SelectPro¦VDI3805¦Internet_EU |  |  | H640R/NVC24A-SR-TPC | Globe valve | 500 kPa | 400 kPa |  | EU\Inbox\Combinations\Folder..6/..7\ | 33
145320 | H640S+NVC24A-SR-TPC | H640S+NVC24A-SR-TPC |  | H640S | + | NVC24A-SR-TPC | Fast runner | 0 | Scenario 2 |  | PPK¦SelectPro¦VDI3805¦Internet_EU |  |  | H640S+NVC24A-SR-TPC | Globe valve | 500 kPa | 500 kPa |  | EU\Inbox\Combinations\Folder..6/..7\ | 33
145321 | H640S/NVC24A-SR-TPC | H640S/NVC24A-SR-TPC |  | H640S | / | NVC24A-SR-TPC | Fast runner | 0 | Scenario 2 |  | PPK¦SelectPro¦VDI3805¦Internet_EU |  |  | H640S/NVC24A-SR-TPC | Globe valve | 500 kPa | 500 kPa |  | EU\Inbox\Combinations\Folder..6/..7\ | 32
145322 | H640SP+NVC24A-SR-TPC | H640SP+NVC24A-SR-TPC |  | H640SP | + | NVC24A-SR-TPC | Fast runner | 1 | Scenario 2 |  | PPK¦SelectPro¦VDI3805¦Internet_EU |  |  | H640SP+NVC24A-SR-TPC | Globe valve (partial pressure-balanced) | 1600 kPa | 1000 kPa |  | EU\Inbox\Combinations\Folder..6/..7\ | 34
145323 | H640SP/NVC24A-SR-TPC | H640SP/NVC24A-SR-TPC |  | H640SP | / | NVC24A-SR-TPC | Fast runner | 1 | Scenario 2 |  | PPK¦SelectPro¦VDI3805¦Internet_EU |  |  | H640SP/NVC24A-SR-TPC | Globe valve (partial pressure-balanced) | 1600 kPa | 1000 kPa |  | EU\Inbox\Combinations\Folder..6/..7\ | 34
145324 | H650N+NVC24A-SR-TPC | H650N+NVC24A-SR-TPC |  | H650N | + | NVC24A-SR-TPC | Fast runner | 0 | Scenario 2 |  | PPK¦SelectPro¦VDI3805¦Internet_EU |  |  | H650N+NVC24A-SR-TPC | Globe valve | 300 kPa | 300 kPa |  | EU\Inbox\Combinations\Folder..6/..7\ | 33
145325 | H650N/NVC24A-SR-TPC | H650N/NVC24A-SR-TPC |  | H650N | / | NVC24A-SR-TPC | Fast runner | 0 | Scenario 2 |  | PPK¦SelectPro¦VDI3805¦Internet_EU |  |  | H650N/NVC24A-SR-TPC | Globe valve | 300 kPa | 300 kPa |  | EU\Inbox\Combinations\Folder..6/..7\ | 33
145326 | H650R+NVC24A-SR-TPC | H650R+NVC24A-SR-TPC |  | H650R | + | NVC24A-SR-TPC | Fast runner | 0 | Scenario 2 |  | PPK¦SelectPro¦VDI3805¦Internet_EU |  |  | H650R+NVC24A-SR-TPC | Globe valve | 300 kPa | 300 kPa |  | EU\Inbox\Combinations\Folder..6/..7\ | 33
145327 | H650R/NVC24A-SR-TPC | H650R/NVC24A-SR-TPC |  | H650R | / | NVC24A-SR-TPC | Fast runner | 0 | Scenario 2 |  | PPK¦SelectPro¦VDI3805¦Internet_EU |  |  | H650R/NVC24A-SR-TPC | Globe valve | 300 kPa | 300 kPa |  | EU\Inbox\Combinations\Folder..6/..7\ | 33
145328 | H650S+NVC24A-SR-TPC | H650S+NVC24A-SR-TPC |  | H650S | + | NVC24A-SR-TPC | Fast runner | 0 | Scenario 2 |  | PPK¦SelectPro¦VDI3805¦Internet_EU |  |  | H650S+NVC24A-SR-TPC | Globe valve | 300 kPa | 300 kPa |  | EU\Inbox\Combinations\Folder..6/..7\ | 33
145329 | H650S/NVC24A-SR-TPC | H650S/NVC24A-SR-TPC |  | H650S | / | NVC24A-SR-TPC | Fast runner | 0 | Scenario 2 |  | PPK¦SelectPro¦VDI3805¦Internet_EU |  |  | H650S/NVC24A-SR-TPC | Globe valve | 300 kPa | 300 kPa |  | EU\Inbox\Combinations\Folder..6/..7\ | 32
145330 | H650SP+NVC24A-SR-TPC | H650SP+NVC24A-SR-TPC |  | H650SP | + | NVC24A-SR-TPC | Fast runner | 1 | Scenario 2 |  | PPK¦SelectPro¦VDI3805¦Internet_EU |  |  | H650SP+NVC24A-SR-TPC | Globe valve (partial pressure-balanced) | 1600 kPa | 1000 kPa |  | EU\Inbox\Combinations\Folder..6/..7\ | 33
145331 | H650SP/NVC24A-SR-TPC | H650SP/NVC24A-SR-TPC |  | H650SP | / | NVC24A-SR-TPC | Fast runner | 1 | Scenario 2 |  | PPK¦SelectPro¦VDI3805¦Internet_EU |  |  | H650SP/NVC24A-SR-TPC | Globe valve (partial pressure-balanced) | 1600 kPa | 1000 kPa |  | EU\Inbox\Combinations\Folder..6/..7\ | 32
145332 | H664N+NVC24A-SR-TPC | H664N+NVC24A-SR-TPC |  | H664N | + | NVC24A-SR-TPC | Fast runner | 0 | Scenario 2 |  | PPK¦SelectPro¦VDI3805¦Internet_EU |  |  | H664N+NVC24A-SR-TPC | Globe valve | 140 kPa | 140 kPa |  | EU\Inbox\Combinations\Folder..6/..7\ | 32
145333 | H664N/NVC24A-SR-TPC | H664N/NVC24A-SR-TPC |  | H664N | / | NVC24A-SR-TPC | Fast runner | 0 | Scenario 2 |  | PPK¦SelectPro¦VDI3805¦Internet_EU |  |  | H664N/NVC24A-SR-TPC | Globe valve | 140 kPa | 140 kPa |  | EU\Inbox\Combinations\Folder..6/..7\ | 33
145334 | H664R+NVC24A-SR-TPC | H664R+NVC24A-SR-TPC |  | H664R | + | NVC24A-SR-TPC | Fast runner | 0 | Scenario 2 |  | PPK¦SelectPro¦VDI3805¦Internet_EU |  |  | H664R+NVC24A-SR-TPC | Globe valve | 140 kPa | 140 kPa |  | EU\Inbox\Combinations\Folder..6/..7\ | 33
145335 | H664R/NVC24A-SR-TPC | H664R/NVC24A-SR-TPC |  | H664R | / | NVC24A-SR-TPC | Fast runner | 0 | Scenario 2 |  | PPK¦SelectPro¦VDI3805¦Internet_EU |  |  | H664R/NVC24A-SR-TPC | Globe valve | 140 kPa | 140 kPa |  | EU\Inbox\Combinations\Folder..6/..7\ | 33
145336 | H664S+NVC24A-SR-TPC | H664S+NVC24A-SR-TPC |  | H664S | + | NVC24A-SR-TPC | Fast runner | 0 | Scenario 2 |  | PPK¦SelectPro¦VDI3805¦Internet_EU |  |  | H664S+NVC24A-SR-TPC | Globe valve | 130 kPa | 130 kPa |  | EU\Inbox\Combinations\Folder..6/..7\ | 33
145337 | H664S/NVC24A-SR-TPC | H664S/NVC24A-SR-TPC |  | H664S | / | NVC24A-SR-TPC | Fast runner | 0 | Scenario 2 |  | PPK¦SelectPro¦VDI3805¦Internet_EU |  |  | H664S/NVC24A-SR-TPC | Globe valve | 130 kPa | 130 kPa |  | EU\Inbox\Combinations\Folder..6/..7\ | 32
145338 | H664SP+NVC24A-SR-TPC | H664SP+NVC24A-SR-TPC |  | H664SP | + | NVC24A-SR-TPC | Fast runner | 1 | Scenario 2 |  | PPK¦SelectPro¦VDI3805¦Internet_EU |  |  | H664SP+NVC24A-SR-TPC | Globe valve (partial pressure-balanced) | 1600 kPa | 1000 kPa |  | EU\Inbox\Combinations\Folder..6/..7\ | 33
145339 | H664SP/NVC24A-SR-TPC | H664SP/NVC24A-SR-TPC |  | H664SP | / | NVC24A-SR-TPC | Fast runner | 1 | Scenario 2 |  | PPK¦SelectPro¦VDI3805¦Internet_EU |  |  | H664SP/NVC24A-SR-TPC | Globe valve (partial pressure-balanced) | 1600 kPa | 1000 kPa |  | EU\Inbox\Combinations\Folder..6/..7\ | 33
145340 | H679N+NVC24A-SR-TPC | H679N+NVC24A-SR-TPC |  | H679N | + | NVC24A-SR-TPC | Fast runner | 0 | Scenario 2 |  | PPK¦SelectPro¦VDI3805¦Internet_EU |  |  | H679N+NVC24A-SR-TPC | Globe valve | 80 kPa | 80 kPa |  | EU\Inbox\Combinations\Folder..6/..7\ | 33
145341 | H679N/NVC24A-SR-TPC | H679N/NVC24A-SR-TPC |  | H679N | / | NVC24A-SR-TPC | Fast runner | 0 | Scenario 2 |  | PPK¦SelectPro¦VDI3805¦Internet_EU |  |  | H679N/NVC24A-SR-TPC | Globe valve | 80 kPa | 80 kPa |  | EU\Inbox\Combinations\Folder..6/..7\ | 33
145342 | H411B+SV24A-SR-TPC | H411B+SV24A-SR-TPC |  | H411B | + | SV24A-SR-TPC | Standard actuator | 0 | Scenario 2 |  | PPK¦SelectPro¦VDI3805¦Internet_EU |  |  | H411B+SV24A-SR-TPC | Globe valve | 1600 kPa | 400 kPa |  | EU\Inbox\Combinations\Folder..4/..5\ | 31
145343 | H411B/SV24A-SR-TPC | H411B/SV24A-SR-TPC |  | H411B | / | SV24A-SR-TPC | Standard actuator | 0 | Scenario 2 |  | PPK¦SelectPro¦VDI3805¦Internet_EU |  |  | H411B/SV24A-SR-TPC | Globe valve | 1600 kPa | 400 kPa |  | EU\Inbox\Combinations\Folder..4/..5\ | 29
145344 | H411B+SVC24A-SR-TPC | H411B+SVC24A-SR-TPC |  | H411B | + | SVC24A-SR-TPC | Fast runner | 0 | Scenario 2 |  | PPK¦SelectPro¦VDI3805¦Internet_EU |  |  | H411B+SVC24A-SR-TPC | Globe valve | 1600 kPa | 400 kPa |  | EU\Inbox\Combinations\Folder..4/..5\ | 30
145345 | H411B/SVC24A-SR-TPC | H411B/SVC24A-SR-TPC |  | H411B | / | SVC24A-SR-TPC | Fast runner | 0 | Scenario 2 |  | PPK¦SelectPro¦VDI3805¦Internet_EU |  |  | H411B/SVC24A-SR-TPC | Globe valve | 1600 kPa | 400 kPa |  | EU\Inbox\Combinations\Folder..4/..5\ | 30
145346 | H412B+SV24A-SR-TPC | H412B+SV24A-SR-TPC |  | H412B | + | SV24A-SR-TPC | Standard actuator | 0 | Scenario 2 |  | PPK¦SelectPro¦VDI3805¦Internet_EU |  |  | H412B+SV24A-SR-TPC | Globe valve | 1600 kPa | 400 kPa |  | EU\Inbox\Combinations\Folder..4/..5\ | 30
145347 | H412B/SV24A-SR-TPC | H412B/SV24A-SR-TPC |  | H412B | / | SV24A-SR-TPC | Standard actuator | 0 | Scenario 2 |  | PPK¦SelectPro¦VDI3805¦Internet_EU |  |  | H412B/SV24A-SR-TPC | Globe valve | 1600 kPa | 400 kPa |  | EU\Inbox\Combinations\Folder..4/..5\ | 29
145348 | H412B+SVC24A-SR-TPC | H412B+SVC24A-SR-TPC |  | H412B | + | SVC24A-SR-TPC | Fast runner | 0 | Scenario 2 |  | PPK¦SelectPro¦VDI3805¦Internet_EU |  |  | H412B+SVC24A-SR-TPC | Globe valve | 1600 kPa | 400 kPa |  | EU\Inbox\Combinations\Folder..4/..5\ | 31
145349 | H412B/SVC24A-SR-TPC | H412B/SVC24A-SR-TPC |  | H412B | / | SVC24A-SR-TPC | Fast runner | 0 | Scenario 2 |  | PPK¦SelectPro¦VDI3805¦Internet_EU |  |  | H412B/SVC24A-SR-TPC | Globe valve | 1600 kPa | 400 kPa |  | EU\Inbox\Combinations\Folder..4/..5\ | 30
145350 | H413B+SV24A-SR-TPC | H413B+SV24A-SR-TPC |  | H413B | + | SV24A-SR-TPC | Standard actuator | 0 | Scenario 2 |  | PPK¦SelectPro¦VDI3805¦Internet_EU |  |  | H413B+SV24A-SR-TPC | Globe valve | 1600 kPa | 400 kPa |  | EU\Inbox\Combinations\Folder..4/..5\ | 29
145351 | H413B/SV24A-SR-TPC | H413B/SV24A-SR-TPC |  | H413B | / | SV24A-SR-TPC | Standard actuator | 0 | Scenario 2 |  | PPK¦SelectPro¦VDI3805¦Internet_EU |  |  | H413B/SV24A-SR-TPC | Globe valve | 1600 kPa | 400 kPa |  | EU\Inbox\Combinations\Folder..4/..5\ | 31
145352 | H413B+SVC24A-SR-TPC | H413B+SVC24A-SR-TPC |  | H413B | + | SVC24A-SR-TPC | Fast runner | 0 | Scenario 2 |  | PPK¦SelectPro¦VDI3805¦Internet_EU |  |  | H413B+SVC24A-SR-TPC | Globe valve | 1600 kPa | 400 kPa |  | EU\Inbox\Combinations\Folder..4/..5\ | 30
145353 | H413B/SVC24A-SR-TPC | H413B/SVC24A-SR-TPC |  | H413B | / | SVC24A-SR-TPC | Fast runner | 0 | Scenario 2 |  | PPK¦SelectPro¦VDI3805¦Internet_EU |  |  | H413B/SVC24A-SR-TPC | Globe valve | 1600 kPa | 400 kPa |  | EU\Inbox\Combinations\Folder..4/..5\ | 30
145354 | H414B+SV24A-SR-TPC | H414B+SV24A-SR-TPC |  | H414B | + | SV24A-SR-TPC | Standard actuator | 0 | Scenario 2 |  | PPK¦SelectPro¦VDI3805¦Internet_EU |  |  | H414B+SV24A-SR-TPC | Globe valve | 1600 kPa | 400 kPa |  | EU\Inbox\Combinations\Folder..4/..5\ | 30
145355 | H414B/SV24A-SR-TPC | H414B/SV24A-SR-TPC |  | H414B | / | SV24A-SR-TPC | Standard actuator | 0 | Scenario 2 |  | PPK¦SelectPro¦VDI3805¦Internet_EU |  |  | H414B/SV24A-SR-TPC | Globe valve | 1600 kPa | 400 kPa |  | EU\Inbox\Combinations\Folder..4/..5\ | 31
145356 | H414B+SVC24A-SR-TPC | H414B+SVC24A-SR-TPC |  | H414B | + | SVC24A-SR-TPC | Fast runner | 0 | Scenario 2 |  | PPK¦SelectPro¦VDI3805¦Internet_EU |  |  | H414B+SVC24A-SR-TPC | Globe valve | 1600 kPa | 400 kPa |  | EU\Inbox\Combinations\Folder..4/..5\ | 31
145357 | H414B/SVC24A-SR-TPC | H414B/SVC24A-SR-TPC |  | H414B | / | SVC24A-SR-TPC | Fast runner | 0 | Scenario 2 |  | PPK¦SelectPro¦VDI3805¦Internet_EU |  |  | H414B/SVC24A-SR-TPC | Globe valve | 1600 kPa | 400 kPa |  | EU\Inbox\Combinations\Folder..4/..5\ | 31
145358 | H415B+SV24A-SR-TPC | H415B+SV24A-SR-TPC |  | H415B | + | SV24A-SR-TPC | Standard actuator | 0 | Scenario 2 |  | PPK¦SelectPro¦VDI3805¦Internet_EU |  |  | H415B+SV24A-SR-TPC | Globe valve | 1600 kPa | 400 kPa |  | EU\Inbox\Combinations\Folder..4/..5\ | 31
145359 | H415B/SV24A-SR-TPC | H415B/SV24A-SR-TPC |  | H415B | / | SV24A-SR-TPC | Standard actuator | 0 | Scenario 2 |  | PPK¦SelectPro¦VDI3805¦Internet_EU |  |  | H415B/SV24A-SR-TPC | Globe valve | 1600 kPa | 400 kPa |  | EU\Inbox\Combinations\Folder..4/..5\ | 31
145360 | H415B+SVC24A-SR-TPC | H415B+SVC24A-SR-TPC |  | H415B | + | SVC24A-SR-TPC | Fast runner | 0 | Scenario 2 |  | PPK¦SelectPro¦VDI3805¦Internet_EU |  |  | H415B+SVC24A-SR-TPC | Globe valve | 1600 kPa | 400 kPa |  | EU\Inbox\Combinations\Folder..4/..5\ | 31
145361 | H415B/SVC24A-SR-TPC | H415B/SVC24A-SR-TPC |  | H415B | / | SVC24A-SR-TPC | Fast runner | 0 | Scenario 2 |  | PPK¦SelectPro¦VDI3805¦Internet_EU |  |  | H415B/SVC24A-SR-TPC | Globe valve | 1600 kPa | 400 kPa |  | EU\Inbox\Combinations\Folder..4/..5\ | 32
145362 | H420B+SV24A-SR-TPC | H420B+SV24A-SR-TPC |  | H420B | + | SV24A-SR-TPC | Standard actuator | 0 | Scenario 2 |  | PPK¦SelectPro¦VDI3805¦Internet_EU |  |  | H420B+SV24A-SR-TPC | Globe valve | 1600 kPa | 400 kPa |  | EU\Inbox\Combinations\Folder..4/..5\ | 31
145363 | H420B/SV24A-SR-TPC | H420B/SV24A-SR-TPC |  | H420B | / | SV24A-SR-TPC | Standard actuator | 0 | Scenario 2 |  | PPK¦SelectPro¦VDI3805¦Internet_EU |  |  | H420B/SV24A-SR-TPC | Globe valve | 1600 kPa | 400 kPa |  | EU\Inbox\Combinations\Folder..4/..5\ | 31
145364 | H420B+SVC24A-SR-TPC | H420B+SVC24A-SR-TPC |  | H420B | + | SVC24A-SR-TPC | Fast runner | 0 | Scenario 2 |  | PPK¦SelectPro¦VDI3805¦Internet_EU |  |  | H420B+SVC24A-SR-TPC | Globe valve | 1600 kPa | 400 kPa |  | EU\Inbox\Combinations\Folder..4/..5\ | 31
145365 | H420B/SVC24A-SR-TPC | H420B/SVC24A-SR-TPC |  | H420B | / | SVC24A-SR-TPC | Fast runner | 0 | Scenario 2 |  | PPK¦SelectPro¦VDI3805¦Internet_EU |  |  | H420B/SVC24A-SR-TPC | Globe valve | 1600 kPa | 400 kPa |  | EU\Inbox\Combinations\Folder..4/..5\ | 31
145366 | H425B+SV24A-SR-TPC | H425B+SV24A-SR-TPC |  | H425B | + | SV24A-SR-TPC | Standard actuator | 0 | Scenario 2 |  | PPK¦SelectPro¦VDI3805¦Internet_EU |  |  | H425B+SV24A-SR-TPC | Globe valve | 1600 kPa | 400 kPa |  | EU\Inbox\Combinations\Folder..4/..5\ | 30
145367 | H425B/SV24A-SR-TPC | H425B/SV24A-SR-TPC |  | H425B | / | SV24A-SR-TPC | Standard actuator | 0 | Scenario 2 |  | PPK¦SelectPro¦VDI3805¦Internet_EU |  |  | H425B/SV24A-SR-TPC | Globe valve | 1600 kPa | 400 kPa |  | EU\Inbox\Combinations\Folder..4/..5\ | 32
145368 | H425B+SVC24A-SR-TPC | H425B+SVC24A-SR-TPC |  | H425B | + | SVC24A-SR-TPC | Fast runner | 0 | Scenario 2 |  | PPK¦SelectPro¦VDI3805¦Internet_EU |  |  | H425B+SVC24A-SR-TPC | Globe valve | 1600 kPa | 400 kPa |  | EU\Inbox\Combinations\Folder..4/..5\ | 32
145369 | H425B/SVC24A-SR-TPC | H425B/SVC24A-SR-TPC |  | H425B | / | SVC24A-SR-TPC | Fast runner | 0 | Scenario 2 |  | PPK¦SelectPro¦VDI3805¦Internet_EU |  |  | H425B/SVC24A-SR-TPC | Globe valve | 1600 kPa | 400 kPa |  | EU\Inbox\Combinations\Folder..4/..5\ | 31
145370 | H432B+SV24A-SR-TPC | H432B+SV24A-SR-TPC |  | H432B | + | SV24A-SR-TPC | Standard actuator | 0 | Scenario 2 |  | PPK¦SelectPro¦VDI3805¦Internet_EU |  |  | H432B+SV24A-SR-TPC | Globe valve | 1600 kPa | 400 kPa |  | EU\Inbox\Combinations\Folder..4/..5\ | 32
145371 | H432B/SV24A-SR-TPC | H432B/SV24A-SR-TPC |  | H432B | / | SV24A-SR-TPC | Standard actuator | 0 | Scenario 2 |  | PPK¦SelectPro¦VDI3805¦Internet_EU |  |  | H432B/SV24A-SR-TPC | Globe valve | 1600 kPa | 400 kPa |  | EU\Inbox\Combinations\Folder..4/..5\ | 32
145372 | H432B+SVC24A-SR-TPC | H432B+SVC24A-SR-TPC |  | H432B | + | SVC24A-SR-TPC | Fast runner | 0 | Scenario 2 |  | PPK¦SelectPro¦VDI3805¦Internet_EU |  |  | H432B+SVC24A-SR-TPC | Globe valve | 1600 kPa | 400 kPa |  | EU\Inbox\Combinations\Folder..4/..5\ | 30
145373 | H432B/SVC24A-SR-TPC | H432B/SVC24A-SR-TPC |  | H432B | / | SVC24A-SR-TPC | Fast runner | 0 | Scenario 2 |  | PPK¦SelectPro¦VDI3805¦Internet_EU |  |  | H432B/SVC24A-SR-TPC | Globe valve | 1600 kPa | 400 kPa |  | EU\Inbox\Combinations\Folder..4/..5\ | 31
145374 | H440B+SV24A-SR-TPC | H440B+SV24A-SR-TPC |  | H440B | + | SV24A-SR-TPC | Standard actuator | 0 | Scenario 2 |  | PPK¦SelectPro¦VDI3805¦Internet_EU |  |  | H440B+SV24A-SR-TPC | Globe valve | 900 kPa | 400 kPa |  | EU\Inbox\Combinations\Folder..4/..5\ | 31
145375 | H440B/SV24A-SR-TPC | H440B/SV24A-SR-TPC |  | H440B | / | SV24A-SR-TPC | Standard actuator | 0 | Scenario 2 |  | PPK¦SelectPro¦VDI3805¦Internet_EU |  |  | H440B/SV24A-SR-TPC | Globe valve | 900 kPa | 400 kPa |  | EU\Inbox\Combinations\Folder..4/..5\ | 30
145376 | H440B+SVC24A-SR-TPC | H440B+SVC24A-SR-TPC |  | H440B | + | SVC24A-SR-TPC | Fast runner | 0 | Scenario 2 |  | PPK¦SelectPro¦VDI3805¦Internet_EU |  |  | H440B+SVC24A-SR-TPC | Globe valve | 900 kPa | 400 kPa |  | EU\Inbox\Combinations\Folder..4/..5\ | 31
145377 | H440B/SVC24A-SR-TPC | H440B/SVC24A-SR-TPC |  | H440B | / | SVC24A-SR-TPC | Fast runner | 0 | Scenario 2 |  | PPK¦SelectPro¦VDI3805¦Internet_EU |  |  | H440B/SVC24A-SR-TPC | Globe valve | 900 kPa | 400 kPa |  | EU\Inbox\Combinations\Folder..4/..5\ | 31
145378 | H450B+SV24A-SR-TPC | H450B+SV24A-SR-TPC |  | H450B | + | SV24A-SR-TPC | Standard actuator | 1 | Scenario 2 |  | PPK¦SelectPro¦VDI3805¦Internet_EU |  |  | H450B+SV24A-SR-TPC | Globe valve | 550 kPa | 400 kPa |  | EU\Inbox\Combinations\Folder..4/..5\ | 33
145379 | H450B/SV24A-SR-TPC | H450B/SV24A-SR-TPC |  | H450B | / | SV24A-SR-TPC | Standard actuator | 1 | Scenario 2 |  | PPK¦SelectPro¦VDI3805¦Internet_EU |  |  | H450B/SV24A-SR-TPC | Globe valve | 550 kPa | 400 kPa |  | EU\Inbox\Combinations\Folder..4/..5\ | 31
145380 | H450B+SVC24A-SR-TPC | H450B+SVC24A-SR-TPC |  | H450B | + | SVC24A-SR-TPC | Fast runner | 1 | Scenario 2 |  | PPK¦SelectPro¦VDI3805¦Internet_EU |  |  | H450B+SVC24A-SR-TPC | Globe valve | 550 kPa | 400 kPa |  | EU\Inbox\Combinations\Folder..4/..5\ | 33
145381 | H450B/SVC24A-SR-TPC | H450B/SVC24A-SR-TPC |  | H450B | / | SVC24A-SR-TPC | Fast runner | 1 | Scenario 2 |  | PPK¦SelectPro¦VDI3805¦Internet_EU |  |  | H450B/SVC24A-SR-TPC | Globe valve | 550 kPa | 400 kPa |  | EU\Inbox\Combinations\Folder..4/..5\ | 31
145382 | H511B+SV24A-SR-TPC | H511B+SV24A-SR-TPC |  | H511B | + | SV24A-SR-TPC | Standard actuator | 0 | Scenario 2 |  | PPK¦SelectPro¦VDI3805¦Internet_EU |  |  | H511B+SV24A-SR-TPC | Globe valve | 1600 kPa | 400 kPa |  | EU\Inbox\Combinations\Folder..4/..5\ | 31
145383 | H511B/SV24A-SR-TPC | H511B/SV24A-SR-TPC |  | H511B | / | SV24A-SR-TPC | Standard actuator | 0 | Scenario 2 |  | PPK¦SelectPro¦VDI3805¦Internet_EU |  |  | H511B/SV24A-SR-TPC | Globe valve | 1600 kPa | 400 kPa |  | EU\Inbox\Combinations\Folder..4/..5\ | 31
145384 | H511B+SVC24A-SR-TPC | H511B+SVC24A-SR-TPC |  | H511B | + | SVC24A-SR-TPC | Fast runner | 0 | Scenario 2 |  | PPK¦SelectPro¦VDI3805¦Internet_EU |  |  | H511B+SVC24A-SR-TPC | Globe valve | 1600 kPa | 400 kPa |  | EU\Inbox\Combinations\Folder..4/..5\ | 31
145385 | H511B/SVC24A-SR-TPC | H511B/SVC24A-SR-TPC |  | H511B | / | SVC24A-SR-TPC | Fast runner | 0 | Scenario 2 |  | PPK¦SelectPro¦VDI3805¦Internet_EU |  |  | H511B/SVC24A-SR-TPC | Globe valve | 1600 kPa | 400 kPa |  | EU\Inbox\Combinations\Folder..4/..5\ | 31
145386 | H512B+SV24A-SR-TPC | H512B+SV24A-SR-TPC |  | H512B | + | SV24A-SR-TPC | Standard actuator | 0 | Scenario 2 |  | PPK¦SelectPro¦VDI3805¦Internet_EU |  |  | H512B+SV24A-SR-TPC | Globe valve | 1600 kPa | 400 kPa |  | EU\Inbox\Combinations\Folder..4/..5\ | 31
145387 | H512B/SV24A-SR-TPC | H512B/SV24A-SR-TPC |  | H512B | / | SV24A-SR-TPC | Standard actuator | 0 | Scenario 2 |  | PPK¦SelectPro¦VDI3805¦Internet_EU |  |  | H512B/SV24A-SR-TPC | Globe valve | 1600 kPa | 400 kPa |  | EU\Inbox\Combinations\Folder..4/..5\ | 31
145388 | H512B+SVC24A-SR-TPC | H512B+SVC24A-SR-TPC |  | H512B | + | SVC24A-SR-TPC | Fast runner | 0 | Scenario 2 |  | PPK¦SelectPro¦VDI3805¦Internet_EU |  |  | H512B+SVC24A-SR-TPC | Globe valve | 1600 kPa | 400 kPa |  | EU\Inbox\Combinations\Folder..4/..5\ | 31
145389 | H512B/SVC24A-SR-TPC | H512B/SVC24A-SR-TPC |  | H512B | / | SVC24A-SR-TPC | Fast runner | 0 | Scenario 2 |  | PPK¦SelectPro¦VDI3805¦Internet_EU |  |  | H512B/SVC24A-SR-TPC | Globe valve | 1600 kPa | 400 kPa |  | EU\Inbox\Combinations\Folder..4/..5\ | 30
145390 | H513B+SV24A-SR-TPC | H513B+SV24A-SR-TPC |  | H513B | + | SV24A-SR-TPC | Standard actuator | 0 | Scenario 2 |  | PPK¦SelectPro¦VDI3805¦Internet_EU |  |  | H513B+SV24A-SR-TPC | Globe valve | 1600 kPa | 400 kPa |  | EU\Inbox\Combinations\Folder..4/..5\ | 31
145391 | H513B/SV24A-SR-TPC | H513B/SV24A-SR-TPC |  | H513B | / | SV24A-SR-TPC | Standard actuator | 0 | Scenario 2 |  | PPK¦SelectPro¦VDI3805¦Internet_EU |  |  | H513B/SV24A-SR-TPC | Globe valve | 1600 kPa | 400 kPa |  | EU\Inbox\Combinations\Folder..4/..5\ | 31
145392 | H513B+SVC24A-SR-TPC | H513B+SVC24A-SR-TPC |  | H513B | + | SVC24A-SR-TPC | Fast runner | 0 | Scenario 2 |  | PPK¦SelectPro¦VDI3805¦Internet_EU |  |  | H513B+SVC24A-SR-TPC | Globe valve | 1600 kPa | 400 kPa |  | EU\Inbox\Combinations\Folder..4/..5\ | 31
145393 | H513B/SVC24A-SR-TPC | H513B/SVC24A-SR-TPC |  | H513B | / | SVC24A-SR-TPC | Fast runner | 0 | Scenario 2 |  | PPK¦SelectPro¦VDI3805¦Internet_EU |  |  | H513B/SVC24A-SR-TPC | Globe valve | 1600 kPa | 400 kPa |  | EU\Inbox\Combinations\Folder..4/..5\ | 32
145394 | H514B+SV24A-SR-TPC | H514B+SV24A-SR-TPC |  | H514B | + | SV24A-SR-TPC | Standard actuator | 0 | Scenario 2 |  | PPK¦SelectPro¦VDI3805¦Internet_EU |  |  | H514B+SV24A-SR-TPC | Globe valve | 1600 kPa | 400 kPa |  | EU\Inbox\Combinations\Folder..4/..5\ | 31
145395 | H514B/SV24A-SR-TPC | H514B/SV24A-SR-TPC |  | H514B | / | SV24A-SR-TPC | Standard actuator | 0 | Scenario 2 |  | PPK¦SelectPro¦VDI3805¦Internet_EU |  |  | H514B/SV24A-SR-TPC | Globe valve | 1600 kPa | 400 kPa |  | EU\Inbox\Combinations\Folder..4/..5\ | 31
145396 | H514B+SVC24A-SR-TPC | H514B+SVC24A-SR-TPC |  | H514B | + | SVC24A-SR-TPC | Fast runner | 0 | Scenario 2 |  | PPK¦SelectPro¦VDI3805¦Internet_EU |  |  | H514B+SVC24A-SR-TPC | Globe valve | 1600 kPa | 400 kPa |  | EU\Inbox\Combinations\Folder..4/..5\ | 31
145397 | H514B/SVC24A-SR-TPC | H514B/SVC24A-SR-TPC |  | H514B | / | SVC24A-SR-TPC | Fast runner | 0 | Scenario 2 |  | PPK¦SelectPro¦VDI3805¦Internet_EU |  |  | H514B/SVC24A-SR-TPC | Globe valve | 1600 kPa | 400 kPa |  | EU\Inbox\Combinations\Folder..4/..5\ | 30
145398 | H515B+SV24A-SR-TPC | H515B+SV24A-SR-TPC |  | H515B | + | SV24A-SR-TPC | Standard actuator | 0 | Scenario 2 |  | PPK¦SelectPro¦VDI3805¦Internet_EU |  |  | H515B+SV24A-SR-TPC | Globe valve | 1600 kPa | 400 kPa |  | EU\Inbox\Combinations\Folder..4/..5\ | 29
145399 | H515B/SV24A-SR-TPC | H515B/SV24A-SR-TPC |  | H515B | / | SV24A-SR-TPC | Standard actuator | 0 | Scenario 2 |  | PPK¦SelectPro¦VDI3805¦Internet_EU |  |  | H515B/SV24A-SR-TPC | Globe valve | 1600 kPa | 400 kPa |  | EU\Inbox\Combinations\Folder..4/..5\ | 30
145400 | H515B+SVC24A-SR-TPC | H515B+SVC24A-SR-TPC |  | H515B | + | SVC24A-SR-TPC | Fast runner | 0 | Scenario 2 |  | PPK¦SelectPro¦VDI3805¦Internet_EU |  |  | H515B+SVC24A-SR-TPC | Globe valve | 1600 kPa | 400 kPa |  | EU\Inbox\Combinations\Folder..4/..5\ | 29
145401 | H515B/SVC24A-SR-TPC | H515B/SVC24A-SR-TPC |  | H515B | / | SVC24A-SR-TPC | Fast runner | 0 | Scenario 2 |  | PPK¦SelectPro¦VDI3805¦Internet_EU |  |  | H515B/SVC24A-SR-TPC | Globe valve | 1600 kPa | 400 kPa |  | EU\Inbox\Combinations\Folder..4/..5\ | 30
145402 | H520B+SV24A-SR-TPC | H520B+SV24A-SR-TPC |  | H520B | + | SV24A-SR-TPC | Standard actuator | 0 | Scenario 2 |  | PPK¦SelectPro¦VDI3805¦Internet_EU |  |  | H520B+SV24A-SR-TPC | Globe valve | 1600 kPa | 400 kPa |  | EU\Inbox\Combinations\Folder..4/..5\ | 30
145403 | H520B/SV24A-SR-TPC | H520B/SV24A-SR-TPC |  | H520B | / | SV24A-SR-TPC | Standard actuator | 0 | Scenario 2 |  | PPK¦SelectPro¦VDI3805¦Internet_EU |  |  | H520B/SV24A-SR-TPC | Globe valve | 1600 kPa | 400 kPa |  | EU\Inbox\Combinations\Folder..4/..5\ | 30
145404 | H520B+SVC24A-SR-TPC | H520B+SVC24A-SR-TPC |  | H520B | + | SVC24A-SR-TPC | Fast runner | 0 | Scenario 2 |  | PPK¦SelectPro¦VDI3805¦Internet_EU |  |  | H520B+SVC24A-SR-TPC | Globe valve | 1600 kPa | 400 kPa |  | EU\Inbox\Combinations\Folder..4/..5\ | 29
145405 | H520B/SVC24A-SR-TPC | H520B/SVC24A-SR-TPC |  | H520B | / | SVC24A-SR-TPC | Fast runner | 0 | Scenario 2 |  | PPK¦SelectPro¦VDI3805¦Internet_EU |  |  | H520B/SVC24A-SR-TPC | Globe valve | 1600 kPa | 400 kPa |  | EU\Inbox\Combinations\Folder..4/..5\ | 29
145406 | H525B+SV24A-SR-TPC | H525B+SV24A-SR-TPC |  | H525B | + | SV24A-SR-TPC | Standard actuator | 0 | Scenario 2 |  | PPK¦SelectPro¦VDI3805¦Internet_EU |  |  | H525B+SV24A-SR-TPC | Globe valve | 1600 kPa | 400 kPa |  | EU\Inbox\Combinations\Folder..4/..5\ | 29
145407 | H525B/SV24A-SR-TPC | H525B/SV24A-SR-TPC |  | H525B | / | SV24A-SR-TPC | Standard actuator | 0 | Scenario 2 |  | PPK¦SelectPro¦VDI3805¦Internet_EU |  |  | H525B/SV24A-SR-TPC | Globe valve | 1600 kPa | 400 kPa |  | EU\Inbox\Combinations\Folder..4/..5\ | 30
145408 | H525B+SVC24A-SR-TPC | H525B+SVC24A-SR-TPC |  | H525B | + | SVC24A-SR-TPC | Fast runner | 0 | Scenario 2 |  | PPK¦SelectPro¦VDI3805¦Internet_EU |  |  | H525B+SVC24A-SR-TPC | Globe valve | 1600 kPa | 400 kPa |  | EU\Inbox\Combinations\Folder..4/..5\ | 31
145409 | H525B/SVC24A-SR-TPC | H525B/SVC24A-SR-TPC |  | H525B | / | SVC24A-SR-TPC | Fast runner | 0 | Scenario 2 |  | PPK¦SelectPro¦VDI3805¦Internet_EU |  |  | H525B/SVC24A-SR-TPC | Globe valve | 1600 kPa | 400 kPa |  | EU\Inbox\Combinations\Folder..4/..5\ | 30
145410 | H532B+SV24A-SR-TPC | H532B+SV24A-SR-TPC |  | H532B | + | SV24A-SR-TPC | Standard actuator | 0 | Scenario 2 |  | PPK¦SelectPro¦VDI3805¦Internet_EU |  |  | H532B+SV24A-SR-TPC | Globe valve | 1600 kPa | 400 kPa |  | EU\Inbox\Combinations\Folder..4/..5\ | 32
145411 | H532B/SV24A-SR-TPC | H532B/SV24A-SR-TPC |  | H532B | / | SV24A-SR-TPC | Standard actuator | 0 | Scenario 2 |  | PPK¦SelectPro¦VDI3805¦Internet_EU |  |  | H532B/SV24A-SR-TPC | Globe valve | 1600 kPa | 400 kPa |  | EU\Inbox\Combinations\Folder..4/..5\ | 31
145412 | H532B+SVC24A-SR-TPC | H532B+SVC24A-SR-TPC |  | H532B | + | SVC24A-SR-TPC | Fast runner | 0 | Scenario 2 |  | PPK¦SelectPro¦VDI3805¦Internet_EU |  |  | H532B+SVC24A-SR-TPC | Globe valve | 1600 kPa | 400 kPa |  | EU\Inbox\Combinations\Folder..4/..5\ | 30
145413 | H532B/SVC24A-SR-TPC | H532B/SVC24A-SR-TPC |  | H532B | / | SVC24A-SR-TPC | Fast runner | 0 | Scenario 2 |  | PPK¦SelectPro¦VDI3805¦Internet_EU |  |  | H532B/SVC24A-SR-TPC | Globe valve | 1600 kPa | 400 kPa |  | EU\Inbox\Combinations\Folder..4/..5\ | 30
145414 | H540B+SV24A-SR-TPC | H540B+SV24A-SR-TPC |  | H540B | + | SV24A-SR-TPC | Standard actuator | 0 | Scenario 2 |  | PPK¦SelectPro¦VDI3805¦Internet_EU |  |  | H540B+SV24A-SR-TPC | Globe valve | 900 kPa | 400 kPa |  | EU\Inbox\Combinations\Folder..4/..5\ | 30
145415 | H540B/SV24A-SR-TPC | H540B/SV24A-SR-TPC |  | H540B | / | SV24A-SR-TPC | Standard actuator | 0 | Scenario 2 |  | PPK¦SelectPro¦VDI3805¦Internet_EU |  |  | H540B/SV24A-SR-TPC | Globe valve | 900 kPa | 400 kPa |  | EU\Inbox\Combinations\Folder..4/..5\ | 29
145416 | H540B+SVC24A-SR-TPC | H540B+SVC24A-SR-TPC |  | H540B | + | SVC24A-SR-TPC | Fast runner | 0 | Scenario 2 |  | PPK¦SelectPro¦VDI3805¦Internet_EU |  |  | H540B+SVC24A-SR-TPC | Globe valve | 900 kPa | 400 kPa |  | EU\Inbox\Combinations\Folder..4/..5\ | 30
145417 | H540B/SVC24A-SR-TPC | H540B/SVC24A-SR-TPC |  | H540B | / | SVC24A-SR-TPC | Fast runner | 0 | Scenario 2 |  | PPK¦SelectPro¦VDI3805¦Internet_EU |  |  | H540B/SVC24A-SR-TPC | Globe valve | 900 kPa | 400 kPa |  | EU\Inbox\Combinations\Folder..4/..5\ | 30
145418 | H550B+SV24A-SR-TPC | H550B+SV24A-SR-TPC |  | H550B | + | SV24A-SR-TPC | Standard actuator | 1 | Scenario 2 |  | PPK¦SelectPro¦VDI3805¦Internet_EU |  |  | H550B+SV24A-SR-TPC | Globe valve | 550 kPa | 400 kPa |  | EU\Inbox\Combinations\Folder..4/..5\ | 31
145419 | H550B/SV24A-SR-TPC | H550B/SV24A-SR-TPC |  | H550B | / | SV24A-SR-TPC | Standard actuator | 1 | Scenario 2 |  | PPK¦SelectPro¦VDI3805¦Internet_EU |  |  | H550B/SV24A-SR-TPC | Globe valve | 550 kPa | 400 kPa |  | EU\Inbox\Combinations\Folder..4/..5\ | 30
145420 | H550B+SVC24A-SR-TPC | H550B+SVC24A-SR-TPC |  | H550B | + | SVC24A-SR-TPC | Fast runner | 1 | Scenario 2 |  | PPK¦SelectPro¦VDI3805¦Internet_EU |  |  | H550B+SVC24A-SR-TPC | Globe valve | 550 kPa | 400 kPa |  | EU\Inbox\Combinations\Folder..4/..5\ | 30
145421 | H550B/SVC24A-SR-TPC | H550B/SVC24A-SR-TPC |  | H550B | / | SVC24A-SR-TPC | Fast runner | 1 | Scenario 2 |  | PPK¦SelectPro¦VDI3805¦Internet_EU |  |  | H550B/SVC24A-SR-TPC | Globe valve | 550 kPa | 400 kPa |  | EU\Inbox\Combinations\Folder..4/..5\ | 31
145422 | H6015X1-S2+SV24A-SR-TPC | H6015X1-S2+SV24A-SR-TPC |  | H6015X1-S2 | + | SV24A-SR-TPC | Standard actuator | 0 | Scenario 2 |  | PPK¦SelectPro¦VDI3805¦Internet_EU |  |  | H6015X1-S2+SV24A-SR-TPC | Globe valve | 2500 kPa | 1000 kPa |  | EU\Inbox\Combinations\Folder..6/..7\ | 32
145423 | H6015X1-S2/SV24A-SR-TPC | H6015X1-S2/SV24A-SR-TPC |  | H6015X1-S2 | / | SV24A-SR-TPC | Standard actuator | 0 | Scenario 2 |  | PPK¦SelectPro¦VDI3805¦Internet_EU |  |  | H6015X1-S2/SV24A-SR-TPC | Globe valve | 2500 kPa | 1000 kPa |  | EU\Inbox\Combinations\Folder..6/..7\ | 33
145424 | H6015X1-S2+SVC24A-SR-TPC | H6015X1-S2+SVC24A-SR-TPC |  | H6015X1-S2 | + | SVC24A-SR-TPC | Fast runner | 0 | Scenario 2 |  | PPK¦SelectPro¦VDI3805¦Internet_EU |  |  | H6015X1-S2+SVC24A-SR-TPC | Globe valve | 2500 kPa | 1000 kPa |  | EU\Inbox\Combinations\Folder..6/..7\ | 32
145425 | H6015X1-S2/SVC24A-SR-TPC | H6015X1-S2/SVC24A-SR-TPC |  | H6015X1-S2 | / | SVC24A-SR-TPC | Fast runner | 0 | Scenario 2 |  | PPK¦SelectPro¦VDI3805¦Internet_EU |  |  | H6015X1-S2/SVC24A-SR-TPC | Globe valve | 2500 kPa | 1000 kPa |  | EU\Inbox\Combinations\Folder..6/..7\ | 32
145426 | H6015X1P6-S2+SV24A-SR-TPC | H6015X1P6-S2+SV24A-SR-TPC |  | H6015X1P6-S2 | + | SV24A-SR-TPC | Standard actuator | 0 | Scenario 2 |  | PPK¦SelectPro¦VDI3805¦Internet_EU |  |  | H6015X1P6-S2+SV24A-SR-TPC | Globe valve | 2500 kPa | 1000 kPa |  | EU\Inbox\Combinations\Folder..6/..7\ | 32
145427 | H6015X1P6-S2/SV24A-SR-TPC | H6015X1P6-S2/SV24A-SR-TPC |  | H6015X1P6-S2 | / | SV24A-SR-TPC | Standard actuator | 0 | Scenario 2 |  | PPK¦SelectPro¦VDI3805¦Internet_EU |  |  | H6015X1P6-S2/SV24A-SR-TPC | Globe valve | 2500 kPa | 1000 kPa |  | EU\Inbox\Combinations\Folder..6/..7\ | 31
145428 | H6015X1P6-S2+SVC24A-SR-TPC | H6015X1P6-S2+SVC24A-SR-TPC |  | H6015X1P6-S2 | + | SVC24A-SR-TPC | Fast runner | 0 | Scenario 2 |  | PPK¦SelectPro¦VDI3805¦Internet_EU |  |  | H6015X1P6-S2+SVC24A-SR-TPC | Globe valve | 2500 kPa | 1000 kPa |  | EU\Inbox\Combinations\Folder..6/..7\ | 32
145429 | H6015X1P6-S2/SVC24A-SR-TPC | H6015X1P6-S2/SVC24A-SR-TPC |  | H6015X1P6-S2 | / | SVC24A-SR-TPC | Fast runner | 0 | Scenario 2 |  | PPK¦SelectPro¦VDI3805¦Internet_EU |  |  | H6015X1P6-S2/SVC24A-SR-TPC | Globe valve | 2500 kPa | 1000 kPa |  | EU\Inbox\Combinations\Folder..6/..7\ | 30
145430 | H6015X2P5-S2+SV24A-SR-TPC | H6015X2P5-S2+SV24A-SR-TPC |  | H6015X2P5-S2 | + | SV24A-SR-TPC | Standard actuator | 0 | Scenario 2 |  | PPK¦SelectPro¦VDI3805¦Internet_EU |  |  | H6015X2P5-S2+SV24A-SR-TPC | Globe valve | 2500 kPa | 1000 kPa |  | EU\Inbox\Combinations\Folder..6/..7\ | 31
145431 | H6015X2P5-S2/SV24A-SR-TPC | H6015X2P5-S2/SV24A-SR-TPC |  | H6015X2P5-S2 | / | SV24A-SR-TPC | Standard actuator | 0 | Scenario 2 |  | PPK¦SelectPro¦VDI3805¦Internet_EU |  |  | H6015X2P5-S2/SV24A-SR-TPC | Globe valve | 2500 kPa | 1000 kPa |  | EU\Inbox\Combinations\Folder..6/..7\ | 31
145432 | H6015X2P5-S2+SVC24A-SR-TPC | H6015X2P5-S2+SVC24A-SR-TPC |  | H6015X2P5-S2 | + | SVC24A-SR-TPC | Fast runner | 0 | Scenario 2 |  | PPK¦SelectPro¦VDI3805¦Internet_EU |  |  | H6015X2P5-S2+SVC24A-SR-TPC | Globe valve | 2500 kPa | 1000 kPa |  | EU\Inbox\Combinations\Folder..6/..7\ | 31
145433 | H6015X2P5-S2/SVC24A-SR-TPC | H6015X2P5-S2/SVC24A-SR-TPC |  | H6015X2P5-S2 | / | SVC24A-SR-TPC | Fast runner | 0 | Scenario 2 |  | PPK¦SelectPro¦VDI3805¦Internet_EU |  |  | H6015X2P5-S2/SVC24A-SR-TPC | Globe valve | 2500 kPa | 1000 kPa |  | EU\Inbox\Combinations\Folder..6/..7\ | 31
145434 | H6015X4-S2+SV24A-SR-TPC | H6015X4-S2+SV24A-SR-TPC |  | H6015X4-S2 | + | SV24A-SR-TPC | Standard actuator | 0 | Scenario 2 |  | PPK¦SelectPro¦VDI3805¦Internet_EU |  |  | H6015X4-S2+SV24A-SR-TPC | Globe valve | 2500 kPa | 1000 kPa |  | EU\Inbox\Combinations\Folder..6/..7\ | 30
145435 | H6015X4-S2/SV24A-SR-TPC | H6015X4-S2/SV24A-SR-TPC |  | H6015X4-S2 | / | SV24A-SR-TPC | Standard actuator | 0 | Scenario 2 |  | PPK¦SelectPro¦VDI3805¦Internet_EU |  |  | H6015X4-S2/SV24A-SR-TPC | Globe valve | 2500 kPa | 1000 kPa |  | EU\Inbox\Combinations\Folder..6/..7\ | 31
145436 | H6015X4-S2+SVC24A-SR-TPC | H6015X4-S2+SVC24A-SR-TPC |  | H6015X4-S2 | + | SVC24A-SR-TPC | Fast runner | 0 | Scenario 2 |  | PPK¦SelectPro¦VDI3805¦Internet_EU |  |  | H6015X4-S2+SVC24A-SR-TPC | Globe valve | 2500 kPa | 1000 kPa |  | EU\Inbox\Combinations\Folder..6/..7\ | 31
145437 | H6015X4-S2/SVC24A-SR-TPC | H6015X4-S2/SVC24A-SR-TPC |  | H6015X4-S2 | / | SVC24A-SR-TPC | Fast runner | 0 | Scenario 2 |  | PPK¦SelectPro¦VDI3805¦Internet_EU |  |  | H6015X4-S2/SVC24A-SR-TPC | Globe valve | 2500 kPa | 1000 kPa |  | EU\Inbox\Combinations\Folder..6/..7\ | 32
145438 | H6015XP4-S2+SV24A-SR-TPC | H6015XP4-S2+SV24A-SR-TPC |  | H6015XP4-S2 | + | SV24A-SR-TPC | Standard actuator | 0 | Scenario 2 |  | PPK¦SelectPro¦VDI3805¦Internet_EU |  |  | H6015XP4-S2+SV24A-SR-TPC | Globe valve | 2500 kPa | 1000 kPa |  | EU\Inbox\Combinations\Folder..6/..7\ | 30
145439 | H6015XP4-S2/SV24A-SR-TPC | H6015XP4-S2/SV24A-SR-TPC |  | H6015XP4-S2 | / | SV24A-SR-TPC | Standard actuator | 0 | Scenario 2 |  | PPK¦SelectPro¦VDI3805¦Internet_EU |  |  | H6015XP4-S2/SV24A-SR-TPC | Globe valve | 2500 kPa | 1000 kPa |  | EU\Inbox\Combinations\Folder..6/..7\ | 32
145440 | H6015XP4-S2+SVC24A-SR-TPC | H6015XP4-S2+SVC24A-SR-TPC |  | H6015XP4-S2 | + | SVC24A-SR-TPC | Fast runner | 0 | Scenario 2 |  | PPK¦SelectPro¦VDI3805¦Internet_EU |  |  | H6015XP4-S2+SVC24A-SR-TPC | Globe valve | 2500 kPa | 1000 kPa |  | EU\Inbox\Combinations\Folder..6/..7\ | 30
145441 | H6015XP4-S2/SVC24A-SR-TPC | H6015XP4-S2/SVC24A-SR-TPC |  | H6015XP4-S2 | / | SVC24A-SR-TPC | Fast runner | 0 | Scenario 2 |  | PPK¦SelectPro¦VDI3805¦Internet_EU |  |  | H6015XP4-S2/SVC24A-SR-TPC | Globe valve | 2500 kPa | 1000 kPa |  | EU\Inbox\Combinations\Folder..6/..7\ | 31
145442 | H6015XP63-S2+SV24A-SR-TPC | H6015XP63-S2+SV24A-SR-TPC |  | H6015XP63-S2 | + | SV24A-SR-TPC | Standard actuator | 0 | Scenario 2 |  | PPK¦SelectPro¦VDI3805¦Internet_EU |  |  | H6015XP63-S2+SV24A-SR-TPC | Globe valve | 2500 kPa | 1000 kPa |  | EU\Inbox\Combinations\Folder..6/..7\ | 30
145443 | H6015XP63-S2/SV24A-SR-TPC | H6015XP63-S2/SV24A-SR-TPC |  | H6015XP63-S2 | / | SV24A-SR-TPC | Standard actuator | 0 | Scenario 2 |  | PPK¦SelectPro¦VDI3805¦Internet_EU |  |  | H6015XP63-S2/SV24A-SR-TPC | Globe valve | 2500 kPa | 1000 kPa |  | EU\Inbox\Combinations\Folder..6/..7\ | 30
145444 | H6015XP63-S2+SVC24A-SR-TPC | H6015XP63-S2+SVC24A-SR-TPC |  | H6015XP63-S2 | + | SVC24A-SR-TPC | Fast runner | 0 | Scenario 2 |  | PPK¦SelectPro¦VDI3805¦Internet_EU |  |  | H6015XP63-S2+SVC24A-SR-TPC | Globe valve | 2500 kPa | 1000 kPa |  | EU\Inbox\Combinations\Folder..6/..7\ | 30
145445 | H6015XP63-S2/SVC24A-SR-TPC | H6015XP63-S2/SVC24A-SR-TPC |  | H6015XP63-S2 | / | SVC24A-SR-TPC | Fast runner | 0 | Scenario 2 |  | PPK¦SelectPro¦VDI3805¦Internet_EU |  |  | H6015XP63-S2/SVC24A-SR-TPC | Globe valve | 2500 kPa | 1000 kPa |  | EU\Inbox\Combinations\Folder..6/..7\ | 30
145446 | H6020X4-S2+SV24A-SR-TPC | H6020X4-S2+SV24A-SR-TPC |  | H6020X4-S2 | + | SV24A-SR-TPC | Standard actuator | 0 | Scenario 2 |  | PPK¦SelectPro¦VDI3805¦Internet_EU |  |  | H6020X4-S2+SV24A-SR-TPC | Globe valve | 2500 kPa | 1000 kPa |  | EU\Inbox\Combinations\Folder..6/..7\ | 31
145447 | H6020X4-S2/SV24A-SR-TPC | H6020X4-S2/SV24A-SR-TPC |  | H6020X4-S2 | / | SV24A-SR-TPC | Standard actuator | 0 | Scenario 2 |  | PPK¦SelectPro¦VDI3805¦Internet_EU |  |  | H6020X4-S2/SV24A-SR-TPC | Globe valve | 2500 kPa | 1000 kPa |  | EU\Inbox\Combinations\Folder..6/..7\ | 31
145448 | H6020X4-S2+SVC24A-SR-TPC | H6020X4-S2+SVC24A-SR-TPC |  | H6020X4-S2 | + | SVC24A-SR-TPC | Fast runner | 0 | Scenario 2 |  | PPK¦SelectPro¦VDI3805¦Internet_EU |  |  | H6020X4-S2+SVC24A-SR-TPC | Globe valve | 2500 kPa | 1000 kPa |  | EU\Inbox\Combinations\Folder..6/..7\ | 30
145449 | H6020X4-S2/SVC24A-SR-TPC | H6020X4-S2/SVC24A-SR-TPC |  | H6020X4-S2 | / | SVC24A-SR-TPC | Fast runner | 0 | Scenario 2 |  | PPK¦SelectPro¦VDI3805¦Internet_EU |  |  | H6020X4-S2/SVC24A-SR-TPC | Globe valve | 2500 kPa | 1000 kPa |  | EU\Inbox\Combinations\Folder..6/..7\ | 32
145450 | H6020X6P3-S2+SV24A-SR-TPC | H6020X6P3-S2+SV24A-SR-TPC |  | H6020X6P3-S2 | + | SV24A-SR-TPC | Standard actuator | 0 | Scenario 2 |  | PPK¦SelectPro¦VDI3805¦Internet_EU |  |  | H6020X6P3-S2+SV24A-SR-TPC | Globe valve | 2500 kPa | 1000 kPa |  | EU\Inbox\Combinations\Folder..6/..7\ | 30
145451 | H6020X6P3-S2/SV24A-SR-TPC | H6020X6P3-S2/SV24A-SR-TPC |  | H6020X6P3-S2 | / | SV24A-SR-TPC | Standard actuator | 0 | Scenario 2 |  | PPK¦SelectPro¦VDI3805¦Internet_EU |  |  | H6020X6P3-S2/SV24A-SR-TPC | Globe valve | 2500 kPa | 1000 kPa |  | EU\Inbox\Combinations\Folder..6/..7\ | 30
145452 | H6020X6P3-S2+SVC24A-SR-TPC | H6020X6P3-S2+SVC24A-SR-TPC |  | H6020X6P3-S2 | + | SVC24A-SR-TPC | Fast runner | 0 | Scenario 2 |  | PPK¦SelectPro¦VDI3805¦Internet_EU |  |  | H6020X6P3-S2+SVC24A-SR-TPC | Globe valve | 2500 kPa | 1000 kPa |  | EU\Inbox\Combinations\Folder..6/..7\ | 32
145453 | H6020X6P3-S2/SVC24A-SR-TPC | H6020X6P3-S2/SVC24A-SR-TPC |  | H6020X6P3-S2 | / | SVC24A-SR-TPC | Fast runner | 0 | Scenario 2 |  | PPK¦SelectPro¦VDI3805¦Internet_EU |  |  | H6020X6P3-S2/SVC24A-SR-TPC | Globe valve | 2500 kPa | 1000 kPa |  | EU\Inbox\Combinations\Folder..6/..7\ | 31
145454 | H6025X10-S2+SV24A-SR-TPC | H6025X10-S2+SV24A-SR-TPC |  | H6025X10-S2 | + | SV24A-SR-TPC | Standard actuator | 0 | Scenario 2 |  | PPK¦SelectPro¦VDI3805¦Internet_EU |  |  | H6025X10-S2+SV24A-SR-TPC | Globe valve | 2100 kPa | 1000 kPa |  | EU\Inbox\Combinations\Folder..6/..7\ | 32
145455 | H6025X10-S2/SV24A-SR-TPC | H6025X10-S2/SV24A-SR-TPC |  | H6025X10-S2 | / | SV24A-SR-TPC | Standard actuator | 0 | Scenario 2 |  | PPK¦SelectPro¦VDI3805¦Internet_EU |  |  | H6025X10-S2/SV24A-SR-TPC | Globe valve | 2100 kPa | 1000 kPa |  | EU\Inbox\Combinations\Folder..6/..7\ | 30
145456 | H6025X10-S2+SVC24A-SR-TPC | H6025X10-S2+SVC24A-SR-TPC |  | H6025X10-S2 | + | SVC24A-SR-TPC | Fast runner | 0 | Scenario 2 |  | PPK¦SelectPro¦VDI3805¦Internet_EU |  |  | H6025X10-S2+SVC24A-SR-TPC | Globe valve | 2100 kPa | 1000 kPa |  | EU\Inbox\Combinations\Folder..6/..7\ | 31
145457 | H6025X10-S2/SVC24A-SR-TPC | H6025X10-S2/SVC24A-SR-TPC |  | H6025X10-S2 | / | SVC24A-SR-TPC | Fast runner | 0 | Scenario 2 |  | PPK¦SelectPro¦VDI3805¦Internet_EU |  |  | H6025X10-S2/SVC24A-SR-TPC | Globe valve | 2100 kPa | 1000 kPa |  | EU\Inbox\Combinations\Folder..6/..7\ | 32
145458 | H6025X6P3-S2+SV24A-SR-TPC | H6025X6P3-S2+SV24A-SR-TPC |  | H6025X6P3-S2 | + | SV24A-SR-TPC | Standard actuator | 0 | Scenario 2 |  | PPK¦SelectPro¦VDI3805¦Internet_EU |  |  | H6025X6P3-S2+SV24A-SR-TPC | Globe valve | 2100 kPa | 1000 kPa |  | EU\Inbox\Combinations\Folder..6/..7\ | 31
145459 | H6025X6P3-S2/SV24A-SR-TPC | H6025X6P3-S2/SV24A-SR-TPC |  | H6025X6P3-S2 | / | SV24A-SR-TPC | Standard actuator | 0 | Scenario 2 |  | PPK¦SelectPro¦VDI3805¦Internet_EU |  |  | H6025X6P3-S2/SV24A-SR-TPC | Globe valve | 2100 kPa | 1000 kPa |  | EU\Inbox\Combinations\Folder..6/..7\ | 31
145460 | H6025X6P3-S2+SVC24A-SR-TPC | H6025X6P3-S2+SVC24A-SR-TPC |  | H6025X6P3-S2 | + | SVC24A-SR-TPC | Fast runner | 0 | Scenario 2 |  | PPK¦SelectPro¦VDI3805¦Internet_EU |  |  | H6025X6P3-S2+SVC24A-SR-TPC | Globe valve | 2100 kPa | 1000 kPa |  | EU\Inbox\Combinations\Folder..6/..7\ | 31
145461 | H6025X6P3-S2/SVC24A-SR-TPC | H6025X6P3-S2/SVC24A-SR-TPC |  | H6025X6P3-S2 | / | SVC24A-SR-TPC | Fast runner | 0 | Scenario 2 |  | PPK¦SelectPro¦VDI3805¦Internet_EU |  |  | H6025X6P3-S2/SVC24A-SR-TPC | Globe valve | 2100 kPa | 1000 kPa |  | EU\Inbox\Combinations\Folder..6/..7\ | 30
145462 | H6032X10-S2+SV24A-SR-TPC | H6032X10-S2+SV24A-SR-TPC |  | H6032X10-S2 | + | SV24A-SR-TPC | Standard actuator | 1 | Scenario 2 |  | PPK¦SelectPro¦VDI3805¦Internet_EU |  |  | H6032X10-S2+SV24A-SR-TPC | Globe valve | 1500 kPa | 1000 kPa |  | EU\Inbox\Combinations\Folder..6/..7\ | 31
145463 | H6032X10-S2/SV24A-SR-TPC | H6032X10-S2/SV24A-SR-TPC |  | H6032X10-S2 | / | SV24A-SR-TPC | Standard actuator | 1 | Scenario 2 |  | PPK¦SelectPro¦VDI3805¦Internet_EU |  |  | H6032X10-S2/SV24A-SR-TPC | Globe valve | 1500 kPa | 1000 kPa |  | EU\Inbox\Combinations\Folder..6/..7\ | 31
145464 | H6032X10-S2+SVC24A-SR-TPC | H6032X10-S2+SVC24A-SR-TPC |  | H6032X10-S2 | + | SVC24A-SR-TPC | Fast runner | 1 | Scenario 2 |  | PPK¦SelectPro¦VDI3805¦Internet_EU |  |  | H6032X10-S2+SVC24A-SR-TPC | Globe valve | 1500 kPa | 1000 kPa |  | EU\Inbox\Combinations\Folder..6/..7\ | 30
145465 | H6032X10-S2/SVC24A-SR-TPC | H6032X10-S2/SVC24A-SR-TPC |  | H6032X10-S2 | / | SVC24A-SR-TPC | Fast runner | 1 | Scenario 2 |  | PPK¦SelectPro¦VDI3805¦Internet_EU |  |  | H6032X10-S2/SVC24A-SR-TPC | Globe valve | 1500 kPa | 1000 kPa |  | EU\Inbox\Combinations\Folder..6/..7\ | 31
145466 | H6032X16-S2+SV24A-SR-TPC | H6032X16-S2+SV24A-SR-TPC |  | H6032X16-S2 | + | SV24A-SR-TPC | Standard actuator | 1 | Scenario 2 |  | PPK¦SelectPro¦VDI3805¦Internet_EU |  |  | H6032X16-S2+SV24A-SR-TPC | Globe valve | 1500 kPa | 1000 kPa |  | EU\Inbox\Combinations\Folder..6/..7\ | 31
145467 | H6032X16-S2/SV24A-SR-TPC | H6032X16-S2/SV24A-SR-TPC |  | H6032X16-S2 | / | SV24A-SR-TPC | Standard actuator | 1 | Scenario 2 |  | PPK¦SelectPro¦VDI3805¦Internet_EU |  |  | H6032X16-S2/SV24A-SR-TPC | Globe valve | 1500 kPa | 1000 kPa |  | EU\Inbox\Combinations\Folder..6/..7\ | 31
145468 | H6032X16-S2+SVC24A-SR-TPC | H6032X16-S2+SVC24A-SR-TPC |  | H6032X16-S2 | + | SVC24A-SR-TPC | Fast runner | 1 | Scenario 2 |  | PPK¦SelectPro¦VDI3805¦Internet_EU |  |  | H6032X16-S2+SVC24A-SR-TPC | Globe valve | 1500 kPa | 1000 kPa |  | EU\Inbox\Combinations\Folder..6/..7\ | 31
145469 | H6032X16-S2/SVC24A-SR-TPC | H6032X16-S2/SVC24A-SR-TPC |  | H6032X16-S2 | / | SVC24A-SR-TPC | Fast runner | 1 | Scenario 2 |  | PPK¦SelectPro¦VDI3805¦Internet_EU |  |  | H6032X16-S2/SVC24A-SR-TPC | Globe valve | 1500 kPa | 1000 kPa |  | EU\Inbox\Combinations\Folder..6/..7\ | 29
145470 | H6040X16-S2+SV24A-SR-TPC | H6040X16-S2+SV24A-SR-TPC |  | H6040X16-S2 | + | SV24A-SR-TPC | Standard actuator | 1 | Scenario 2 |  | PPK¦SelectPro¦VDI3805¦Internet_EU |  |  | H6040X16-S2+SV24A-SR-TPC | Globe valve | 850 kPa | 850 kPa |  | EU\Inbox\Combinations\Folder..6/..7\ | 30
145471 | H6040X16-S2/SV24A-SR-TPC | H6040X16-S2/SV24A-SR-TPC |  | H6040X16-S2 | / | SV24A-SR-TPC | Standard actuator | 1 | Scenario 2 |  | PPK¦SelectPro¦VDI3805¦Internet_EU |  |  | H6040X16-S2/SV24A-SR-TPC | Globe valve | 850 kPa | 850 kPa |  | EU\Inbox\Combinations\Folder..6/..7\ | 31
145472 | H6040X16-S2+SVC24A-SR-TPC | H6040X16-S2+SVC24A-SR-TPC |  | H6040X16-S2 | + | SVC24A-SR-TPC | Fast runner | 1 | Scenario 2 |  | PPK¦SelectPro¦VDI3805¦Internet_EU |  |  | H6040X16-S2+SVC24A-SR-TPC | Globe valve | 850 kPa | 850 kPa |  | EU\Inbox\Combinations\Folder..6/..7\ | 29
145473 | H6040X16-S2/SVC24A-SR-TPC | H6040X16-S2/SVC24A-SR-TPC |  | H6040X16-S2 | / | SVC24A-SR-TPC | Fast runner | 1 | Scenario 2 |  | PPK¦SelectPro¦VDI3805¦Internet_EU |  |  | H6040X16-S2/SVC24A-SR-TPC | Globe valve | 850 kPa | 850 kPa |  | EU\Inbox\Combinations\Folder..6/..7\ | 30
145475 | H665S+AVK24A-SR-TPC | H665S+AVK24A-SR-TPC |  | H665S | + | AVK24A-SR-TPC | Actuator with emergency control function | 1 | Scenario 2 |  | PPK¦SelectPro¦VDI3805¦Internet_EU |  |  | H665S+AVK24A-SR-TPC | Globe valve | 400 kPa | 400 kPa |  | EU\Inbox\Combinations\Folder..6/..7\ | 31
145477 | H680S+AVK24A-SR-TPC | H680S+AVK24A-SR-TPC |  | H680S | + | AVK24A-SR-TPC | Actuator with emergency control function | 1 | Scenario 2 |  | PPK¦SelectPro¦VDI3805¦Internet_EU |  |  | H680S+AVK24A-SR-TPC | Globe valve | 250 kPa | 250 kPa |  | EU\Inbox\Combinations\Folder..6/..7\ | 31
145486 | H665S+EV24A-SR-TPC | H665S+EV24A-SR-TPC |  | H665S | + | EV24A-SR-TPC | Standard actuator | 0 | Scenario 2 |  | PPK¦SelectPro¦VDI3805¦Internet_EU |  |  | H665S+EV24A-SR-TPC | Globe valve | 550 kPa | 550 kPa |  | EU\Inbox\Combinations\Folder..6/..7\ | 28
145487 | H665S+EVC24A-SR | H665S+EVC24A-SR |  | H665S | + | EVC24A-SR | Fast runner | 1 | Scenario 2 |  | PPK¦SelectPro¦VDI3805¦Internet_EU |  |  | H665S+EVC24A-SR | Globe valve | 550 kPa | 550 kPa |  | EU\Inbox\Combinations\Folder..6/..7\ | 28
145490 | H680S+EV24A-SR-TPC | H680S+EV24A-SR-TPC |  | H680S | + | EV24A-SR-TPC | Standard actuator | 0 | Scenario 2 |  | PPK¦SelectPro¦VDI3805¦Internet_EU |  |  | H680S+EV24A-SR-TPC | Globe valve | 350 kPa | 350 kPa |  | EU\Inbox\Combinations\Folder..6/..7\ | 28
145491 | H680S+EVC24A-SR | H680S+EVC24A-SR |  | H680S | + | EVC24A-SR | Fast runner | 1 | Scenario 2 |  | PPK¦SelectPro¦VDI3805¦Internet_EU |  |  | H680S+EVC24A-SR | Globe valve | 350 kPa | 350 kPa |  | EU\Inbox\Combinations\Folder..6/..7\ | 29
145505 | H665S+RV24A-SR | H665S+RV24A-SR |  | H665S | + | RV24A-SR | Standard actuator | 1 | Scenario 2 |  | PPK¦SelectPro¦VDI3805¦Internet_EU |  |  | H665S+RV24A-SR | Globe valve | 1100 kPa | 1000 kPa |  | EU\Inbox\Combinations\Folder..6/..7\ | 30
145507 | H680S+RV24A-SR | H680S+RV24A-SR |  | H680S | + | RV24A-SR | Standard actuator | 1 | Scenario 2 |  | PPK¦SelectPro¦VDI3805¦Internet_EU |  |  | H680S+RV24A-SR | Globe valve | 700 kPa | 700 kPa |  | EU\Inbox\Combinations\Folder..6/..7\ | 30
153459 | D680N+GR230A-5 | D680N+GR230A-5 |  | D680N | + | GR230A-5 | Standard actuator | 0 | Scenario 1 |  | PPK¦SelectPro¦VDI3805¦Internet_EU |  |  | D680N+GR230A-5 | Butterfly valve | 1200 kPa | 2.4 kPa |  | EU\Inbox\Combinations\Folder..6/..7\ | 29
153460 | D680N/GR230A-5 | D680N/GR230A-5 |  | D680N | / | GR230A-5 | Standard actuator | 0 | Scenario 1 |  | PPK¦SelectPro¦VDI3805¦Internet_EU |  |  | D680N/GR230A-5 | Butterfly valve | 1200 kPa | 2.4 kPa |  | EU\Inbox\Combinations\Folder..6/..7\ | 29
153461 | D680N+GR24A-5 | D680N+GR24A-5 |  | D680N | + | GR24A-5 | Standard actuator | 0 | Scenario 1 |  | PPK¦SelectPro¦VDI3805¦Internet_EU |  |  | D680N+GR24A-5 | Butterfly valve | 1200 kPa | 2.4 kPa |  | EU\Inbox\Combinations\Folder..6/..7\ | 29
153462 | D680N/GR24A-5 | D680N/GR24A-5 |  | D680N | / | GR24A-5 | Standard actuator | 0 | Scenario 1 |  | PPK¦SelectPro¦VDI3805¦Internet_EU |  |  | D680N/GR24A-5 | Butterfly valve | 1200 kPa | 2.4 kPa |  | EU\Inbox\Combinations\Folder..6/..7\ | 28
153465 | D680N+GR24A-MP-5 | D680N+GR24A-MP-5 |  | D680N | + | GR24A-MP-5 | Communicative actuator | 0 | Scenario 1 Scenario 2 |  | PPK¦SelectPro¦VDI3805¦Internet_EU |  |  | D680N+GR24A-MP-5 | Butterfly valve | 1200 kPa | 2.4 kPa |  | EU\Inbox\Combinations\Folder..6/..7\ | 28
153466 | D680N/GR24A-MP-5 | D680N/GR24A-MP-5 |  | D680N | / | GR24A-MP-5 | Communicative actuator | 0 | Scenario 1 Scenario 2 |  | PPK¦SelectPro¦VDI3805¦Internet_EU |  |  | D680N/GR24A-MP-5 | Butterfly valve | 1200 kPa | 2.4 kPa |  | EU\Inbox\Combinations\Folder..6/..7\ | 27
166766 | R513+LR24A-MP | R513+LR24A-MP |  | R513 | + | LR24A-MP | Communicative actuator | 0 | Scenario 2 |  | PPK¦SelectPro¦VDI3805¦Internet_EU |  |  | R513+LR24A-MP | Characterised control valve | 1400 kPa | 200 kPa |  | EU\Inbox\Combinations\Folder..4/..5\ | 30
166767 | R513/LR24A-MP | R513/LR24A-MP |  | R513 | / | LR24A-MP | Communicative actuator | 0 | Scenario 2 |  | PPK¦SelectPro¦VDI3805¦Internet_EU |  |  | R513/LR24A-MP | Characterised control valve | 1400 kPa | 200 kPa |  | EU\Inbox\Combinations\Folder..4/..5\ | 30
173158 | D6350N+SY6-230-3-T | D6350N+SY6-230-3-T |  | D6350N | + | SY6-230-3-T | Fast runner | 0 | Scenario 1 |  | PPK¦SelectPro¦VDI3805¦Internet_EU |  |  | D6350N+SY6-230-3-T | Butterfly valve |  | 0.8 kPa |  | EU\Inbox\Combinations\Folder..6/..7\ | 26
173159 | D6350N/SY6-230-3-T | D6350N/SY6-230-3-T |  | D6350N | / | SY6-230-3-T | Fast runner | 0 | Scenario 1 |  | PPK¦SelectPro¦VDI3805¦Internet_EU |  |  | D6350N/SY6-230-3-T | Butterfly valve |  | 0.8 kPa |  | EU\Inbox\Combinations\Folder..6/..7\ | 26
191609 | D680NL+GR230A-5 | D680NL+GR230A-5 |  | D680NL | + | GR230A-5 | Standard actuator | 0 | Scenario 1 |  | PPK¦SelectPro¦VDI3805¦Internet_EU |  |  | D680NL+GR230A-5 | Butterfly valve | 1200 kPa | 2.4 kPa |  | EU\Inbox\Combinations\Folder..6/..7\ | 26
191610 | D680NL/GR230A-5 | D680NL/GR230A-5 |  | D680NL | / | GR230A-5 | Standard actuator | 0 | Scenario 1 |  | PPK¦SelectPro¦VDI3805¦Internet_EU |  |  | D680NL/GR230A-5 | Butterfly valve | 1200 kPa | 2.4 kPa |  | EU\Inbox\Combinations\Folder..6/..7\ | 26
191611 | D680NL+GR24A-5 | D680NL+GR24A-5 |  | D680NL | + | GR24A-5 | Standard actuator | 0 | Scenario 1 |  | PPK¦SelectPro¦VDI3805¦Internet_EU |  |  | D680NL+GR24A-5 | Butterfly valve | 1200 kPa | 2.4 kPa |  | EU\Inbox\Combinations\Folder..6/..7\ | 26
191612 | D680NL/GR24A-5 | D680NL/GR24A-5 |  | D680NL | / | GR24A-5 | Standard actuator | 0 | Scenario 1 |  | PPK¦SelectPro¦VDI3805¦Internet_EU |  |  | D680NL/GR24A-5 | Butterfly valve | 1200 kPa | 2.4 kPa |  | EU\Inbox\Combinations\Folder..6/..7\ | 26
191615 | D680NL+GR24A-MP-5 | D680NL+GR24A-MP-5 |  | D680NL | + | GR24A-MP-5 | Communicative actuator | 0 | Scenario 1 Scenario 2 |  | PPK¦SelectPro¦VDI3805¦Internet_EU |  |  | D680NL+GR24A-MP-5 | Butterfly valve | 1200 kPa | 2.4 kPa |  | EU\Inbox\Combinations\Folder..6/..7\ | 25
191616 | D680NL/GR24A-MP-5 | D680NL/GR24A-MP-5 |  | D680NL | / | GR24A-MP-5 | Communicative actuator | 0 | Scenario 1 Scenario 2 |  | PPK¦SelectPro¦VDI3805¦Internet_EU |  |  | D680NL/GR24A-MP-5 | Butterfly valve | 1200 kPa | 2.4 kPa |  | EU\Inbox\Combinations\Folder..6/..7\ | 25
223075 | R2025-S2+LR24A-MP | R2025-S2+LR24A-MP |  | R2025-S2 | + | LR24A-MP | Communicative actuator | 0 | Scenario 1 |  | PPK¦SelectPro¦VDI3805¦Internet_EU |  |  | R2025-S2+LR24A-MP | Open-close ball valve | 1400 kPa | 1000 kPa |  | EU\Inbox\Combinations\Folder..6/..7\ | 29
223076 | R2025-S2/LR24A-MP | R2025-S2/LR24A-MP |  | R2025-S2 | / | LR24A-MP | Communicative actuator | 0 | Scenario 1 |  | PPK¦SelectPro¦VDI3805¦Internet_EU |  |  | R2025-S2/LR24A-MP | Open-close ball valve | 1400 kPa | 1000 kPa |  | EU\Inbox\Combinations\Folder..6/..7\ | 28
223132 | R3015-BL1+LR24A-MP | R3015-BL1+LR24A-MP |  | R3015-BL1 | + | LR24A-MP | Communicative actuator | 0 | Scenario 1 |  | PPK¦SelectPro¦VDI3805¦Internet_EU |  |  | R3015-BL1+LR24A-MP | Change-over ball valve | 500 kPa | 350 kPa |  | EU\Inbox\Combinations\Folder..6/..7\ | 24
223133 | R3015-BL1/LR24A-MP | R3015-BL1/LR24A-MP |  | R3015-BL1 | / | LR24A-MP | Communicative actuator | 0 | Scenario 1 |  | PPK¦SelectPro¦VDI3805¦Internet_EU |  |  | R3015-BL1/LR24A-MP | Change-over ball valve | 500 kPa | 350 kPa |  | EU\Inbox\Combinations\Folder..6/..7\ | 24
223150 | R3015-S1+LR24A-MP | R3015-S1+LR24A-MP |  | R3015-S1 | + | LR24A-MP | Communicative actuator | 0 | Scenario 1 |  | PPK¦SelectPro¦VDI3805¦Internet_EU |  |  | R3015-S1+LR24A-MP | Change-over ball valve | 1400 kPa | 1000 kPa |  | EU\Inbox\Combinations\Folder..6/..7\ | 25
223151 | R3015-S1/LR24A-MP | R3015-S1/LR24A-MP |  | R3015-S1 | / | LR24A-MP | Communicative actuator | 0 | Scenario 1 |  | PPK¦SelectPro¦VDI3805¦Internet_EU |  |  | R3015-S1/LR24A-MP | Change-over ball valve | 1400 kPa | 1000 kPa |  | EU\Inbox\Combinations\Folder..6/..7\ | 25
223178 | R3020-BL2+LR24A-MP | R3020-BL2+LR24A-MP |  | R3020-BL2 | + | LR24A-MP | Communicative actuator | 0 | Scenario 1 |  | PPK¦SelectPro¦VDI3805¦Internet_EU |  |  | R3020-BL2+LR24A-MP | Change-over ball valve | 500 kPa | 350 kPa |  | EU\Inbox\Combinations\Folder..6/..7\ | 24
223179 | R3020-BL2/LR24A-MP | R3020-BL2/LR24A-MP |  | R3020-BL2 | / | LR24A-MP | Communicative actuator | 0 | Scenario 1 |  | PPK¦SelectPro¦VDI3805¦Internet_EU |  |  | R3020-BL2/LR24A-MP | Change-over ball valve | 500 kPa | 350 kPa |  | EU\Inbox\Combinations\Folder..6/..7\ | 24
223184 | R3020-S2+LR24A-MP | R3020-S2+LR24A-MP |  | R3020-S2 | + | LR24A-MP | Communicative actuator | 0 | Scenario 1 |  | PPK¦SelectPro¦VDI3805¦Internet_EU |  |  | R3020-S2+LR24A-MP | Change-over ball valve | 1400 kPa | 1000 kPa |  | EU\Inbox\Combinations\Folder..6/..7\ | 25
223185 | R3020-S2/LR24A-MP | R3020-S2/LR24A-MP |  | R3020-S2 | / | LR24A-MP | Communicative actuator | 0 | Scenario 1 |  | PPK¦SelectPro¦VDI3805¦Internet_EU |  |  | R3020-S2/LR24A-MP | Change-over ball valve | 1400 kPa | 1000 kPa |  | EU\Inbox\Combinations\Folder..6/..7\ | 25
223212 | R3025-BL2+LR24A-MP | R3025-BL2+LR24A-MP |  | R3025-BL2 | + | LR24A-MP | Communicative actuator | 0 | Scenario 1 |  | PPK¦SelectPro¦VDI3805¦Internet_EU |  |  | R3025-BL2+LR24A-MP | Change-over ball valve | 500 kPa | 350 kPa |  | EU\Inbox\Combinations\Folder..6/..7\ | 24
223213 | R3025-BL2/LR24A-MP | R3025-BL2/LR24A-MP |  | R3025-BL2 | / | LR24A-MP | Communicative actuator | 0 | Scenario 1 |  | PPK¦SelectPro¦VDI3805¦Internet_EU |  |  | R3025-BL2/LR24A-MP | Change-over ball valve | 500 kPa | 350 kPa |  | EU\Inbox\Combinations\Folder..6/..7\ | 24
223218 | R3025-S2+LR24A-MP | R3025-S2+LR24A-MP |  | R3025-S2 | + | LR24A-MP | Communicative actuator | 0 | Scenario 1 |  | PPK¦SelectPro¦VDI3805¦Internet_EU |  |  | R3025-S2+LR24A-MP | Change-over ball valve | 1400 kPa | 1000 kPa |  | EU\Inbox\Combinations\Folder..6/..7\ | 25
223219 | R3025-S2/LR24A-MP | R3025-S2/LR24A-MP |  | R3025-S2 | / | LR24A-MP | Communicative actuator | 0 | Scenario 1 |  | PPK¦SelectPro¦VDI3805¦Internet_EU |  |  | R3025-S2/LR24A-MP | Change-over ball valve | 1400 kPa | 1000 kPa |  | EU\Inbox\Combinations\Folder..6/..7\ | 25
223240 | R6015R-B1+LR24A-MP | R6015R-B1+LR24A-MP |  | R6015R-B1 | + | LR24A-MP | Communicative actuator | 0 | Scenario 1 |  | PPK¦SelectPro¦VDI3805¦Internet_EU |  |  | R6015R-B1+LR24A-MP | Open-close ball valve | 600 kPa | 100 kPa |  | EU\Inbox\Combinations\Folder..6/..7\ | 24
223241 | R6015R-B1/LR24A-MP | R6015R-B1/LR24A-MP |  | R6015R-B1 | / | LR24A-MP | Communicative actuator | 0 | Scenario 1 |  | PPK¦SelectPro¦VDI3805¦Internet_EU |  |  | R6015R-B1/LR24A-MP | Open-close ball valve | 600 kPa | 100 kPa |  | EU\Inbox\Combinations\Folder..6/..7\ | 24
223366 | R3050-BL4+SR24A-MP | R3050-BL4+SR24A-MP |  | R3050-BL4 | + | SR24A-MP | Communicative actuator | 0 | Scenario 1 |  | PPK¦SelectPro¦VDI3805¦Internet_EU |  |  | R3050-BL4+SR24A-MP | Change-over ball valve | 500 kPa | 350 kPa |  | EU\Inbox\Combinations\Folder..6/..7\ | 26
223367 | R3050-BL4/SR24A-MP | R3050-BL4/SR24A-MP |  | R3050-BL4 | / | SR24A-MP | Communicative actuator | 0 | Scenario 1 |  | PPK¦SelectPro¦VDI3805¦Internet_EU |  |  | R3050-BL4/SR24A-MP | Change-over ball valve | 500 kPa | 350 kPa |  | EU\Inbox\Combinations\Folder..6/..7\ | 26
223378 | R3050-S4+SR24A-MP | R3050-S4+SR24A-MP |  | R3050-S4 | + | SR24A-MP | Communicative actuator | 0 | Scenario 1 |  | PPK¦SelectPro¦VDI3805¦Internet_EU |  |  | R3050-S4+SR24A-MP | Change-over ball valve | 1400 kPa | 1000 kPa |  | EU\Inbox\Combinations\Folder..6/..7\ | 25
223379 | R3050-S4/SR24A-MP | R3050-S4/SR24A-MP |  | R3050-S4 | / | SR24A-MP | Communicative actuator | 0 | Scenario 1 |  | PPK¦SelectPro¦VDI3805¦Internet_EU |  |  | R3050-S4/SR24A-MP | Change-over ball valve | 1400 kPa | 1000 kPa |  | EU\Inbox\Combinations\Folder..6/..7\ | 25
223796 | R6020R-B1+LR24A-MP | R6020R-B1+LR24A-MP |  | R6020R-B1 | + | LR24A-MP | Communicative actuator | 0 | Scenario 1 |  | PPK¦SelectPro¦VDI3805¦Internet_EU |  |  | R6020R-B1+LR24A-MP | Open-close ball valve | 600 kPa | 100 kPa |  | EU\Inbox\Combinations\Folder..6/..7\ | 22
223797 | R6020R-B1/LR24A-MP | R6020R-B1/LR24A-MP |  | R6020R-B1 | / | LR24A-MP | Communicative actuator | 0 | Scenario 1 |  | PPK¦SelectPro¦VDI3805¦Internet_EU |  |  | R6020R-B1/LR24A-MP | Open-close ball valve | 600 kPa | 100 kPa |  | EU\Inbox\Combinations\Folder..6/..7\ | 22
223804 | R6025R-B2+LR24A-MP | R6025R-B2+LR24A-MP |  | R6025R-B2 | + | LR24A-MP | Communicative actuator | 0 | Scenario 1 |  | PPK¦SelectPro¦VDI3805¦Internet_EU |  |  | R6025R-B2+LR24A-MP | Open-close ball valve | 600 kPa | 100 kPa |  | EU\Inbox\Combinations\Folder..6/..7\ | 22
223805 | R6025R-B2/LR24A-MP | R6025R-B2/LR24A-MP |  | R6025R-B2 | / | LR24A-MP | Communicative actuator | 0 | Scenario 1 |  | PPK¦SelectPro¦VDI3805¦Internet_EU |  |  | R6025R-B2/LR24A-MP | Open-close ball valve | 600 kPa | 100 kPa |  | EU\Inbox\Combinations\Folder..6/..7\ | 22
223812 | R7015R-B1+LR24A-MP | R7015R-B1+LR24A-MP |  | R7015R-B1 | + | LR24A-MP | Communicative actuator | 0 | Scenario 1 |  | PPK¦SelectPro¦VDI3805¦Internet_EU |  |  | R7015R-B1+LR24A-MP | Change-over ball valve | 600 kPa | 100 kPa |  | EU\Inbox\Combinations\Folder..6/..7\ | 22
223813 | R7015R-B1/LR24A-MP | R7015R-B1/LR24A-MP |  | R7015R-B1 | / | LR24A-MP | Communicative actuator | 0 | Scenario 1 |  | PPK¦SelectPro¦VDI3805¦Internet_EU |  |  | R7015R-B1/LR24A-MP | Change-over ball valve | 600 kPa | 100 kPa |  | EU\Inbox\Combinations\Folder..6/..7\ | 22
223824 | R7020R-B1+LR24A-MP | R7020R-B1+LR24A-MP |  | R7020R-B1 | + | LR24A-MP | Communicative actuator | 0 | Scenario 1 |  | PPK¦SelectPro¦VDI3805¦Internet_EU |  |  | R7020R-B1+LR24A-MP | Change-over ball valve | 600 kPa | 100 kPa |  | EU\Inbox\Combinations\Folder..6/..7\ | 22
223825 | R7020R-B1/LR24A-MP | R7020R-B1/LR24A-MP |  | R7020R-B1 | / | LR24A-MP | Communicative actuator | 0 | Scenario 1 |  | PPK¦SelectPro¦VDI3805¦Internet_EU |  |  | R7020R-B1/LR24A-MP | Change-over ball valve | 600 kPa | 100 kPa |  | EU\Inbox\Combinations\Folder..6/..7\ | 22
223832 | R7025R-B2+LR24A-MP | R7025R-B2+LR24A-MP |  | R7025R-B2 | + | LR24A-MP | Communicative actuator | 0 | Scenario 1 |  | PPK¦SelectPro¦VDI3805¦Internet_EU |  |  | R7025R-B2+LR24A-MP | Change-over ball valve | 600 kPa | 100 kPa |  | EU\Inbox\Combinations\Folder..6/..7\ | 22
223833 | R7025R-B2/LR24A-MP | R7025R-B2/LR24A-MP |  | R7025R-B2 | / | LR24A-MP | Communicative actuator | 0 | Scenario 1 |  | PPK¦SelectPro¦VDI3805¦Internet_EU |  |  | R7025R-B2/LR24A-MP | Change-over ball valve | 600 kPa | 100 kPa |  | EU\Inbox\Combinations\Folder..6/..7\ | 22
224768 | R3032-BL3+NR24A-MP | R3032-BL3+NR24A-MP |  | R3032-BL3 | + | NR24A-MP | Communicative actuator | 0 | Scenario 1 |  | PPK¦SelectPro¦VDI3805¦Internet_EU |  |  | R3032-BL3+NR24A-MP | Change-over ball valve | 500 kPa | 350 kPa |  | EU\Inbox\Combinations\Folder..6/..7\ | 24
224769 | R3032-BL3/NR24A-MP | R3032-BL3/NR24A-MP |  | R3032-BL3 | / | NR24A-MP | Communicative actuator | 0 | Scenario 1 |  | PPK¦SelectPro¦VDI3805¦Internet_EU |  |  | R3032-BL3/NR24A-MP | Change-over ball valve | 500 kPa | 350 kPa |  | EU\Inbox\Combinations\Folder..6/..7\ | 24
224778 | R3032-S3+NR24A-MP | R3032-S3+NR24A-MP |  | R3032-S3 | + | NR24A-MP | Communicative actuator | 0 | Scenario 1 |  | PPK¦SelectPro¦VDI3805¦Internet_EU |  |  | R3032-S3+NR24A-MP | Change-over ball valve | 1400 kPa | 1000 kPa |  | EU\Inbox\Combinations\Folder..6/..7\ | 25
224779 | R3032-S3/NR24A-MP | R3032-S3/NR24A-MP |  | R3032-S3 | / | NR24A-MP | Communicative actuator | 0 | Scenario 1 |  | PPK¦SelectPro¦VDI3805¦Internet_EU |  |  | R3032-S3/NR24A-MP | Change-over ball valve | 1400 kPa | 1000 kPa |  | EU\Inbox\Combinations\Folder..6/..7\ | 25
224824 | R3040-BL3+NR24A-MP | R3040-BL3+NR24A-MP |  | R3040-BL3 | + | NR24A-MP | Communicative actuator | 0 | Scenario 1 |  | PPK¦SelectPro¦VDI3805¦Internet_EU |  |  | R3040-BL3+NR24A-MP | Change-over ball valve | 500 kPa | 350 kPa |  | EU\Inbox\Combinations\Folder..6/..7\ | 24
224825 | R3040-BL3/NR24A-MP | R3040-BL3/NR24A-MP |  | R3040-BL3 | / | NR24A-MP | Communicative actuator | 0 | Scenario 1 |  | PPK¦SelectPro¦VDI3805¦Internet_EU |  |  | R3040-BL3/NR24A-MP | Change-over ball valve | 500 kPa | 350 kPa |  | EU\Inbox\Combinations\Folder..6/..7\ | 24
224834 | R3040-S3+NR24A-MP | R3040-S3+NR24A-MP |  | R3040-S3 | + | NR24A-MP | Communicative actuator | 0 | Scenario 1 |  | PPK¦SelectPro¦VDI3805¦Internet_EU |  |  | R3040-S3+NR24A-MP | Change-over ball valve | 1400 kPa | 1000 kPa |  | EU\Inbox\Combinations\Folder..6/..7\ | 25
224835 | R3040-S3/NR24A-MP | R3040-S3/NR24A-MP |  | R3040-S3 | / | NR24A-MP | Communicative actuator | 0 | Scenario 1 |  | PPK¦SelectPro¦VDI3805¦Internet_EU |  |  | R3040-S3/NR24A-MP | Change-over ball valve | 1400 kPa | 1000 kPa |  | EU\Inbox\Combinations\Folder..6/..7\ | 25
224880 | R3050-BL3+NR24A-MP | R3050-BL3+NR24A-MP |  | R3050-BL3 | + | NR24A-MP | Communicative actuator | 0 | Scenario 1 |  | PPK¦SelectPro¦VDI3805¦Internet_EU |  |  | R3050-BL3+NR24A-MP | Change-over ball valve | 500 kPa | 350 kPa |  | EU\Inbox\Combinations\Folder..6/..7\ | 23
224881 | R3050-BL3/NR24A-MP | R3050-BL3/NR24A-MP |  | R3050-BL3 | / | NR24A-MP | Communicative actuator | 0 | Scenario 1 |  | PPK¦SelectPro¦VDI3805¦Internet_EU |  |  | R3050-BL3/NR24A-MP | Change-over ball valve | 500 kPa | 350 kPa |  | EU\Inbox\Combinations\Folder..6/..7\ | 23
225480 | R6032R-B3+NR24A-MP | R6032R-B3+NR24A-MP |  | R6032R-B3 | + | NR24A-MP | Communicative actuator | 0 | Scenario 1 |  | PPK¦SelectPro¦VDI3805¦Internet_EU |  |  | R6032R-B3+NR24A-MP | Open-close ball valve | 600 kPa | 100 kPa |  | EU\Inbox\Combinations\Folder..6/..7\ | 22
225481 | R6032R-B3/NR24A-MP | R6032R-B3/NR24A-MP |  | R6032R-B3 | / | NR24A-MP | Communicative actuator | 0 | Scenario 1 |  | PPK¦SelectPro¦VDI3805¦Internet_EU |  |  | R6032R-B3/NR24A-MP | Open-close ball valve | 600 kPa | 100 kPa |  | EU\Inbox\Combinations\Folder..6/..7\ | 22
225490 | R6040R-B3+NR24A-MP | R6040R-B3+NR24A-MP |  | R6040R-B3 | + | NR24A-MP | Communicative actuator | 0 | Scenario 1 |  | PPK¦SelectPro¦VDI3805¦Internet_EU |  |  | R6040R-B3+NR24A-MP | Open-close ball valve | 600 kPa | 100 kPa |  | EU\Inbox\Combinations\Folder..6/..7\ | 22
225491 | R6040R-B3/NR24A-MP | R6040R-B3/NR24A-MP |  | R6040R-B3 | / | NR24A-MP | Communicative actuator | 0 | Scenario 1 |  | PPK¦SelectPro¦VDI3805¦Internet_EU |  |  | R6040R-B3/NR24A-MP | Open-close ball valve | 600 kPa | 100 kPa |  | EU\Inbox\Combinations\Folder..6/..7\ | 22
225500 | R6050R-B3+NR24A-MP | R6050R-B3+NR24A-MP |  | R6050R-B3 | + | NR24A-MP | Communicative actuator | 0 | Scenario 1 |  | PPK¦SelectPro¦VDI3805¦Internet_EU |  |  | R6050R-B3+NR24A-MP | Open-close ball valve | 600 kPa | 100 kPa |  | EU\Inbox\Combinations\Folder..6/..7\ | 21
225501 | R6050R-B3/NR24A-MP | R6050R-B3/NR24A-MP |  | R6050R-B3 | / | NR24A-MP | Communicative actuator | 0 | Scenario 1 |  | PPK¦SelectPro¦VDI3805¦Internet_EU |  |  | R6050R-B3/NR24A-MP | Open-close ball valve | 600 kPa | 100 kPa |  | EU\Inbox\Combinations\Folder..6/..7\ | 21
226074 | R7032R-B3+NR24A-MP | R7032R-B3+NR24A-MP |  | R7032R-B3 | + | NR24A-MP | Communicative actuator | 0 | Scenario 1 |  | PPK¦SelectPro¦VDI3805¦Internet_EU |  |  | R7032R-B3+NR24A-MP | Change-over ball valve | 600 kPa | 100 kPa |  | EU\Inbox\Combinations\Folder..6/..7\ | 24
226075 | R7032R-B3/NR24A-MP | R7032R-B3/NR24A-MP |  | R7032R-B3 | / | NR24A-MP | Communicative actuator | 0 | Scenario 1 |  | PPK¦SelectPro¦VDI3805¦Internet_EU |  |  | R7032R-B3/NR24A-MP | Change-over ball valve | 600 kPa | 100 kPa |  | EU\Inbox\Combinations\Folder..6/..7\ | 24
226084 | R7040R-B3+NR24A-MP | R7040R-B3+NR24A-MP |  | R7040R-B3 | + | NR24A-MP | Communicative actuator | 0 | Scenario 1 |  | PPK¦SelectPro¦VDI3805¦Internet_EU |  |  | R7040R-B3+NR24A-MP | Change-over ball valve | 600 kPa | 100 kPa |  | EU\Inbox\Combinations\Folder..6/..7\ | 24
226085 | R7040R-B3/NR24A-MP | R7040R-B3/NR24A-MP |  | R7040R-B3 | / | NR24A-MP | Communicative actuator | 0 | Scenario 1 |  | PPK¦SelectPro¦VDI3805¦Internet_EU |  |  | R7040R-B3/NR24A-MP | Change-over ball valve | 600 kPa | 100 kPa |  | EU\Inbox\Combinations\Folder..6/..7\ | 24
226694 | R7050R-B3+NR24A-MP | R7050R-B3+NR24A-MP |  | R7050R-B3 | + | NR24A-MP | Communicative actuator | 0 | Scenario 1 |  | PPK¦SelectPro¦VDI3805¦Internet_EU |  |  | R7050R-B3+NR24A-MP | Change-over ball valve | 600 kPa | 100 kPa |  | EU\Inbox\Combinations\Folder..6/..7\ | 24
226695 | R7050R-B3/NR24A-MP | R7050R-B3/NR24A-MP |  | R7050R-B3 | / | NR24A-MP | Communicative actuator | 0 | Scenario 1 |  | PPK¦SelectPro¦VDI3805¦Internet_EU |  |  | R7050R-B3/NR24A-MP | Change-over ball valve | 600 kPa | 100 kPa |  | EU\Inbox\Combinations\Folder..6/..7\ | 24
230144 | R2050-S4+SR24A-MP | R2050-S4+SR24A-MP |  | R2050-S4 | + | SR24A-MP | Communicative actuator | 0 | Scenario 1 |  | PPK¦SelectPro¦VDI3805¦Internet_EU |  |  | R2050-S4+SR24A-MP | Open-close ball valve | 1400 kPa | 1000 kPa |  | EU\Inbox\Combinations\Folder..6/..7\ | 24
230145 | R2050-S4/SR24A-MP | R2050-S4/SR24A-MP |  | R2050-S4 | / | SR24A-MP | Communicative actuator | 0 | Scenario 1 |  | PPK¦SelectPro¦VDI3805¦Internet_EU |  |  | R2050-S4/SR24A-MP | Open-close ball valve | 1400 kPa | 1000 kPa |  | EU\Inbox\Combinations\Folder..6/..7\ | 24
230212 | R2032-S3+NR24A-MP | R2032-S3+NR24A-MP |  | R2032-S3 | + | NR24A-MP | Communicative actuator | 0 | Scenario 1 |  | PPK¦SelectPro¦VDI3805¦Internet_EU |  |  | R2032-S3+NR24A-MP | Open-close ball valve | 1400 kPa | 1000 kPa |  | EU\Inbox\Combinations\Folder..6/..7\ | 25
230213 | R2032-S3/NR24A-MP | R2032-S3/NR24A-MP |  | R2032-S3 | / | NR24A-MP | Communicative actuator | 0 | Scenario 1 |  | PPK¦SelectPro¦VDI3805¦Internet_EU |  |  | R2032-S3/NR24A-MP | Open-close ball valve | 1400 kPa | 1000 kPa |  | EU\Inbox\Combinations\Folder..6/..7\ | 25
230272 | R2040-S3+NR24A-MP | R2040-S3+NR24A-MP |  | R2040-S3 | + | NR24A-MP | Communicative actuator | 0 | Scenario 1 |  | PPK¦SelectPro¦VDI3805¦Internet_EU |  |  | R2040-S3+NR24A-MP | Open-close ball valve | 1400 kPa | 1000 kPa |  | EU\Inbox\Combinations\Folder..6/..7\ | 22
230273 | R2040-S3/NR24A-MP | R2040-S3/NR24A-MP |  | R2040-S3 | / | NR24A-MP | Communicative actuator | 0 | Scenario 1 |  | PPK¦SelectPro¦VDI3805¦Internet_EU |  |  | R2040-S3/NR24A-MP | Open-close ball valve | 1400 kPa | 1000 kPa |  | EU\Inbox\Combinations\Folder..6/..7\ | 22
231800 | R505K+LR230A | R505K+LR230A |  | R505K | + | LR230A | Standard actuator | 1 | Scenario 2 |  | PPK¦SelectPro¦VDI3805¦Internet_EU |  |  | R505K+LR230A | Characterised control valve | 1400 kPa | 200 kPa |  | EU\Inbox\Combinations\Folder..6/..7\ | 25
231801 | R505K/LR230A | R505K/LR230A |  | R505K | / | LR230A | Standard actuator | 1 | Scenario 2 |  | PPK¦SelectPro¦VDI3805¦Internet_EU |  |  | R505K/LR230A | Characterised control valve | 1400 kPa | 200 kPa |  | EU\Inbox\Combinations\Folder..6/..7\ | 25
231802 | R505K+LR230A-S | R505K+LR230A-S |  | R505K | + | LR230A-S | Standard actuator | 0 | Scenario 2 |  | PPK¦SelectPro¦VDI3805¦Internet_EU |  |  | R505K+LR230A-S | Characterised control valve | 1400 kPa | 200 kPa |  | EU\Inbox\Combinations\Folder..6/..7\ | 24
231803 | R505K/LR230A-S | R505K/LR230A-S |  | R505K | / | LR230A-S | Standard actuator | 0 | Scenario 2 |  | PPK¦SelectPro¦VDI3805¦Internet_EU |  |  | R505K/LR230A-S | Characterised control valve | 1400 kPa | 200 kPa |  | EU\Inbox\Combinations\Folder..6/..7\ | 24
231804 | R505K+LR24A | R505K+LR24A |  | R505K | + | LR24A | Standard actuator | 1 | Scenario 2 |  | PPK¦SelectPro¦VDI3805¦Internet_EU |  |  | R505K+LR24A | Characterised control valve | 1400 kPa | 200 kPa |  | EU\Inbox\Combinations\Folder..6/..7\ | 25
231805 | R505K/LR24A | R505K/LR24A |  | R505K | / | LR24A | Standard actuator | 1 | Scenario 2 |  | PPK¦SelectPro¦VDI3805¦Internet_EU |  |  | R505K/LR24A | Characterised control valve | 1400 kPa | 200 kPa |  | EU\Inbox\Combinations\Folder..6/..7\ | 25
231808 | R505K+LR24A-MP | R505K+LR24A-MP |  | R505K | + | LR24A-MP | Communicative actuator | 0 | Scenario 2 |  | PPK¦SelectPro¦VDI3805¦Internet_EU |  |  | R505K+LR24A-MP | Characterised control valve | 1400 kPa | 200 kPa |  | EU\Inbox\Combinations\Folder..6/..7\ | 24
231809 | R505K/LR24A-MP | R505K/LR24A-MP |  | R505K | / | LR24A-MP | Communicative actuator | 0 | Scenario 2 |  | PPK¦SelectPro¦VDI3805¦Internet_EU |  |  | R505K/LR24A-MP | Characterised control valve | 1400 kPa | 200 kPa |  | EU\Inbox\Combinations\Folder..6/..7\ | 24
231812 | R505K+LR24A-S | R505K+LR24A-S |  | R505K | + | LR24A-S | Standard actuator | 0 | Scenario 2 |  | PPK¦SelectPro¦VDI3805¦Internet_EU |  |  | R505K+LR24A-S | Characterised control valve | 1400 kPa | 200 kPa |  | EU\Inbox\Combinations\Folder..6/..7\ | 24
231813 | R505K/LR24A-S | R505K/LR24A-S |  | R505K | / | LR24A-S | Standard actuator | 0 | Scenario 2 |  | PPK¦SelectPro¦VDI3805¦Internet_EU |  |  | R505K/LR24A-S | Characterised control valve | 1400 kPa | 200 kPa |  | EU\Inbox\Combinations\Folder..6/..7\ | 24
231814 | R505K+LR24A-SR | R505K+LR24A-SR |  | R505K | + | LR24A-SR | Standard actuator | 1 | Scenario 2 |  | PPK¦SelectPro¦VDI3805¦Internet_EU |  |  | R505K+LR24A-SR | Characterised control valve | 1400 kPa | 200 kPa |  | EU\Inbox\Combinations\Folder..6/..7\ | 25
231815 | R505K/LR24A-SR | R505K/LR24A-SR |  | R505K | / | LR24A-SR | Standard actuator | 1 | Scenario 2 |  | PPK¦SelectPro¦VDI3805¦Internet_EU |  |  | R505K/LR24A-SR | Characterised control valve | 1400 kPa | 200 kPa |  | EU\Inbox\Combinations\Folder..6/..7\ | 25
231820 | R505K+LRC24A-SR | R505K+LRC24A-SR |  | R505K | + | LRC24A-SR | Fast runner | 1 | Scenario 2 |  | PPK¦SelectPro¦VDI3805¦Internet_EU |  |  | R505K+LRC24A-SR | Characterised control valve | 1400 kPa | 200 kPa |  | EU\Inbox\Combinations\Folder..6/..7\ | 25
231821 | R505K/LRC24A-SR | R505K/LRC24A-SR |  | R505K | / | LRC24A-SR | Fast runner | 1 | Scenario 2 |  | PPK¦SelectPro¦VDI3805¦Internet_EU |  |  | R505K/LRC24A-SR | Characterised control valve | 1400 kPa | 200 kPa |  | EU\Inbox\Combinations\Folder..6/..7\ | 25
231824 | R506K+LR230A | R506K+LR230A |  | R506K | + | LR230A | Standard actuator | 1 | Scenario 2 |  | PPK¦SelectPro¦VDI3805¦Internet_EU |  |  | R506K+LR230A | Characterised control valve | 1400 kPa | 200 kPa |  | EU\Inbox\Combinations\Folder..6/..7\ | 25
231825 | R506K/LR230A | R506K/LR230A |  | R506K | / | LR230A | Standard actuator | 1 | Scenario 2 |  | PPK¦SelectPro¦VDI3805¦Internet_EU |  |  | R506K/LR230A | Characterised control valve | 1400 kPa | 200 kPa |  | EU\Inbox\Combinations\Folder..6/..7\ | 25
231826 | R506K+LR230A-S | R506K+LR230A-S |  | R506K | + | LR230A-S | Standard actuator | 0 | Scenario 2 |  | PPK¦SelectPro¦VDI3805¦Internet_EU |  |  | R506K+LR230A-S | Characterised control valve | 1400 kPa | 200 kPa |  | EU\Inbox\Combinations\Folder..6/..7\ | 24
231827 | R506K/LR230A-S | R506K/LR230A-S |  | R506K | / | LR230A-S | Standard actuator | 0 | Scenario 2 |  | PPK¦SelectPro¦VDI3805¦Internet_EU |  |  | R506K/LR230A-S | Characterised control valve | 1400 kPa | 200 kPa |  | EU\Inbox\Combinations\Folder..6/..7\ | 24
231828 | R506K+LR24A | R506K+LR24A |  | R506K | + | LR24A | Standard actuator | 1 | Scenario 2 |  | PPK¦SelectPro¦VDI3805¦Internet_EU |  |  | R506K+LR24A | Characterised control valve | 1400 kPa | 200 kPa |  | EU\Inbox\Combinations\Folder..6/..7\ | 25
231829 | R506K/LR24A | R506K/LR24A |  | R506K | / | LR24A | Standard actuator | 1 | Scenario 2 |  | PPK¦SelectPro¦VDI3805¦Internet_EU |  |  | R506K/LR24A | Characterised control valve | 1400 kPa | 200 kPa |  | EU\Inbox\Combinations\Folder..6/..7\ | 25
231832 | R506K+LR24A-MP | R506K+LR24A-MP |  | R506K | + | LR24A-MP | Communicative actuator | 0 | Scenario 2 |  | PPK¦SelectPro¦VDI3805¦Internet_EU |  |  | R506K+LR24A-MP | Characterised control valve | 1400 kPa | 200 kPa |  | EU\Inbox\Combinations\Folder..6/..7\ | 24
231833 | R506K/LR24A-MP | R506K/LR24A-MP |  | R506K | / | LR24A-MP | Communicative actuator | 0 | Scenario 2 |  | PPK¦SelectPro¦VDI3805¦Internet_EU |  |  | R506K/LR24A-MP | Characterised control valve | 1400 kPa | 200 kPa |  | EU\Inbox\Combinations\Folder..6/..7\ | 24
231836 | R506K+LR24A-S | R506K+LR24A-S |  | R506K | + | LR24A-S | Standard actuator | 0 | Scenario 2 |  | PPK¦SelectPro¦VDI3805¦Internet_EU |  |  | R506K+LR24A-S | Characterised control valve | 1400 kPa | 200 kPa |  | EU\Inbox\Combinations\Folder..6/..7\ | 24
231837 | R506K/LR24A-S | R506K/LR24A-S |  | R506K | / | LR24A-S | Standard actuator | 0 | Scenario 2 |  | PPK¦SelectPro¦VDI3805¦Internet_EU |  |  | R506K/LR24A-S | Characterised control valve | 1400 kPa | 200 kPa |  | EU\Inbox\Combinations\Folder..6/..7\ | 24
231838 | R506K+LR24A-SR | R506K+LR24A-SR |  | R506K | + | LR24A-SR | Standard actuator | 1 | Scenario 2 |  | PPK¦SelectPro¦VDI3805¦Internet_EU |  |  | R506K+LR24A-SR | Characterised control valve | 1400 kPa | 200 kPa |  | EU\Inbox\Combinations\Folder..6/..7\ | 25
231839 | R506K/LR24A-SR | R506K/LR24A-SR |  | R506K | / | LR24A-SR | Standard actuator | 1 | Scenario 2 |  | PPK¦SelectPro¦VDI3805¦Internet_EU |  |  | R506K/LR24A-SR | Characterised control valve | 1400 kPa | 200 kPa |  | EU\Inbox\Combinations\Folder..6/..7\ | 25
231844 | R506K+LRC24A-SR | R506K+LRC24A-SR |  | R506K | + | LRC24A-SR | Fast runner | 1 | Scenario 2 |  | PPK¦SelectPro¦VDI3805¦Internet_EU |  |  | R506K+LRC24A-SR | Characterised control valve | 1400 kPa | 200 kPa |  | EU\Inbox\Combinations\Folder..6/..7\ | 25
231845 | R506K/LRC24A-SR | R506K/LRC24A-SR |  | R506K | / | LRC24A-SR | Fast runner | 1 | Scenario 2 |  | PPK¦SelectPro¦VDI3805¦Internet_EU |  |  | R506K/LRC24A-SR | Characterised control valve | 1400 kPa | 200 kPa |  | EU\Inbox\Combinations\Folder..6/..7\ | 25
231848 | R507K+LR230A | R507K+LR230A |  | R507K | + | LR230A | Standard actuator | 1 | Scenario 2 |  | PPK¦SelectPro¦VDI3805¦Internet_EU |  |  | R507K+LR230A | Characterised control valve | 1400 kPa | 200 kPa |  | EU\Inbox\Combinations\Folder..6/..7\ | 25
231849 | R507K/LR230A | R507K/LR230A |  | R507K | / | LR230A | Standard actuator | 1 | Scenario 2 |  | PPK¦SelectPro¦VDI3805¦Internet_EU |  |  | R507K/LR230A | Characterised control valve | 1400 kPa | 200 kPa |  | EU\Inbox\Combinations\Folder..6/..7\ | 25
231850 | R507K+LR230A-S | R507K+LR230A-S |  | R507K | + | LR230A-S | Standard actuator | 0 | Scenario 2 |  | PPK¦SelectPro¦VDI3805¦Internet_EU |  |  | R507K+LR230A-S | Characterised control valve | 1400 kPa | 200 kPa |  | EU\Inbox\Combinations\Folder..6/..7\ | 24
231851 | R507K/LR230A-S | R507K/LR230A-S |  | R507K | / | LR230A-S | Standard actuator | 0 | Scenario 2 |  | PPK¦SelectPro¦VDI3805¦Internet_EU |  |  | R507K/LR230A-S | Characterised control valve | 1400 kPa | 200 kPa |  | EU\Inbox\Combinations\Folder..6/..7\ | 24
231852 | R507K+LR24A | R507K+LR24A |  | R507K | + | LR24A | Standard actuator | 1 | Scenario 2 |  | PPK¦SelectPro¦VDI3805¦Internet_EU |  |  | R507K+LR24A | Characterised control valve | 1400 kPa | 200 kPa |  | EU\Inbox\Combinations\Folder..6/..7\ | 25
231853 | R507K/LR24A | R507K/LR24A |  | R507K | / | LR24A | Standard actuator | 1 | Scenario 2 |  | PPK¦SelectPro¦VDI3805¦Internet_EU |  |  | R507K/LR24A | Characterised control valve | 1400 kPa | 200 kPa |  | EU\Inbox\Combinations\Folder..6/..7\ | 25
231856 | R507K+LR24A-MP | R507K+LR24A-MP |  | R507K | + | LR24A-MP | Communicative actuator | 0 | Scenario 2 |  | PPK¦SelectPro¦VDI3805¦Internet_EU |  |  | R507K+LR24A-MP | Characterised control valve | 1400 kPa | 200 kPa |  | EU\Inbox\Combinations\Folder..6/..7\ | 24
231857 | R507K/LR24A-MP | R507K/LR24A-MP |  | R507K | / | LR24A-MP | Communicative actuator | 0 | Scenario 2 |  | PPK¦SelectPro¦VDI3805¦Internet_EU |  |  | R507K/LR24A-MP | Characterised control valve | 1400 kPa | 200 kPa |  | EU\Inbox\Combinations\Folder..6/..7\ | 24
231860 | R507K+LR24A-S | R507K+LR24A-S |  | R507K | + | LR24A-S | Standard actuator | 0 | Scenario 2 |  | PPK¦SelectPro¦VDI3805¦Internet_EU |  |  | R507K+LR24A-S | Characterised control valve | 1400 kPa | 200 kPa |  | EU\Inbox\Combinations\Folder..6/..7\ | 24
231861 | R507K/LR24A-S | R507K/LR24A-S |  | R507K | / | LR24A-S | Standard actuator | 0 | Scenario 2 |  | PPK¦SelectPro¦VDI3805¦Internet_EU |  |  | R507K/LR24A-S | Characterised control valve | 1400 kPa | 200 kPa |  | EU\Inbox\Combinations\Folder..6/..7\ | 24
231862 | R507K+LR24A-SR | R507K+LR24A-SR |  | R507K | + | LR24A-SR | Standard actuator | 1 | Scenario 2 |  | PPK¦SelectPro¦VDI3805¦Internet_EU |  |  | R507K+LR24A-SR | Characterised control valve | 1400 kPa | 200 kPa |  | EU\Inbox\Combinations\Folder..6/..7\ | 25
231863 | R507K/LR24A-SR | R507K/LR24A-SR |  | R507K | / | LR24A-SR | Standard actuator | 1 | Scenario 2 |  | PPK¦SelectPro¦VDI3805¦Internet_EU |  |  | R507K/LR24A-SR | Characterised control valve | 1400 kPa | 200 kPa |  | EU\Inbox\Combinations\Folder..6/..7\ | 25
231868 | R507K+LRC24A-SR | R507K+LRC24A-SR |  | R507K | + | LRC24A-SR | Fast runner | 1 | Scenario 2 |  | PPK¦SelectPro¦VDI3805¦Internet_EU |  |  | R507K+LRC24A-SR | Characterised control valve | 1400 kPa | 200 kPa |  | EU\Inbox\Combinations\Folder..6/..7\ | 25
231869 | R507K/LRC24A-SR | R507K/LRC24A-SR |  | R507K | / | LRC24A-SR | Fast runner | 1 | Scenario 2 |  | PPK¦SelectPro¦VDI3805¦Internet_EU |  |  | R507K/LRC24A-SR | Characterised control valve | 1400 kPa | 200 kPa |  | EU\Inbox\Combinations\Folder..6/..7\ | 25
231872 | R508K+LR230A | R508K+LR230A |  | R508K | + | LR230A | Standard actuator | 1 | Scenario 2 |  | PPK¦SelectPro¦VDI3805¦Internet_EU |  |  | R508K+LR230A | Characterised control valve | 1400 kPa | 200 kPa |  | EU\Inbox\Combinations\Folder..6/..7\ | 25
231873 | R508K/LR230A | R508K/LR230A |  | R508K | / | LR230A | Standard actuator | 1 | Scenario 2 |  | PPK¦SelectPro¦VDI3805¦Internet_EU |  |  | R508K/LR230A | Characterised control valve | 1400 kPa | 200 kPa |  | EU\Inbox\Combinations\Folder..6/..7\ | 25
231874 | R508K+LR230A-S | R508K+LR230A-S |  | R508K | + | LR230A-S | Standard actuator | 0 | Scenario 2 |  | PPK¦SelectPro¦VDI3805¦Internet_EU |  |  | R508K+LR230A-S | Characterised control valve | 1400 kPa | 200 kPa |  | EU\Inbox\Combinations\Folder..6/..7\ | 24
231875 | R508K/LR230A-S | R508K/LR230A-S |  | R508K | / | LR230A-S | Standard actuator | 0 | Scenario 2 |  | PPK¦SelectPro¦VDI3805¦Internet_EU |  |  | R508K/LR230A-S | Characterised control valve | 1400 kPa | 200 kPa |  | EU\Inbox\Combinations\Folder..6/..7\ | 24
231876 | R508K+LR24A | R508K+LR24A |  | R508K | + | LR24A | Standard actuator | 1 | Scenario 2 |  | PPK¦SelectPro¦VDI3805¦Internet_EU |  |  | R508K+LR24A | Characterised control valve | 1400 kPa | 200 kPa |  | EU\Inbox\Combinations\Folder..6/..7\ | 25
231877 | R508K/LR24A | R508K/LR24A |  | R508K | / | LR24A | Standard actuator | 1 | Scenario 2 |  | PPK¦SelectPro¦VDI3805¦Internet_EU |  |  | R508K/LR24A | Characterised control valve | 1400 kPa | 200 kPa |  | EU\Inbox\Combinations\Folder..6/..7\ | 25
231880 | R508K+LR24A-MP | R508K+LR24A-MP |  | R508K | + | LR24A-MP | Communicative actuator | 0 | Scenario 2 |  | PPK¦SelectPro¦VDI3805¦Internet_EU |  |  | R508K+LR24A-MP | Characterised control valve | 1400 kPa | 200 kPa |  | EU\Inbox\Combinations\Folder..6/..7\ | 24
231881 | R508K/LR24A-MP | R508K/LR24A-MP |  | R508K | / | LR24A-MP | Communicative actuator | 0 | Scenario 2 |  | PPK¦SelectPro¦VDI3805¦Internet_EU |  |  | R508K/LR24A-MP | Characterised control valve | 1400 kPa | 200 kPa |  | EU\Inbox\Combinations\Folder..6/..7\ | 24
231884 | R508K+LR24A-S | R508K+LR24A-S |  | R508K | + | LR24A-S | Standard actuator | 0 | Scenario 2 |  | PPK¦SelectPro¦VDI3805¦Internet_EU |  |  | R508K+LR24A-S | Characterised control valve | 1400 kPa | 200 kPa |  | EU\Inbox\Combinations\Folder..6/..7\ | 24
231885 | R508K/LR24A-S | R508K/LR24A-S |  | R508K | / | LR24A-S | Standard actuator | 0 | Scenario 2 |  | PPK¦SelectPro¦VDI3805¦Internet_EU |  |  | R508K/LR24A-S | Characterised control valve | 1400 kPa | 200 kPa |  | EU\Inbox\Combinations\Folder..6/..7\ | 24
231886 | R508K+LR24A-SR | R508K+LR24A-SR |  | R508K | + | LR24A-SR | Standard actuator | 1 | Scenario 2 |  | PPK¦SelectPro¦VDI3805¦Internet_EU |  |  | R508K+LR24A-SR | Characterised control valve | 1400 kPa | 200 kPa |  | EU\Inbox\Combinations\Folder..6/..7\ | 25
231887 | R508K/LR24A-SR | R508K/LR24A-SR |  | R508K | / | LR24A-SR | Standard actuator | 1 | Scenario 2 |  | PPK¦SelectPro¦VDI3805¦Internet_EU |  |  | R508K/LR24A-SR | Characterised control valve | 1400 kPa | 200 kPa |  | EU\Inbox\Combinations\Folder..6/..7\ | 25
231892 | R508K+LRC24A-SR | R508K+LRC24A-SR |  | R508K | + | LRC24A-SR | Fast runner | 1 | Scenario 2 |  | PPK¦SelectPro¦VDI3805¦Internet_EU |  |  | R508K+LRC24A-SR | Characterised control valve | 1400 kPa | 200 kPa |  | EU\Inbox\Combinations\Folder..6/..7\ | 25
231893 | R508K/LRC24A-SR | R508K/LRC24A-SR |  | R508K | / | LRC24A-SR | Fast runner | 1 | Scenario 2 |  | PPK¦SelectPro¦VDI3805¦Internet_EU |  |  | R508K/LRC24A-SR | Characterised control valve | 1400 kPa | 200 kPa |  | EU\Inbox\Combinations\Folder..6/..7\ | 25
232744 | R2015-S1+LR24A-MP | R2015-S1+LR24A-MP |  | R2015-S1 | + | LR24A-MP | Communicative actuator | 0 | Scenario 1 |  | PPK¦SelectPro¦VDI3805¦Internet_EU |  |  | R2015-S1+LR24A-MP | Open-close ball valve | 1400 kPa | 1000 kPa |  | EU\Inbox\Combinations\Folder..6/..7\ | 24
232745 | R2015-S1/LR24A-MP | R2015-S1/LR24A-MP |  | R2015-S1 | / | LR24A-MP | Communicative actuator | 0 | Scenario 1 |  | PPK¦SelectPro¦VDI3805¦Internet_EU |  |  | R2015-S1/LR24A-MP | Open-close ball valve | 1400 kPa | 1000 kPa |  | EU\Inbox\Combinations\Folder..6/..7\ | 24
232780 | R2020-S2+LR24A-MP | R2020-S2+LR24A-MP |  | R2020-S2 | + | LR24A-MP | Communicative actuator | 0 | Scenario 1 |  | PPK¦SelectPro¦VDI3805¦Internet_EU |  |  | R2020-S2+LR24A-MP | Open-close ball valve | 1400 kPa | 1000 kPa |  | EU\Inbox\Combinations\Folder..6/..7\ | 24
232781 | R2020-S2/LR24A-MP | R2020-S2/LR24A-MP |  | R2020-S2 | / | LR24A-MP | Communicative actuator | 0 | Scenario 1 |  | PPK¦SelectPro¦VDI3805¦Internet_EU |  |  | R2020-S2/LR24A-MP | Open-close ball valve | 1400 kPa | 1000 kPa |  | EU\Inbox\Combinations\Folder..6/..7\ | 24
232898 | R3040-BL4+SR24A-MP | R3040-BL4+SR24A-MP |  | R3040-BL4 | + | SR24A-MP | Communicative actuator | 0 | Scenario 1 |  | PPK¦SelectPro¦VDI3805¦Internet_EU |  |  | R3040-BL4+SR24A-MP | Change-over ball valve | 500 kPa | 350 kPa |  | EU\Inbox\Combinations\Folder..6/..7\ | 27
232899 | R3040-BL4/SR24A-MP | R3040-BL4/SR24A-MP |  | R3040-BL4 | / | SR24A-MP | Communicative actuator | 0 | Scenario 1 |  | PPK¦SelectPro¦VDI3805¦Internet_EU |  |  | R3040-BL4/SR24A-MP | Change-over ball valve | 500 kPa | 350 kPa |  | EU\Inbox\Combinations\Folder..6/..7\ | 26
233118 | R7032R-B3+NRFA | R7032R-B3+NRFA |  | R7032R-B3 | + | NRFA | Actuator with emergency control function | 1 | Scenario 1 |  | PPK¦SelectPro¦VDI3805¦Internet_EU |  |  | R7032R-B3+NRFA | Change-over ball valve | 600 kPa | 100 kPa |  | EU\Inbox\Combinations\Folder..6/..7\ | 29
233119 | R7032R-B3/NRFA | R7032R-B3/NRFA |  | R7032R-B3 | / | NRFA | Actuator with emergency control function | 1 | Scenario 1 |  | PPK¦SelectPro¦VDI3805¦Internet_EU |  |  | R7032R-B3/NRFA | Change-over ball valve | 600 kPa | 100 kPa |  | EU\Inbox\Combinations\Folder..6/..7\ | 28
233144 | R405K+LR230A | R405K+LR230A |  | R405K | + | LR230A | Standard actuator | 1 | Scenario 2 |  | PPK¦SelectPro¦VDI3805¦Internet_EU |  |  | R405K+LR230A | Characterised control valve | 1400 kPa | 200 kPa |  | EU\Inbox\Combinations\Folder..4/..5\ | 29
233145 | R405K/LR230A | R405K/LR230A |  | R405K | / | LR230A | Standard actuator | 1 | Scenario 2 |  | PPK¦SelectPro¦VDI3805¦Internet_EU |  |  | R405K/LR230A | Characterised control valve | 1400 kPa | 200 kPa |  | EU\Inbox\Combinations\Folder..4/..5\ | 24
233146 | R405K+LR230A-S | R405K+LR230A-S |  | R405K | + | LR230A-S | Standard actuator | 0 | Scenario 2 |  | PPK¦SelectPro¦VDI3805¦Internet_EU |  |  | R405K+LR230A-S | Characterised control valve | 1400 kPa | 200 kPa |  | EU\Inbox\Combinations\Folder..6/..7\ | 28
233147 | R405K/LR230A-S | R405K/LR230A-S |  | R405K | / | LR230A-S | Standard actuator | 0 | Scenario 2 |  | PPK¦SelectPro¦VDI3805¦Internet_EU |  |  | R405K/LR230A-S | Characterised control valve | 1400 kPa | 200 kPa |  | EU\Inbox\Combinations\Folder..6/..7\ | 24
233148 | R405K+LR24A | R405K+LR24A |  | R405K | + | LR24A | Standard actuator | 1 | Scenario 2 |  | PPK¦SelectPro¦VDI3805¦Internet_EU |  |  | R405K+LR24A | Characterised control valve | 1400 kPa | 200 kPa |  | EU\Inbox\Combinations\Folder..4/..5\ | 29
233149 | R405K/LR24A | R405K/LR24A |  | R405K | / | LR24A | Standard actuator | 1 | Scenario 2 |  | PPK¦SelectPro¦VDI3805¦Internet_EU |  |  | R405K/LR24A | Characterised control valve | 1400 kPa | 200 kPa |  | EU\Inbox\Combinations\Folder..4/..5\ | 25
233152 | R405K+LR24A-MP | R405K+LR24A-MP |  | R405K | + | LR24A-MP | Communicative actuator | 0 | Scenario 2 |  | PPK¦SelectPro¦VDI3805¦Internet_EU |  |  | R405K+LR24A-MP | Characterised control valve | 1400 kPa | 200 kPa |  | EU\Inbox\Combinations\Folder..6/..7\ | 28
233153 | R405K/LR24A-MP | R405K/LR24A-MP |  | R405K | / | LR24A-MP | Communicative actuator | 0 | Scenario 2 |  | PPK¦SelectPro¦VDI3805¦Internet_EU |  |  | R405K/LR24A-MP | Characterised control valve | 1400 kPa | 200 kPa |  | EU\Inbox\Combinations\Folder..6/..7\ | 24
233156 | R405K+LR24A-S | R405K+LR24A-S |  | R405K | + | LR24A-S | Standard actuator | 0 | Scenario 2 |  | PPK¦SelectPro¦VDI3805¦Internet_EU |  |  | R405K+LR24A-S | Characterised control valve | 1400 kPa | 200 kPa |  | EU\Inbox\Combinations\Folder..6/..7\ | 28
233157 | R405K/LR24A-S | R405K/LR24A-S |  | R405K | / | LR24A-S | Standard actuator | 0 | Scenario 2 |  | PPK¦SelectPro¦VDI3805¦Internet_EU |  |  | R405K/LR24A-S | Characterised control valve | 1400 kPa | 200 kPa |  | EU\Inbox\Combinations\Folder..6/..7\ | 24
233158 | R405K+LR24A-SR | R405K+LR24A-SR |  | R405K | + | LR24A-SR | Standard actuator | 1 | Scenario 2 |  | PPK¦SelectPro¦VDI3805¦Internet_EU |  |  | R405K+LR24A-SR | Characterised control valve | 1400 kPa | 200 kPa |  | EU\Inbox\Combinations\Folder..4/..5\ | 29
233159 | R405K/LR24A-SR | R405K/LR24A-SR |  | R405K | / | LR24A-SR | Standard actuator | 1 | Scenario 2 |  | PPK¦SelectPro¦VDI3805¦Internet_EU |  |  | R405K/LR24A-SR | Characterised control valve | 1400 kPa | 200 kPa |  | EU\Inbox\Combinations\Folder..4/..5\ | 25
233164 | R405K+LRC24A-SR | R405K+LRC24A-SR |  | R405K | + | LRC24A-SR | Fast runner | 1 | Scenario 2 |  | PPK¦SelectPro¦VDI3805¦Internet_EU |  |  | R405K+LRC24A-SR | Characterised control valve | 1400 kPa | 200 kPa |  | EU\Inbox\Combinations\Folder..4/..5\ | 29
233165 | R405K/LRC24A-SR | R405K/LRC24A-SR |  | R405K | / | LRC24A-SR | Fast runner | 1 | Scenario 2 |  | PPK¦SelectPro¦VDI3805¦Internet_EU |  |  | R405K/LRC24A-SR | Characterised control valve | 1400 kPa | 200 kPa |  | EU\Inbox\Combinations\Folder..4/..5\ | 26
233328 | R406K+LR230A | R406K+LR230A |  | R406K | + | LR230A | Standard actuator | 1 | Scenario 2 |  | PPK¦SelectPro¦VDI3805¦Internet_EU |  |  | R406K+LR230A | Characterised control valve | 1400 kPa | 200 kPa |  | EU\Inbox\Combinations\Folder..4/..5\ | 30
233329 | R406K/LR230A | R406K/LR230A |  | R406K | / | LR230A | Standard actuator | 1 | Scenario 2 |  | PPK¦SelectPro¦VDI3805¦Internet_EU |  |  | R406K/LR230A | Characterised control valve | 1400 kPa | 200 kPa |  | EU\Inbox\Combinations\Folder..4/..5\ | 29
233330 | R406K+LR230A-S | R406K+LR230A-S |  | R406K | + | LR230A-S | Standard actuator | 0 | Scenario 2 |  | PPK¦SelectPro¦VDI3805¦Internet_EU |  |  | R406K+LR230A-S | Characterised control valve | 1400 kPa | 200 kPa |  | EU\Inbox\Combinations\Folder..6/..7\ | 28
233331 | R406K/LR230A-S | R406K/LR230A-S |  | R406K | / | LR230A-S | Standard actuator | 0 | Scenario 2 |  | PPK¦SelectPro¦VDI3805¦Internet_EU |  |  | R406K/LR230A-S | Characterised control valve | 1400 kPa | 200 kPa |  | EU\Inbox\Combinations\Folder..6/..7\ | 26
233332 | R406K+LR24A | R406K+LR24A |  | R406K | + | LR24A | Standard actuator | 1 | Scenario 2 |  | PPK¦SelectPro¦VDI3805¦Internet_EU |  |  | R406K+LR24A | Characterised control valve | 1400 kPa | 200 kPa |  | EU\Inbox\Combinations\Folder..4/..5\ | 29
233333 | R406K/LR24A | R406K/LR24A |  | R406K | / | LR24A | Standard actuator | 1 | Scenario 2 |  | PPK¦SelectPro¦VDI3805¦Internet_EU |  |  | R406K/LR24A | Characterised control valve | 1400 kPa | 200 kPa |  | EU\Inbox\Combinations\Folder..4/..5\ | 27
233336 | R406K+LR24A-MP | R406K+LR24A-MP |  | R406K | + | LR24A-MP | Communicative actuator | 0 | Scenario 2 |  | PPK¦SelectPro¦VDI3805¦Internet_EU |  |  | R406K+LR24A-MP | Characterised control valve | 1400 kPa | 200 kPa |  | EU\Inbox\Combinations\Folder..6/..7\ | 29
233337 | R406K/LR24A-MP | R406K/LR24A-MP |  | R406K | / | LR24A-MP | Communicative actuator | 0 | Scenario 2 |  | PPK¦SelectPro¦VDI3805¦Internet_EU |  |  | R406K/LR24A-MP | Characterised control valve | 1400 kPa | 200 kPa |  | EU\Inbox\Combinations\Folder..6/..7\ | 27
233340 | R406K+LR24A-S | R406K+LR24A-S |  | R406K | + | LR24A-S | Standard actuator | 0 | Scenario 2 |  | PPK¦SelectPro¦VDI3805¦Internet_EU |  |  | R406K+LR24A-S | Characterised control valve | 1400 kPa | 200 kPa |  | EU\Inbox\Combinations\Folder..6/..7\ | 28
233341 | R406K/LR24A-S | R406K/LR24A-S |  | R406K | / | LR24A-S | Standard actuator | 0 | Scenario 2 |  | PPK¦SelectPro¦VDI3805¦Internet_EU |  |  | R406K/LR24A-S | Characterised control valve | 1400 kPa | 200 kPa |  | EU\Inbox\Combinations\Folder..6/..7\ | 26
233342 | R406K+LR24A-SR | R406K+LR24A-SR |  | R406K | + | LR24A-SR | Standard actuator | 1 | Scenario 2 |  | PPK¦SelectPro¦VDI3805¦Internet_EU |  |  | R406K+LR24A-SR | Characterised control valve | 1400 kPa | 200 kPa |  | EU\Inbox\Combinations\Folder..4/..5\ | 28
233343 | R406K/LR24A-SR | R406K/LR24A-SR |  | R406K | / | LR24A-SR | Standard actuator | 1 | Scenario 2 |  | PPK¦SelectPro¦VDI3805¦Internet_EU |  |  | R406K/LR24A-SR | Characterised control valve | 1400 kPa | 200 kPa |  | EU\Inbox\Combinations\Folder..4/..5\ | 27
233352 | R406K+LRC24A-SR | R406K+LRC24A-SR |  | R406K | + | LRC24A-SR | Fast runner | 1 | Scenario 2 |  | PPK¦SelectPro¦VDI3805¦Internet_EU |  |  | R406K+LRC24A-SR | Characterised control valve | 1400 kPa | 200 kPa |  | EU\Inbox\Combinations\Folder..4/..5\ | 30
233353 | R406K/LRC24A-SR | R406K/LRC24A-SR |  | R406K | / | LRC24A-SR | Fast runner | 1 | Scenario 2 |  | PPK¦SelectPro¦VDI3805¦Internet_EU |  |  | R406K/LRC24A-SR | Characterised control valve | 1400 kPa | 200 kPa |  | EU\Inbox\Combinations\Folder..4/..5\ | 27
233356 | R407K+LR230A | R407K+LR230A |  | R407K | + | LR230A | Standard actuator | 1 | Scenario 2 |  | PPK¦SelectPro¦VDI3805¦Internet_EU |  |  | R407K+LR230A | Characterised control valve | 1400 kPa | 200 kPa |  | EU\Inbox\Combinations\Folder..4/..5\ | 30
233357 | R407K/LR230A | R407K/LR230A |  | R407K | / | LR230A | Standard actuator | 1 | Scenario 2 |  | PPK¦SelectPro¦VDI3805¦Internet_EU |  |  | R407K/LR230A | Characterised control valve | 1400 kPa | 200 kPa |  | EU\Inbox\Combinations\Folder..4/..5\ | 25
233390 | R407K+LR230A-S | R407K+LR230A-S |  | R407K | + | LR230A-S | Standard actuator | 0 | Scenario 2 |  | PPK¦SelectPro¦VDI3805¦Internet_EU |  |  | R407K+LR230A-S | Characterised control valve | 1400 kPa | 200 kPa |  | EU\Inbox\Combinations\Folder..6/..7\ | 29
233391 | R407K/LR230A-S | R407K/LR230A-S |  | R407K | / | LR230A-S | Standard actuator | 0 | Scenario 2 |  | PPK¦SelectPro¦VDI3805¦Internet_EU |  |  | R407K/LR230A-S | Characterised control valve | 1400 kPa | 200 kPa |  | EU\Inbox\Combinations\Folder..6/..7\ | 27
233392 | R407K+LR24A | R407K+LR24A |  | R407K | + | LR24A | Standard actuator | 1 | Scenario 2 |  | PPK¦SelectPro¦VDI3805¦Internet_EU |  |  | R407K+LR24A | Characterised control valve | 1400 kPa | 200 kPa |  | EU\Inbox\Combinations\Folder..4/..5\ | 29
233393 | R407K/LR24A | R407K/LR24A |  | R407K | / | LR24A | Standard actuator | 1 | Scenario 2 |  | PPK¦SelectPro¦VDI3805¦Internet_EU |  |  | R407K/LR24A | Characterised control valve | 1400 kPa | 200 kPa |  | EU\Inbox\Combinations\Folder..4/..5\ | 30
233428 | R407K+LR24A-MP | R407K+LR24A-MP |  | R407K | + | LR24A-MP | Communicative actuator | 0 | Scenario 2 |  | PPK¦SelectPro¦VDI3805¦Internet_EU |  |  | R407K+LR24A-MP | Characterised control valve | 1400 kPa | 200 kPa |  | EU\Inbox\Combinations\Folder..6/..7\ | 29
233429 | R407K/LR24A-MP | R407K/LR24A-MP |  | R407K | / | LR24A-MP | Communicative actuator | 0 | Scenario 2 |  | PPK¦SelectPro¦VDI3805¦Internet_EU |  |  | R407K/LR24A-MP | Characterised control valve | 1400 kPa | 200 kPa |  | EU\Inbox\Combinations\Folder..6/..7\ | 27
233432 | R407K+LR24A-S | R407K+LR24A-S |  | R407K | + | LR24A-S | Standard actuator | 0 | Scenario 2 |  | PPK¦SelectPro¦VDI3805¦Internet_EU |  |  | R407K+LR24A-S | Characterised control valve | 1400 kPa | 200 kPa |  | EU\Inbox\Combinations\Folder..6/..7\ | 29
233433 | R407K/LR24A-S | R407K/LR24A-S |  | R407K | / | LR24A-S | Standard actuator | 0 | Scenario 2 |  | PPK¦SelectPro¦VDI3805¦Internet_EU |  |  | R407K/LR24A-S | Characterised control valve | 1400 kPa | 200 kPa |  | EU\Inbox\Combinations\Folder..6/..7\ | 26
233466 | R407K+LR24A-SR | R407K+LR24A-SR |  | R407K | + | LR24A-SR | Standard actuator | 1 | Scenario 2 |  | PPK¦SelectPro¦VDI3805¦Internet_EU |  |  | R407K+LR24A-SR | Characterised control valve | 1400 kPa | 200 kPa |  | EU\Inbox\Combinations\Folder..4/..5\ | 29
233467 | R407K/LR24A-SR | R407K/LR24A-SR |  | R407K | / | LR24A-SR | Standard actuator | 1 | Scenario 2 |  | PPK¦SelectPro¦VDI3805¦Internet_EU |  |  | R407K/LR24A-SR | Characterised control valve | 1400 kPa | 200 kPa |  | EU\Inbox\Combinations\Folder..4/..5\ | 28
233504 | R407K+LRC24A-SR | R407K+LRC24A-SR |  | R407K | + | LRC24A-SR | Fast runner | 1 | Scenario 2 |  | PPK¦SelectPro¦VDI3805¦Internet_EU |  |  | R407K+LRC24A-SR | Characterised control valve | 1400 kPa | 200 kPa |  | EU\Inbox\Combinations\Folder..4/..5\ | 29
233505 | R407K/LRC24A-SR | R407K/LRC24A-SR |  | R407K | / | LRC24A-SR | Fast runner | 1 | Scenario 2 |  | PPK¦SelectPro¦VDI3805¦Internet_EU |  |  | R407K/LRC24A-SR | Characterised control valve | 1400 kPa | 200 kPa |  | EU\Inbox\Combinations\Folder..4/..5\ | 29
233508 | R408K+LR230A | R408K+LR230A |  | R408K | + | LR230A | Standard actuator | 1 | Scenario 2 |  | PPK¦SelectPro¦VDI3805¦Internet_EU |  |  | R408K+LR230A | Characterised control valve | 1400 kPa | 200 kPa |  | EU\Inbox\Combinations\Folder..4/..5\ | 30
233509 | R408K/LR230A | R408K/LR230A |  | R408K | / | LR230A | Standard actuator | 1 | Scenario 2 |  | PPK¦SelectPro¦VDI3805¦Internet_EU |  |  | R408K/LR230A | Characterised control valve | 1400 kPa | 200 kPa |  | EU\Inbox\Combinations\Folder..4/..5\ | 29
233542 | R408K+LR230A-S | R408K+LR230A-S |  | R408K | + | LR230A-S | Standard actuator | 0 | Scenario 2 |  | PPK¦SelectPro¦VDI3805¦Internet_EU |  |  | R408K+LR230A-S | Characterised control valve | 1400 kPa | 200 kPa |  | EU\Inbox\Combinations\Folder..6/..7\ | 29
233543 | R408K/LR230A-S | R408K/LR230A-S |  | R408K | / | LR230A-S | Standard actuator | 0 | Scenario 2 |  | PPK¦SelectPro¦VDI3805¦Internet_EU |  |  | R408K/LR230A-S | Characterised control valve | 1400 kPa | 200 kPa |  | EU\Inbox\Combinations\Folder..6/..7\ | 25
233544 | R408K+LR24A | R408K+LR24A |  | R408K | + | LR24A | Standard actuator | 1 | Scenario 2 |  | PPK¦SelectPro¦VDI3805¦Internet_EU |  |  | R408K+LR24A | Characterised control valve | 1400 kPa | 200 kPa |  | EU\Inbox\Combinations\Folder..4/..5\ | 30
233545 | R408K/LR24A | R408K/LR24A |  | R408K | / | LR24A | Standard actuator | 1 | Scenario 2 |  | PPK¦SelectPro¦VDI3805¦Internet_EU |  |  | R408K/LR24A | Characterised control valve | 1400 kPa | 200 kPa |  | EU\Inbox\Combinations\Folder..4/..5\ | 26
233580 | R408K+LR24A-MP | R408K+LR24A-MP |  | R408K | + | LR24A-MP | Communicative actuator | 0 | Scenario 2 |  | PPK¦SelectPro¦VDI3805¦Internet_EU |  |  | R408K+LR24A-MP | Characterised control valve | 1400 kPa | 200 kPa |  | EU\Inbox\Combinations\Folder..6/..7\ | 29
233581 | R408K/LR24A-MP | R408K/LR24A-MP |  | R408K | / | LR24A-MP | Communicative actuator | 0 | Scenario 2 |  | PPK¦SelectPro¦VDI3805¦Internet_EU |  |  | R408K/LR24A-MP | Characterised control valve | 1400 kPa | 200 kPa |  | EU\Inbox\Combinations\Folder..6/..7\ | 26
233584 | R408K+LR24A-S | R408K+LR24A-S |  | R408K | + | LR24A-S | Standard actuator | 0 | Scenario 2 |  | PPK¦SelectPro¦VDI3805¦Internet_EU |  |  | R408K+LR24A-S | Characterised control valve | 1400 kPa | 200 kPa |  | EU\Inbox\Combinations\Folder..6/..7\ | 29
233585 | R408K/LR24A-S | R408K/LR24A-S |  | R408K | / | LR24A-S | Standard actuator | 0 | Scenario 2 |  | PPK¦SelectPro¦VDI3805¦Internet_EU |  |  | R408K/LR24A-S | Characterised control valve | 1400 kPa | 200 kPa |  | EU\Inbox\Combinations\Folder..6/..7\ | 25
233616 | R408K+LR24A-SR | R408K+LR24A-SR |  | R408K | + | LR24A-SR | Standard actuator | 1 | Scenario 2 |  | PPK¦SelectPro¦VDI3805¦Internet_EU |  |  | R408K+LR24A-SR | Characterised control valve | 1400 kPa | 200 kPa |  | EU\Inbox\Combinations\Folder..4/..5\ | 30
233617 | R408K/LR24A-SR | R408K/LR24A-SR |  | R408K | / | LR24A-SR | Standard actuator | 1 | Scenario 2 |  | PPK¦SelectPro¦VDI3805¦Internet_EU |  |  | R408K/LR24A-SR | Characterised control valve | 1400 kPa | 200 kPa |  | EU\Inbox\Combinations\Folder..4/..5\ | 28
233804 | R531+NRF24A-SR | R531+NRF24A-SR |  | R531 | + | NRF24A-SR | Actuator with emergency control function | 1 | Scenario 2 |  | PPK¦SelectPro¦VDI3805¦Internet_EU |  |  | R531+NRF24A-SR | Characterised control valve | 1400 kPa | 200 kPa |  | EU\Inbox\Combinations\Folder..4/..5\ | 29
233805 | R531/NRF24A-SR | R531/NRF24A-SR |  | R531 | / | NRF24A-SR | Actuator with emergency control function | 1 | Scenario 2 |  | PPK¦SelectPro¦VDI3805¦Internet_EU |  |  | R531/NRF24A-SR | Characterised control valve | 1400 kPa | 200 kPa |  | EU\Inbox\Combinations\Folder..4/..5\ | 27
233828 | R532+NRFA | R532+NRFA |  | R532 | + | NRFA | Actuator with emergency control function | 1 | Scenario 1 |  | PPK¦SelectPro¦VDI3805¦Internet_EU |  |  | R532+NRFA | Change-over ball valve | 1400 kPa | 400 kPa |  | EU\Inbox\Combinations\Folder..4/..5\ | 32
233829 | R532/NRFA | R532/NRFA |  | R532 | / | NRFA | Actuator with emergency control function | 1 | Scenario 1 |  | PPK¦SelectPro¦VDI3805¦Internet_EU |  |  | R532/NRFA | Change-over ball valve | 1400 kPa | 400 kPa |  | EU\Inbox\Combinations\Folder..4/..5\ | 30
234160 | R408K+LRC24A-SR | R408K+LRC24A-SR |  | R408K | + | LRC24A-SR | Fast runner | 1 | Scenario 2 |  | PPK¦SelectPro¦VDI3805¦Internet_EU |  |  | R408K+LRC24A-SR | Characterised control valve | 1400 kPa | 200 kPa |  | EU\Inbox\Combinations\Folder..4/..5\ | 24
234161 | R408K/LRC24A-SR | R408K/LRC24A-SR |  | R408K | / | LRC24A-SR | Fast runner | 1 | Scenario 2 |  | PPK¦SelectPro¦VDI3805¦Internet_EU |  |  | R408K/LRC24A-SR | Characterised control valve | 1400 kPa | 200 kPa |  | EU\Inbox\Combinations\Folder..4/..5\ | 24
234196 | R409K+LR230A | R409K+LR230A |  | R409K | + | LR230A | Standard actuator | 1 | Scenario 2 |  | PPK¦SelectPro¦VDI3805¦Internet_EU |  |  | R409K+LR230A | Characterised control valve | 1400 kPa | 200 kPa |  | EU\Inbox\Combinations\Folder..4/..5\ | 24
234197 | R409K/LR230A | R409K/LR230A |  | R409K | / | LR230A | Standard actuator | 1 | Scenario 2 |  | PPK¦SelectPro¦VDI3805¦Internet_EU |  |  | R409K/LR230A | Characterised control valve | 1400 kPa | 200 kPa |  | EU\Inbox\Combinations\Folder..4/..5\ | 24
234230 | R409K+LR230A-S | R409K+LR230A-S |  | R409K | + | LR230A-S | Standard actuator | 0 | Scenario 2 |  | PPK¦SelectPro¦VDI3805¦Internet_EU |  |  | R409K+LR230A-S | Characterised control valve | 1400 kPa | 200 kPa |  | EU\Inbox\Combinations\Folder..6/..7\ | 23
234231 | R409K/LR230A-S | R409K/LR230A-S |  | R409K | / | LR230A-S | Standard actuator | 0 | Scenario 2 |  | PPK¦SelectPro¦VDI3805¦Internet_EU |  |  | R409K/LR230A-S | Characterised control valve | 1400 kPa | 200 kPa |  | EU\Inbox\Combinations\Folder..6/..7\ | 23
234232 | R409K+LR24A | R409K+LR24A |  | R409K | + | LR24A | Standard actuator | 1 | Scenario 2 |  | PPK¦SelectPro¦VDI3805¦Internet_EU |  |  | R409K+LR24A | Characterised control valve | 1400 kPa | 200 kPa |  | EU\Inbox\Combinations\Folder..4/..5\ | 24
234233 | R409K/LR24A | R409K/LR24A |  | R409K | / | LR24A | Standard actuator | 1 | Scenario 2 |  | PPK¦SelectPro¦VDI3805¦Internet_EU |  |  | R409K/LR24A | Characterised control valve | 1400 kPa | 200 kPa |  | EU\Inbox\Combinations\Folder..4/..5\ | 24
234260 | R409K+LR24A-MP | R409K+LR24A-MP |  | R409K | + | LR24A-MP | Communicative actuator | 0 | Scenario 2 |  | PPK¦SelectPro¦VDI3805¦Internet_EU |  |  | R409K+LR24A-MP | Characterised control valve | 1400 kPa | 200 kPa |  | EU\Inbox\Combinations\Folder..6/..7\ | 23
234261 | R409K/LR24A-MP | R409K/LR24A-MP |  | R409K | / | LR24A-MP | Communicative actuator | 0 | Scenario 2 |  | PPK¦SelectPro¦VDI3805¦Internet_EU |  |  | R409K/LR24A-MP | Characterised control valve | 1400 kPa | 200 kPa |  | EU\Inbox\Combinations\Folder..6/..7\ | 23
234296 | R409K+LR24A-S | R409K+LR24A-S |  | R409K | + | LR24A-S | Standard actuator | 0 | Scenario 2 |  | PPK¦SelectPro¦VDI3805¦Internet_EU |  |  | R409K+LR24A-S | Characterised control valve | 1400 kPa | 200 kPa |  | EU\Inbox\Combinations\Folder..6/..7\ | 23
234297 | R409K/LR24A-S | R409K/LR24A-S |  | R409K | / | LR24A-S | Standard actuator | 0 | Scenario 2 |  | PPK¦SelectPro¦VDI3805¦Internet_EU |  |  | R409K/LR24A-S | Characterised control valve | 1400 kPa | 200 kPa |  | EU\Inbox\Combinations\Folder..6/..7\ | 23
234332 | R409K+LR24A-SR | R409K+LR24A-SR |  | R409K | + | LR24A-SR | Standard actuator | 1 | Scenario 2 |  | PPK¦SelectPro¦VDI3805¦Internet_EU |  |  | R409K+LR24A-SR | Characterised control valve | 1400 kPa | 200 kPa |  | EU\Inbox\Combinations\Folder..4/..5\ | 24
234333 | R409K/LR24A-SR | R409K/LR24A-SR |  | R409K | / | LR24A-SR | Standard actuator | 1 | Scenario 2 |  | PPK¦SelectPro¦VDI3805¦Internet_EU |  |  | R409K/LR24A-SR | Characterised control valve | 1400 kPa | 200 kPa |  | EU\Inbox\Combinations\Folder..4/..5\ | 24
234362 | R409K+LRC24A-SR | R409K+LRC24A-SR |  | R409K | + | LRC24A-SR | Fast runner | 1 | Scenario 2 |  | PPK¦SelectPro¦VDI3805¦Internet_EU |  |  | R409K+LRC24A-SR | Characterised control valve | 1400 kPa | 200 kPa |  | EU\Inbox\Combinations\Folder..4/..5\ | 23
234363 | R409K/LRC24A-SR | R409K/LRC24A-SR |  | R409K | / | LRC24A-SR | Fast runner | 1 | Scenario 2 |  | PPK¦SelectPro¦VDI3805¦Internet_EU |  |  | R409K/LRC24A-SR | Characterised control valve | 1400 kPa | 200 kPa |  | EU\Inbox\Combinations\Folder..4/..5\ | 23
234442 | R538+NRF24A-SR | R538+NRF24A-SR |  | R538 | + | NRF24A-SR | Actuator with emergency control function | 1 | Scenario 2 |  | PPK¦SelectPro¦VDI3805¦Internet_EU |  |  | R538+NRF24A-SR | Characterised control valve | 1400 kPa | 200 kPa |  | EU\Inbox\Combinations\Folder..4/..5\ | 23
234443 | R538/NRF24A-SR | R538/NRF24A-SR |  | R538 | / | NRF24A-SR | Actuator with emergency control function | 1 | Scenario 2 |  | PPK¦SelectPro¦VDI3805¦Internet_EU |  |  | R538/NRF24A-SR | Characterised control valve | 1400 kPa | 200 kPa |  | EU\Inbox\Combinations\Folder..4/..5\ | 23
234466 | R540+NRFA | R540+NRFA |  | R540 | + | NRFA | Actuator with emergency control function | 1 | Scenario 1 |  | PPK¦SelectPro¦VDI3805¦Internet_EU |  |  | R540+NRFA | Change-over ball valve | 1400 kPa | 400 kPa |  | EU\Inbox\Combinations\Folder..4/..5\ | 26
234467 | R540/NRFA | R540/NRFA |  | R540 | / | NRFA | Actuator with emergency control function | 1 | Scenario 1 |  | PPK¦SelectPro¦VDI3805¦Internet_EU |  |  | R540/NRFA | Change-over ball valve | 1400 kPa | 400 kPa |  | EU\Inbox\Combinations\Folder..4/..5\ | 26
234474 | R548+NRF24A-SR | R548+NRF24A-SR |  | R548 | + | NRF24A-SR | Actuator with emergency control function | 1 | Scenario 2 |  | PPK¦SelectPro¦VDI3805¦Internet_EU |  |  | R548+NRF24A-SR | Characterised control valve | 1400 kPa | 200 kPa |  | EU\Inbox\Combinations\Folder..4/..5\ | 23
234475 | R548/NRF24A-SR | R548/NRF24A-SR |  | R548 | / | NRF24A-SR | Actuator with emergency control function | 1 | Scenario 2 |  | PPK¦SelectPro¦VDI3805¦Internet_EU |  |  | R548/NRF24A-SR | Characterised control valve | 1400 kPa | 200 kPa |  | EU\Inbox\Combinations\Folder..4/..5\ | 23
234498 | R550+NRFA | R550+NRFA |  | R550 | + | NRFA | Actuator with emergency control function | 1 | Scenario 1 |  | PPK¦SelectPro¦VDI3805¦Internet_EU |  |  | R550+NRFA | Change-over ball valve | 1400 kPa | 400 kPa |  | EU\Inbox\Combinations\Folder..4/..5\ | 26
234499 | R550/NRFA | R550/NRFA |  | R550 | / | NRFA | Actuator with emergency control function | 1 | Scenario 1 |  | PPK¦SelectPro¦VDI3805¦Internet_EU |  |  | R550/NRFA | Change-over ball valve | 1400 kPa | 400 kPa |  | EU\Inbox\Combinations\Folder..4/..5\ | 26
234662 | D625N+SRFA-5 | D625N+SRFA-5 |  | D625N | + | SRFA-5 | Actuator with emergency control function | 1 | Scenario 1 |  | PPK¦SelectPro¦VDI3805¦Internet_EU |  |  | D625N+SRFA-5 | Butterfly valve | 1200 kPa | 1.6 kPa |  | EU\Inbox\Combinations\Folder..6/..7\ | 25
234663 | D625N/SRFA-5 | D625N/SRFA-5 |  | D625N | / | SRFA-5 | Actuator with emergency control function | 1 | Scenario 1 |  | PPK¦SelectPro¦VDI3805¦Internet_EU |  |  | D625N/SRFA-5 | Butterfly valve | 1200 kPa | 1.6 kPa |  | EU\Inbox\Combinations\Folder..6/..7\ | 25
234666 | D625N+SRFA-S2-5 | D625N+SRFA-S2-5 |  | D625N | + | SRFA-S2-5 | Actuator with emergency control function | 1 | Scenario 1 |  | PPK¦SelectPro¦VDI3805¦Internet_EU |  |  | D625N+SRFA-S2-5 | Butterfly valve | 1200 kPa | 1.6 kPa |  | EU\Inbox\Combinations\Folder..6/..7\ | 25
234667 | D625N/SRFA-S2-5 | D625N/SRFA-S2-5 |  | D625N | / | SRFA-S2-5 | Actuator with emergency control function | 1 | Scenario 1 |  | PPK¦SelectPro¦VDI3805¦Internet_EU |  |  | D625N/SRFA-S2-5 | Butterfly valve | 1200 kPa | 1.6 kPa |  | EU\Inbox\Combinations\Folder..6/..7\ | 25
234670 | D632N+SRFA-5 | D632N+SRFA-5 |  | D632N | + | SRFA-5 | Actuator with emergency control function | 1 | Scenario 1 |  | PPK¦SelectPro¦VDI3805¦Internet_EU |  |  | D632N+SRFA-5 | Butterfly valve | 1200 kPa | 2.5 kPa |  | EU\Inbox\Combinations\Folder..6/..7\ | 25
234671 | D632N/SRFA-5 | D632N/SRFA-5 |  | D632N | / | SRFA-5 | Actuator with emergency control function | 1 | Scenario 1 |  | PPK¦SelectPro¦VDI3805¦Internet_EU |  |  | D632N/SRFA-5 | Butterfly valve | 1200 kPa | 2.5 kPa |  | EU\Inbox\Combinations\Folder..6/..7\ | 25
234674 | D632N+SRFA-S2-5 | D632N+SRFA-S2-5 |  | D632N | + | SRFA-S2-5 | Actuator with emergency control function | 1 | Scenario 1 |  | PPK¦SelectPro¦VDI3805¦Internet_EU |  |  | D632N+SRFA-S2-5 | Butterfly valve | 1200 kPa | 2.5 kPa |  | EU\Inbox\Combinations\Folder..6/..7\ | 25
234675 | D632N/SRFA-S2-5 | D632N/SRFA-S2-5 |  | D632N | / | SRFA-S2-5 | Actuator with emergency control function | 1 | Scenario 1 |  | PPK¦SelectPro¦VDI3805¦Internet_EU |  |  | D632N/SRFA-S2-5 | Butterfly valve | 1200 kPa | 2.5 kPa |  | EU\Inbox\Combinations\Folder..6/..7\ | 25
234678 | D640N+SRFA-5 | D640N+SRFA-5 |  | D640N | + | SRFA-5 | Actuator with emergency control function | 1 | Scenario 1 |  | PPK¦SelectPro¦VDI3805¦Internet_EU |  |  | D640N+SRFA-5 | Butterfly valve | 1200 kPa | 3.4 kPa |  | EU\Inbox\Combinations\Folder..6/..7\ | 25
234679 | D640N/SRFA-5 | D640N/SRFA-5 |  | D640N | / | SRFA-5 | Actuator with emergency control function | 1 | Scenario 1 |  | PPK¦SelectPro¦VDI3805¦Internet_EU |  |  | D640N/SRFA-5 | Butterfly valve | 1200 kPa | 3.4 kPa |  | EU\Inbox\Combinations\Folder..6/..7\ | 25
234682 | D640N+SRFA-S2-5 | D640N+SRFA-S2-5 |  | D640N | + | SRFA-S2-5 | Actuator with emergency control function | 1 | Scenario 1 |  | PPK¦SelectPro¦VDI3805¦Internet_EU |  |  | D640N+SRFA-S2-5 | Butterfly valve | 1200 kPa | 3.4 kPa |  | EU\Inbox\Combinations\Folder..6/..7\ | 25
234683 | D640N/SRFA-S2-5 | D640N/SRFA-S2-5 |  | D640N | / | SRFA-S2-5 | Actuator with emergency control function | 1 | Scenario 1 |  | PPK¦SelectPro¦VDI3805¦Internet_EU |  |  | D640N/SRFA-S2-5 | Butterfly valve | 1200 kPa | 3.4 kPa |  | EU\Inbox\Combinations\Folder..6/..7\ | 25
234686 | D650N+SRFA-5 | D650N+SRFA-5 |  | D650N | + | SRFA-5 | Actuator with emergency control function | 1 | Scenario 1 |  | PPK¦SelectPro¦VDI3805¦Internet_EU |  |  | D650N+SRFA-5 | Butterfly valve | 1200 kPa | 3.1 kPa |  | EU\Inbox\Combinations\Folder..6/..7\ | 25
234687 | D650N/SRFA-5 | D650N/SRFA-5 |  | D650N | / | SRFA-5 | Actuator with emergency control function | 1 | Scenario 1 |  | PPK¦SelectPro¦VDI3805¦Internet_EU |  |  | D650N/SRFA-5 | Butterfly valve | 1200 kPa | 3.1 kPa |  | EU\Inbox\Combinations\Folder..6/..7\ | 26
234690 | D650N+SRFA-S2-5 | D650N+SRFA-S2-5 |  | D650N | + | SRFA-S2-5 | Actuator with emergency control function | 1 | Scenario 1 |  | PPK¦SelectPro¦VDI3805¦Internet_EU |  |  | D650N+SRFA-S2-5 | Butterfly valve | 1200 kPa | 3.1 kPa |  | EU\Inbox\Combinations\Folder..6/..7\ | 26
234691 | D650N/SRFA-S2-5 | D650N/SRFA-S2-5 |  | D650N | / | SRFA-S2-5 | Actuator with emergency control function | 1 | Scenario 1 |  | PPK¦SelectPro¦VDI3805¦Internet_EU |  |  | D650N/SRFA-S2-5 | Butterfly valve | 1200 kPa | 3.1 kPa |  | EU\Inbox\Combinations\Folder..6/..7\ | 26
234694 | D650NL+SRFA-5 | D650NL+SRFA-5 |  | D650NL | + | SRFA-5 | Actuator with emergency control function | 1 | Scenario 1 |  | PPK¦SelectPro¦VDI3805¦Internet_EU |  |  | D650NL+SRFA-5 | Butterfly valve | 1200 kPa | 3.1 kPa |  | EU\Inbox\Combinations\Folder..6/..7\ | 26
234695 | D650NL/SRFA-5 | D650NL/SRFA-5 |  | D650NL | / | SRFA-5 | Actuator with emergency control function | 1 | Scenario 1 |  | PPK¦SelectPro¦VDI3805¦Internet_EU |  |  | D650NL/SRFA-5 | Butterfly valve | 1200 kPa | 3.1 kPa |  | EU\Inbox\Combinations\Folder..6/..7\ | 26
234698 | D650NL+SRFA-S2-5 | D650NL+SRFA-S2-5 |  | D650NL | + | SRFA-S2-5 | Actuator with emergency control function | 1 | Scenario 1 |  | PPK¦SelectPro¦VDI3805¦Internet_EU |  |  | D650NL+SRFA-S2-5 | Butterfly valve | 1200 kPa | 3.1 kPa |  | EU\Inbox\Combinations\Folder..6/..7\ | 26
234699 | D650NL/SRFA-S2-5 | D650NL/SRFA-S2-5 |  | D650NL | / | SRFA-S2-5 | Actuator with emergency control function | 1 | Scenario 1 |  | PPK¦SelectPro¦VDI3805¦Internet_EU |  |  | D650NL/SRFA-S2-5 | Butterfly valve | 1200 kPa | 3.1 kPa |  | EU\Inbox\Combinations\Folder..6/..7\ | 26
234702 | D665N+SRFA-5 | D665N+SRFA-5 |  | D665N | + | SRFA-5 | Actuator with emergency control function | 1 | Scenario 1 |  | PPK¦SelectPro¦VDI3805¦Internet_EU |  |  | D665N+SRFA-5 | Butterfly valve | 1200 kPa | 2.4 kPa |  | EU\Inbox\Combinations\Folder..6/..7\ | 26
234703 | D665N/SRFA-5 | D665N/SRFA-5 |  | D665N | / | SRFA-5 | Actuator with emergency control function | 1 | Scenario 1 |  | PPK¦SelectPro¦VDI3805¦Internet_EU |  |  | D665N/SRFA-5 | Butterfly valve | 1200 kPa | 2.4 kPa |  | EU\Inbox\Combinations\Folder..6/..7\ | 26
234706 | D665N+SRFA-S2-5 | D665N+SRFA-S2-5 |  | D665N | + | SRFA-S2-5 | Actuator with emergency control function | 1 | Scenario 1 |  | PPK¦SelectPro¦VDI3805¦Internet_EU |  |  | D665N+SRFA-S2-5 | Butterfly valve | 1200 kPa | 2.4 kPa |  | EU\Inbox\Combinations\Folder..6/..7\ | 26
234707 | D665N/SRFA-S2-5 | D665N/SRFA-S2-5 |  | D665N | / | SRFA-S2-5 | Actuator with emergency control function | 1 | Scenario 1 |  | PPK¦SelectPro¦VDI3805¦Internet_EU |  |  | D665N/SRFA-S2-5 | Butterfly valve | 1200 kPa | 2.4 kPa |  | EU\Inbox\Combinations\Folder..6/..7\ | 26
234710 | D665NL+SRFA-5 | D665NL+SRFA-5 |  | D665NL | + | SRFA-5 | Actuator with emergency control function | 1 | Scenario 1 |  | PPK¦SelectPro¦VDI3805¦Internet_EU |  |  | D665NL+SRFA-5 | Butterfly valve | 1200 kPa | 2.4 kPa |  | EU\Inbox\Combinations\Folder..6/..7\ | 26
234711 | D665NL/SRFA-5 | D665NL/SRFA-5 |  | D665NL | / | SRFA-5 | Actuator with emergency control function | 1 | Scenario 1 |  | PPK¦SelectPro¦VDI3805¦Internet_EU |  |  | D665NL/SRFA-5 | Butterfly valve | 1200 kPa | 2.4 kPa |  | EU\Inbox\Combinations\Folder..6/..7\ | 26
234714 | D665NL+SRFA-S2-5 | D665NL+SRFA-S2-5 |  | D665NL | + | SRFA-S2-5 | Actuator with emergency control function | 1 | Scenario 1 |  | PPK¦SelectPro¦VDI3805¦Internet_EU |  |  | D665NL+SRFA-S2-5 | Butterfly valve | 1200 kPa | 2.4 kPa |  | EU\Inbox\Combinations\Folder..6/..7\ | 26
234715 | D665NL/SRFA-S2-5 | D665NL/SRFA-S2-5 |  | D665NL | / | SRFA-S2-5 | Actuator with emergency control function | 1 | Scenario 1 |  | PPK¦SelectPro¦VDI3805¦Internet_EU |  |  | D665NL/SRFA-S2-5 | Butterfly valve | 1200 kPa | 2.4 kPa |  | EU\Inbox\Combinations\Folder..6/..7\ | 26
236292 | R2050-S4+SRFA | R2050-S4+SRFA |  | R2050-S4 | + | SRFA | Actuator with emergency control function | 1 | Scenario 1 |  | PPK¦SelectPro¦VDI3805¦Internet_EU |  |  | R2050-S4+SRFA | Open-close ball valve | 1400 kPa | 1000 kPa |  | EU\Inbox\Combinations\Folder..2/..3\ | 30
236293 | R2050-S4/SRFA | R2050-S4/SRFA |  | R2050-S4 | / | SRFA | Actuator with emergency control function | 1 | Scenario 1 |  | PPK¦SelectPro¦VDI3805¦Internet_EU |  |  | R2050-S4/SRFA | Open-close ball valve | 1400 kPa | 1000 kPa |  | EU\Inbox\Combinations\Folder..2/..3\ | 29
237606 | R405K+NRF24A-SR | R405K+NRF24A-SR |  | R405K | + | NRF24A-SR | Actuator with emergency control function | 0 | Scenario 2 |  | PPK¦SelectPro¦VDI3805¦Internet_EU |  |  | R405K+NRF24A-SR | Characterised control valve | 1400 kPa | 200 kPa |  | EU\Inbox\Combinations\Folder..4/..5\ | 30
237607 | R405K/NRF24A-SR | R405K/NRF24A-SR |  | R405K | / | NRF24A-SR | Actuator with emergency control function | 0 | Scenario 2 |  | PPK¦SelectPro¦VDI3805¦Internet_EU |  |  | R405K/NRF24A-SR | Characterised control valve | 1400 kPa | 200 kPa |  | EU\Inbox\Combinations\Folder..4/..5\ | 28
237630 | R406K+NRF24A-SR | R406K+NRF24A-SR |  | R406K | + | NRF24A-SR | Actuator with emergency control function | 0 | Scenario 2 |  | PPK¦SelectPro¦VDI3805¦Internet_EU |  |  | R406K+NRF24A-SR | Characterised control valve | 1400 kPa | 200 kPa |  | EU\Inbox\Combinations\Folder..4/..5\ | 29
237631 | R406K/NRF24A-SR | R406K/NRF24A-SR |  | R406K | / | NRF24A-SR | Actuator with emergency control function | 0 | Scenario 2 |  | PPK¦SelectPro¦VDI3805¦Internet_EU |  |  | R406K/NRF24A-SR | Characterised control valve | 1400 kPa | 200 kPa |  | EU\Inbox\Combinations\Folder..4/..5\ | 27
237654 | R407K+NRF24A-SR | R407K+NRF24A-SR |  | R407K | + | NRF24A-SR | Actuator with emergency control function | 0 | Scenario 2 |  | PPK¦SelectPro¦VDI3805¦Internet_EU |  |  | R407K+NRF24A-SR | Characterised control valve | 1400 kPa | 200 kPa |  | EU\Inbox\Combinations\Folder..4/..5\ | 25
237655 | R407K/NRF24A-SR | R407K/NRF24A-SR |  | R407K | / | NRF24A-SR | Actuator with emergency control function | 0 | Scenario 2 |  | PPK¦SelectPro¦VDI3805¦Internet_EU |  |  | R407K/NRF24A-SR | Characterised control valve | 1400 kPa | 200 kPa |  | EU\Inbox\Combinations\Folder..4/..5\ | 25
237678 | R408K+NRF24A-SR | R408K+NRF24A-SR |  | R408K | + | NRF24A-SR | Actuator with emergency control function | 0 | Scenario 2 |  | PPK¦SelectPro¦VDI3805¦Internet_EU |  |  | R408K+NRF24A-SR | Characterised control valve | 1400 kPa | 200 kPa |  | EU\Inbox\Combinations\Folder..4/..5\ | 25
237679 | R408K/NRF24A-SR | R408K/NRF24A-SR |  | R408K | / | NRF24A-SR | Actuator with emergency control function | 0 | Scenario 2 |  | PPK¦SelectPro¦VDI3805¦Internet_EU |  |  | R408K/NRF24A-SR | Characterised control valve | 1400 kPa | 200 kPa |  | EU\Inbox\Combinations\Folder..4/..5\ | 25
237702 | R409K+NRF24A-SR | R409K+NRF24A-SR |  | R409K | + | NRF24A-SR | Actuator with emergency control function | 0 | Scenario 2 |  | PPK¦SelectPro¦VDI3805¦Internet_EU |  |  | R409K+NRF24A-SR | Characterised control valve | 1400 kPa | 200 kPa |  | EU\Inbox\Combinations\Folder..4/..5\ | 25
237703 | R409K/NRF24A-SR | R409K/NRF24A-SR |  | R409K | / | NRF24A-SR | Actuator with emergency control function | 0 | Scenario 2 |  | PPK¦SelectPro¦VDI3805¦Internet_EU |  |  | R409K/NRF24A-SR | Characterised control valve | 1400 kPa | 200 kPa |  | EU\Inbox\Combinations\Folder..4/..5\ | 25
237726 | R505K+NRF24A-SR | R505K+NRF24A-SR |  | R505K | + | NRF24A-SR | Actuator with emergency control function | 0 | Scenario 2 |  | PPK¦SelectPro¦VDI3805¦Internet_EU |  |  | R505K+NRF24A-SR | Characterised control valve | 1400 kPa | 200 kPa |  | EU\Inbox\Combinations\Folder..4/..5\ | 25
237727 | R505K/NRF24A-SR | R505K/NRF24A-SR |  | R505K | / | NRF24A-SR | Actuator with emergency control function | 0 | Scenario 2 |  | PPK¦SelectPro¦VDI3805¦Internet_EU |  |  | R505K/NRF24A-SR | Characterised control valve | 1400 kPa | 200 kPa |  | EU\Inbox\Combinations\Folder..4/..5\ | 25
237750 | R506K+NRF24A-SR | R506K+NRF24A-SR |  | R506K | + | NRF24A-SR | Actuator with emergency control function | 0 | Scenario 2 |  | PPK¦SelectPro¦VDI3805¦Internet_EU |  |  | R506K+NRF24A-SR | Characterised control valve | 1400 kPa | 200 kPa |  | EU\Inbox\Combinations\Folder..4/..5\ | 25
237751 | R506K/NRF24A-SR | R506K/NRF24A-SR |  | R506K | / | NRF24A-SR | Actuator with emergency control function | 0 | Scenario 2 |  | PPK¦SelectPro¦VDI3805¦Internet_EU |  |  | R506K/NRF24A-SR | Characterised control valve | 1400 kPa | 200 kPa |  | EU\Inbox\Combinations\Folder..4/..5\ | 25
237774 | R507K+NRF24A-SR | R507K+NRF24A-SR |  | R507K | + | NRF24A-SR | Actuator with emergency control function | 0 | Scenario 2 |  | PPK¦SelectPro¦VDI3805¦Internet_EU |  |  | R507K+NRF24A-SR | Characterised control valve | 1400 kPa | 200 kPa |  | EU\Inbox\Combinations\Folder..4/..5\ | 25
237775 | R507K/NRF24A-SR | R507K/NRF24A-SR |  | R507K | / | NRF24A-SR | Actuator with emergency control function | 0 | Scenario 2 |  | PPK¦SelectPro¦VDI3805¦Internet_EU |  |  | R507K/NRF24A-SR | Characterised control valve | 1400 kPa | 200 kPa |  | EU\Inbox\Combinations\Folder..4/..5\ | 25
237798 | R508K+NRF24A-SR | R508K+NRF24A-SR |  | R508K | + | NRF24A-SR | Actuator with emergency control function | 0 | Scenario 2 |  | PPK¦SelectPro¦VDI3805¦Internet_EU |  |  | R508K+NRF24A-SR | Characterised control valve | 1400 kPa | 200 kPa |  | EU\Inbox\Combinations\Folder..4/..5\ | 25
237799 | R508K/NRF24A-SR | R508K/NRF24A-SR |  | R508K | / | NRF24A-SR | Actuator with emergency control function | 0 | Scenario 2 |  | PPK¦SelectPro¦VDI3805¦Internet_EU |  |  | R508K/NRF24A-SR | Characterised control valve | 1400 kPa | 200 kPa |  | EU\Inbox\Combinations\Folder..4/..5\ | 25
239548 | R3040-BL4+SRFA | R3040-BL4+SRFA |  | R3040-BL4 | + | SRFA | Actuator with emergency control function | 1 | Scenario 1 |  | PPK¦SelectPro¦VDI3805¦Internet_EU |  |  | R3040-BL4+SRFA | Change-over ball valve | 500 kPa | 350 kPa |  | EU\Inbox\Combinations\Folder..2/..3\ | 23
239549 | R3040-BL4/SRFA | R3040-BL4/SRFA |  | R3040-BL4 | / | SRFA | Actuator with emergency control function | 1 | Scenario 1 |  | PPK¦SelectPro¦VDI3805¦Internet_EU |  |  | R3040-BL4/SRFA | Change-over ball valve | 500 kPa | 350 kPa |  | EU\Inbox\Combinations\Folder..2/..3\ | 23
240264 | R7040R-B3+NRFA | R7040R-B3+NRFA |  | R7040R-B3 | + | NRFA | Actuator with emergency control function | 1 | Scenario 1 |  | PPK¦SelectPro¦VDI3805¦Internet_EU |  |  | R7040R-B3+NRFA | Change-over ball valve | 600 kPa | 100 kPa |  | EU\Inbox\Combinations\Folder..6/..7\ | 29
240265 | R7040R-B3/NRFA | R7040R-B3/NRFA |  | R7040R-B3 | / | NRFA | Actuator with emergency control function | 1 | Scenario 1 |  | PPK¦SelectPro¦VDI3805¦Internet_EU |  |  | R7040R-B3/NRFA | Change-over ball valve | 600 kPa | 100 kPa |  | EU\Inbox\Combinations\Folder..6/..7\ | 26
240304 | R7050R-B3+NRFA | R7050R-B3+NRFA |  | R7050R-B3 | + | NRFA | Actuator with emergency control function | 1 | Scenario 1 |  | PPK¦SelectPro¦VDI3805¦Internet_EU |  |  | R7050R-B3+NRFA | Change-over ball valve | 600 kPa | 100 kPa |  | EU\Inbox\Combinations\Folder..6/..7\ | 29
240305 | R7050R-B3/NRFA | R7050R-B3/NRFA |  | R7050R-B3 | / | NRFA | Actuator with emergency control function | 1 | Scenario 1 |  | PPK¦SelectPro¦VDI3805¦Internet_EU |  |  | R7050R-B3/NRFA | Change-over ball valve | 600 kPa | 100 kPa |  | EU\Inbox\Combinations\Folder..6/..7\ | 27
240384 | R3050-BL4+SRFA | R3050-BL4+SRFA |  | R3050-BL4 | + | SRFA | Actuator with emergency control function | 1 | Scenario 1 |  | PPK¦SelectPro¦VDI3805¦Internet_EU |  |  | R3050-BL4+SRFA | Change-over ball valve | 500 kPa | 350 kPa |  | EU\Inbox\Combinations\Folder..2/..3\ | 29
240385 | R3050-BL4/SRFA | R3050-BL4/SRFA |  | R3050-BL4 | / | SRFA | Actuator with emergency control function | 1 | Scenario 1 |  | PPK¦SelectPro¦VDI3805¦Internet_EU |  |  | R3050-BL4/SRFA | Change-over ball valve | 500 kPa | 350 kPa |  | EU\Inbox\Combinations\Folder..2/..3\ | 29
240408 | R3050-S4+SRFA | R3050-S4+SRFA |  | R3050-S4 | + | SRFA | Actuator with emergency control function | 1 | Scenario 1 |  | PPK¦SelectPro¦VDI3805¦Internet_EU |  |  | R3050-S4+SRFA | Change-over ball valve | 1400 kPa | 1000 kPa |  | EU\Inbox\Combinations\Folder..2/..3\ | 29
240409 | R3050-S4/SRFA | R3050-S4/SRFA |  | R3050-S4 | / | SRFA | Actuator with emergency control function | 1 | Scenario 1 |  | PPK¦SelectPro¦VDI3805¦Internet_EU |  |  | R3050-S4/SRFA | Change-over ball valve | 1400 kPa | 1000 kPa |  | EU\Inbox\Combinations\Folder..2/..3\ | 26
240804 | R2032-S3+NRFA | R2032-S3+NRFA |  | R2032-S3 | + | NRFA | Actuator with emergency control function | 1 | Scenario 1 |  | PPK¦SelectPro¦VDI3805¦Internet_EU |  |  | R2032-S3+NRFA | Open-close ball valve | 1400 kPa | 1000 kPa |  | EU\Inbox\Combinations\Folder..2/..3\ | 30
240805 | R2032-S3/NRFA | R2032-S3/NRFA |  | R2032-S3 | / | NRFA | Actuator with emergency control function | 1 | Scenario 1 |  | PPK¦SelectPro¦VDI3805¦Internet_EU |  |  | R2032-S3/NRFA | Open-close ball valve | 1400 kPa | 1000 kPa |  | EU\Inbox\Combinations\Folder..2/..3\ | 29
240932 | R2040-S3+NRFA | R2040-S3+NRFA |  | R2040-S3 | + | NRFA | Actuator with emergency control function | 1 | Scenario 1 |  | PPK¦SelectPro¦VDI3805¦Internet_EU |  |  | R2040-S3+NRFA | Open-close ball valve | 1400 kPa | 1000 kPa |  | EU\Inbox\Combinations\Folder..2/..3\ | 30
240933 | R2040-S3/NRFA | R2040-S3/NRFA |  | R2040-S3 | / | NRFA | Actuator with emergency control function | 1 | Scenario 1 |  | PPK¦SelectPro¦VDI3805¦Internet_EU |  |  | R2040-S3/NRFA | Open-close ball valve | 1400 kPa | 1000 kPa |  | EU\Inbox\Combinations\Folder..2/..3\ | 29
244532 | R3032-BL3+NRFA | R3032-BL3+NRFA |  | R3032-BL3 | + | NRFA | Actuator with emergency control function | 1 | Scenario 1 |  | PPK¦SelectPro¦VDI3805¦Internet_EU |  |  | R3032-BL3+NRFA | Change-over ball valve | 500 kPa | 350 kPa |  | EU\Inbox\Combinations\Folder..2/..3\ | 26
244533 | R3032-BL3/NRFA | R3032-BL3/NRFA |  | R3032-BL3 | / | NRFA | Actuator with emergency control function | 1 | Scenario 1 |  | PPK¦SelectPro¦VDI3805¦Internet_EU |  |  | R3032-BL3/NRFA | Change-over ball valve | 500 kPa | 350 kPa |  | EU\Inbox\Combinations\Folder..2/..3\ | 27
244548 | R3032-S3+NRFA | R3032-S3+NRFA |  | R3032-S3 | + | NRFA | Actuator with emergency control function | 1 | Scenario 1 |  | PPK¦SelectPro¦VDI3805¦Internet_EU |  |  | R3032-S3+NRFA | Change-over ball valve | 1400 kPa | 1000 kPa |  | EU\Inbox\Combinations\Folder..2/..3\ | 30
244549 | R3032-S3/NRFA | R3032-S3/NRFA |  | R3032-S3 | / | NRFA | Actuator with emergency control function | 1 | Scenario 1 |  | PPK¦SelectPro¦VDI3805¦Internet_EU |  |  | R3032-S3/NRFA | Change-over ball valve | 1400 kPa | 1000 kPa |  | EU\Inbox\Combinations\Folder..2/..3\ | 28
245042 | R431+NRF24A-SR | R431+NRF24A-SR |  | R431 | + | NRF24A-SR | Actuator with emergency control function | 1 | Scenario 2 |  | PPK¦SelectPro¦VDI3805¦Internet_EU |  |  | R431+NRF24A-SR | Characterised control valve | 1400 kPa | 200 kPa |  | EU\Inbox\Combinations\Folder..4/..5\ | 24
245043 | R431/NRF24A-SR | R431/NRF24A-SR |  | R431 | / | NRF24A-SR | Actuator with emergency control function | 1 | Scenario 2 |  | PPK¦SelectPro¦VDI3805¦Internet_EU |  |  | R431/NRF24A-SR | Characterised control valve | 1400 kPa | 200 kPa |  | EU\Inbox\Combinations\Folder..4/..5\ | 24
245066 | R432+NRFA | R432+NRFA |  | R432 | + | NRFA | Actuator with emergency control function | 1 | Scenario 1 |  | PPK¦SelectPro¦VDI3805¦Internet_EU |  |  | R432+NRFA | Open-close ball valve | 1400 kPa | 400 kPa |  | EU\Inbox\Combinations\Folder..4/..5\ | 28
245067 | R432/NRFA | R432/NRFA |  | R432 | / | NRFA | Actuator with emergency control function | 1 | Scenario 1 |  | PPK¦SelectPro¦VDI3805¦Internet_EU |  |  | R432/NRFA | Open-close ball valve | 1400 kPa | 400 kPa |  | EU\Inbox\Combinations\Folder..4/..5\ | 28
245074 | R438+NRF24A-SR | R438+NRF24A-SR |  | R438 | + | NRF24A-SR | Actuator with emergency control function | 1 | Scenario 2 |  | PPK¦SelectPro¦VDI3805¦Internet_EU |  |  | R438+NRF24A-SR | Characterised control valve | 1400 kPa | 200 kPa |  | EU\Inbox\Combinations\Folder..4/..5\ | 24
245075 | R438/NRF24A-SR | R438/NRF24A-SR |  | R438 | / | NRF24A-SR | Actuator with emergency control function | 1 | Scenario 2 |  | PPK¦SelectPro¦VDI3805¦Internet_EU |  |  | R438/NRF24A-SR | Characterised control valve | 1400 kPa | 200 kPa |  | EU\Inbox\Combinations\Folder..4/..5\ | 24
245090 | R439+NRF24A-SR | R439+NRF24A-SR |  | R439 | + | NRF24A-SR | Actuator with emergency control function | 1 | Scenario 2 |  | PPK¦SelectPro¦VDI3805¦Internet_EU |  |  | R439+NRF24A-SR | Characterised control valve | 1400 kPa | 200 kPa |  | EU\Inbox\Combinations\Folder..4/..5\ | 27
245091 | R439/NRF24A-SR | R439/NRF24A-SR |  | R439 | / | NRF24A-SR | Actuator with emergency control function | 1 | Scenario 2 |  | PPK¦SelectPro¦VDI3805¦Internet_EU |  |  | R439/NRF24A-SR | Characterised control valve | 1400 kPa | 200 kPa |  | EU\Inbox\Combinations\Folder..4/..5\ | 27
245114 | R440+NRFA | R440+NRFA |  | R440 | + | NRFA | Actuator with emergency control function | 1 | Scenario 1 |  | PPK¦SelectPro¦VDI3805¦Internet_EU |  |  | R440+NRFA | Open-close ball valve | 1400 kPa | 400 kPa |  | EU\Inbox\Combinations\Folder..4/..5\ | 29
245115 | R440/NRFA | R440/NRFA |  | R440 | / | NRFA | Actuator with emergency control function | 1 | Scenario 1 |  | PPK¦SelectPro¦VDI3805¦Internet_EU |  |  | R440/NRFA | Open-close ball valve | 1400 kPa | 400 kPa |  | EU\Inbox\Combinations\Folder..4/..5\ | 29
245122 | R448+NRF24A-SR | R448+NRF24A-SR |  | R448 | + | NRF24A-SR | Actuator with emergency control function | 1 | Scenario 2 |  | PPK¦SelectPro¦VDI3805¦Internet_EU |  |  | R448+NRF24A-SR | Characterised control valve | 1400 kPa | 200 kPa |  | EU\Inbox\Combinations\Folder..4/..5\ | 26
245123 | R448/NRF24A-SR | R448/NRF24A-SR |  | R448 | / | NRF24A-SR | Actuator with emergency control function | 1 | Scenario 2 |  | PPK¦SelectPro¦VDI3805¦Internet_EU |  |  | R448/NRF24A-SR | Characterised control valve | 1400 kPa | 200 kPa |  | EU\Inbox\Combinations\Folder..4/..5\ | 26
245176 | R3040-BL3+NRFA | R3040-BL3+NRFA |  | R3040-BL3 | + | NRFA | Actuator with emergency control function | 1 | Scenario 1 |  | PPK¦SelectPro¦VDI3805¦Internet_EU |  |  | R3040-BL3+NRFA | Change-over ball valve | 500 kPa | 350 kPa |  | EU\Inbox\Combinations\Folder..2/..3\ | 26
245177 | R3040-BL3/NRFA | R3040-BL3/NRFA |  | R3040-BL3 | / | NRFA | Actuator with emergency control function | 1 | Scenario 1 |  | PPK¦SelectPro¦VDI3805¦Internet_EU |  |  | R3040-BL3/NRFA | Change-over ball valve | 500 kPa | 350 kPa |  | EU\Inbox\Combinations\Folder..2/..3\ | 26
245200 | R3040-S3+NRFA | R3040-S3+NRFA |  | R3040-S3 | + | NRFA | Actuator with emergency control function | 1 | Scenario 1 |  | PPK¦SelectPro¦VDI3805¦Internet_EU |  |  | R3040-S3+NRFA | Change-over ball valve | 1400 kPa | 1000 kPa |  | EU\Inbox\Combinations\Folder..2/..3\ | 27
245201 | R3040-S3/NRFA | R3040-S3/NRFA |  | R3040-S3 | / | NRFA | Actuator with emergency control function | 1 | Scenario 1 |  | PPK¦SelectPro¦VDI3805¦Internet_EU |  |  | R3040-S3/NRFA | Change-over ball valve | 1400 kPa | 1000 kPa |  | EU\Inbox\Combinations\Folder..2/..3\ | 27
245272 | R3050-BL3+NRFA | R3050-BL3+NRFA |  | R3050-BL3 | + | NRFA | Actuator with emergency control function | 1 | Scenario 1 |  | PPK¦SelectPro¦VDI3805¦Internet_EU |  |  | R3050-BL3+NRFA | Change-over ball valve | 500 kPa | 350 kPa |  | EU\Inbox\Combinations\Folder..2/..3\ | 27
245273 | R3050-BL3/NRFA | R3050-BL3/NRFA |  | R3050-BL3 | / | NRFA | Actuator with emergency control function | 1 | Scenario 1 |  | PPK¦SelectPro¦VDI3805¦Internet_EU |  |  | R3050-BL3/NRFA | Change-over ball valve | 500 kPa | 350 kPa |  | EU\Inbox\Combinations\Folder..2/..3\ | 27
245708 | R449+NRF24A-SR | R449+NRF24A-SR |  | R449 | + | NRF24A-SR | Actuator with emergency control function | 1 | Scenario 2 |  | PPK¦SelectPro¦VDI3805¦Internet_EU |  |  | R449+NRF24A-SR | Characterised control valve | 1400 kPa | 200 kPa |  | EU\Inbox\Combinations\Folder..4/..5\ | 30
245709 | R449/NRF24A-SR | R449/NRF24A-SR |  | R449 | / | NRF24A-SR | Actuator with emergency control function | 1 | Scenario 2 |  | PPK¦SelectPro¦VDI3805¦Internet_EU |  |  | R449/NRF24A-SR | Characterised control valve | 1400 kPa | 200 kPa |  | EU\Inbox\Combinations\Folder..4/..5\ | 28
245732 | R450+NRFA | R450+NRFA |  | R450 | + | NRFA | Actuator with emergency control function | 1 | Scenario 1 |  | PPK¦SelectPro¦VDI3805¦Internet_EU |  |  | R450+NRFA | Open-close ball valve | 1400 kPa | 400 kPa |  | EU\Inbox\Combinations\Folder..4/..5\ | 33
245733 | R450/NRFA | R450/NRFA |  | R450 | / | NRFA | Actuator with emergency control function | 1 | Scenario 1 |  | PPK¦SelectPro¦VDI3805¦Internet_EU |  |  | R450/NRFA | Open-close ball valve | 1400 kPa | 400 kPa |  | EU\Inbox\Combinations\Folder..4/..5\ | 30
246036 | R6032R-B3+NRFA | R6032R-B3+NRFA |  | R6032R-B3 | + | NRFA | Actuator with emergency control function | 1 | Scenario 1 |  | PPK¦SelectPro¦VDI3805¦Internet_EU |  |  | R6032R-B3+NRFA | Open-close ball valve | 600 kPa | 100 kPa |  | EU\Inbox\Combinations\Folder..6/..7\ | 31
246037 | R6032R-B3/NRFA | R6032R-B3/NRFA |  | R6032R-B3 | / | NRFA | Actuator with emergency control function | 1 | Scenario 1 |  | PPK¦SelectPro¦VDI3805¦Internet_EU |  |  | R6032R-B3/NRFA | Open-close ball valve | 600 kPa | 100 kPa |  | EU\Inbox\Combinations\Folder..6/..7\ | 26
246076 | R6040R-B3+NRFA | R6040R-B3+NRFA |  | R6040R-B3 | + | NRFA | Actuator with emergency control function | 1 | Scenario 1 |  | PPK¦SelectPro¦VDI3805¦Internet_EU |  |  | R6040R-B3+NRFA | Open-close ball valve | 600 kPa | 100 kPa |  | EU\Inbox\Combinations\Folder..6/..7\ | 30
246077 | R6040R-B3/NRFA | R6040R-B3/NRFA |  | R6040R-B3 | / | NRFA | Actuator with emergency control function | 1 | Scenario 1 |  | PPK¦SelectPro¦VDI3805¦Internet_EU |  |  | R6040R-B3/NRFA | Open-close ball valve | 600 kPa | 100 kPa |  | EU\Inbox\Combinations\Folder..6/..7\ | 25
246092 | R6040R25-B3+NRF24A-SR | R6040R25-B3+NRF24A-SR |  | R6040R25-B3 | + | NRF24A-SR | Actuator with emergency control function | 1 | Scenario 2 |  | PPK¦SelectPro¦VDI3805¦Internet_EU |  |  | R6040R25-B3+NRF24A-SR | Characterised control valve | 600 kPa | 100 kPa |  | EU\Inbox\Combinations\Folder..6/..7\ | 29
246093 | R6040R25-B3/NRF24A-SR | R6040R25-B3/NRF24A-SR |  | R6040R25-B3 | / | NRF24A-SR | Actuator with emergency control function | 1 | Scenario 2 |  | PPK¦SelectPro¦VDI3805¦Internet_EU |  |  | R6040R25-B3/NRF24A-SR | Characterised control valve | 600 kPa | 100 kPa |  | EU\Inbox\Combinations\Folder..6/..7\ | 26
246124 | R6050R-B3+NRFA | R6050R-B3+NRFA |  | R6050R-B3 | + | NRFA | Actuator with emergency control function | 1 | Scenario 1 |  | PPK¦SelectPro¦VDI3805¦Internet_EU |  |  | R6050R-B3+NRFA | Open-close ball valve | 600 kPa | 100 kPa |  | EU\Inbox\Combinations\Folder..6/..7\ | 29
246125 | R6050R-B3/NRFA | R6050R-B3/NRFA |  | R6050R-B3 | / | NRFA | Actuator with emergency control function | 1 | Scenario 1 |  | PPK¦SelectPro¦VDI3805¦Internet_EU |  |  | R6050R-B3/NRFA | Open-close ball valve | 600 kPa | 100 kPa |  | EU\Inbox\Combinations\Folder..6/..7\ | 29
248310 | D625NL+SRFA-5 | D625NL+SRFA-5 |  | D625NL | + | SRFA-5 | Actuator with emergency control function | 1 | Scenario 1 |  | PPK¦SelectPro¦VDI3805¦Internet_EU |  |  | D625NL+SRFA-5 | Butterfly valve | 1200 kPa | 1.6 kPa |  | EU\Inbox\Combinations\Folder..6/..7\ | 25
248311 | D625NL/SRFA-5 | D625NL/SRFA-5 |  | D625NL | / | SRFA-5 | Actuator with emergency control function | 1 | Scenario 1 |  | PPK¦SelectPro¦VDI3805¦Internet_EU |  |  | D625NL/SRFA-5 | Butterfly valve | 1200 kPa | 1.6 kPa |  | EU\Inbox\Combinations\Folder..6/..7\ | 25
248314 | D625NL+SRFA-S2-5 | D625NL+SRFA-S2-5 |  | D625NL | + | SRFA-S2-5 | Actuator with emergency control function | 1 | Scenario 1 |  | PPK¦SelectPro¦VDI3805¦Internet_EU |  |  | D625NL+SRFA-S2-5 | Butterfly valve | 1200 kPa | 1.6 kPa |  | EU\Inbox\Combinations\Folder..6/..7\ | 25
248315 | D625NL/SRFA-S2-5 | D625NL/SRFA-S2-5 |  | D625NL | / | SRFA-S2-5 | Actuator with emergency control function | 1 | Scenario 1 |  | PPK¦SelectPro¦VDI3805¦Internet_EU |  |  | D625NL/SRFA-S2-5 | Butterfly valve | 1200 kPa | 1.6 kPa |  | EU\Inbox\Combinations\Folder..6/..7\ | 25
248332 | D632NL+SRFA-5 | D632NL+SRFA-5 |  | D632NL | + | SRFA-5 | Actuator with emergency control function | 1 | Scenario 1 |  | PPK¦SelectPro¦VDI3805¦Internet_EU |  |  | D632NL+SRFA-5 | Butterfly valve | 1200 kPa | 2.5 kPa |  | EU\Inbox\Combinations\Folder..6/..7\ | 26
248333 | D632NL/SRFA-5 | D632NL/SRFA-5 |  | D632NL | / | SRFA-5 | Actuator with emergency control function | 1 | Scenario 1 |  | PPK¦SelectPro¦VDI3805¦Internet_EU |  |  | D632NL/SRFA-5 | Butterfly valve | 1200 kPa | 2.5 kPa |  | EU\Inbox\Combinations\Folder..6/..7\ | 26
248336 | D632NL+SRFA-S2-5 | D632NL+SRFA-S2-5 |  | D632NL | + | SRFA-S2-5 | Actuator with emergency control function | 1 | Scenario 1 |  | PPK¦SelectPro¦VDI3805¦Internet_EU |  |  | D632NL+SRFA-S2-5 | Butterfly valve | 1200 kPa | 2.5 kPa |  | EU\Inbox\Combinations\Folder..6/..7\ | 26
248337 | D632NL/SRFA-S2-5 | D632NL/SRFA-S2-5 |  | D632NL | / | SRFA-S2-5 | Actuator with emergency control function | 1 | Scenario 1 |  | PPK¦SelectPro¦VDI3805¦Internet_EU |  |  | D632NL/SRFA-S2-5 | Butterfly valve | 1200 kPa | 2.5 kPa |  | EU\Inbox\Combinations\Folder..6/..7\ | 26
248770 | D640NL+SRFA-5 | D640NL+SRFA-5 |  | D640NL | + | SRFA-5 | Actuator with emergency control function | 1 | Scenario 1 |  | PPK¦SelectPro¦VDI3805¦Internet_EU |  |  | D640NL+SRFA-5 | Butterfly valve | 1200 kPa | 3.4 kPa |  | EU\Inbox\Combinations\Folder..6/..7\ | 24
248771 | D640NL/SRFA-5 | D640NL/SRFA-5 |  | D640NL | / | SRFA-5 | Actuator with emergency control function | 1 | Scenario 1 |  | PPK¦SelectPro¦VDI3805¦Internet_EU |  |  | D640NL/SRFA-5 | Butterfly valve | 1200 kPa | 3.4 kPa |  | EU\Inbox\Combinations\Folder..6/..7\ | 24
248774 | D640NL+SRFA-S2-5 | D640NL+SRFA-S2-5 |  | D640NL | + | SRFA-S2-5 | Actuator with emergency control function | 1 | Scenario 1 |  | PPK¦SelectPro¦VDI3805¦Internet_EU |  |  | D640NL+SRFA-S2-5 | Butterfly valve | 1200 kPa | 3.4 kPa |  | EU\Inbox\Combinations\Folder..6/..7\ | 24
248775 | D640NL/SRFA-S2-5 | D640NL/SRFA-S2-5 |  | D640NL | / | SRFA-S2-5 | Actuator with emergency control function | 1 | Scenario 1 |  | PPK¦SelectPro¦VDI3805¦Internet_EU |  |  | D640NL/SRFA-S2-5 | Butterfly valve | 1200 kPa | 3.4 kPa |  | EU\Inbox\Combinations\Folder..6/..7\ | 24
272362 | EP015R+MP | EP015R+MP | [6 empty] | Scenario 3 |  | PPK¦SelectPro¦VDI3805¦Internet_EU |  |  | EP015R+MP | Communicative characterised control valve with sensor-operated flow control | 1400 kPa | 350 kPa |  | EU\Products\Water solutions\VA Units\EPIV\modulating, MP\ | 278
272608 | EP020R+MP | EP020R+MP | [6 empty] | Scenario 3 |  | PPK¦SelectPro¦VDI3805¦Internet_EU |  |  | EP020R+MP | Communicative characterised control valve with sensor-operated flow control | 1400 kPa | 350 kPa |  | EU\Products\Water solutions\VA Units\EPIV\modulating, MP\ | 253
272609 | EP025R+MP | EP025R+MP | [6 empty] | Scenario 3 |  | PPK¦SelectPro¦VDI3805¦Internet_EU |  |  | EP025R+MP | Communicative characterised control valve with sensor-operated flow control | 1400 kPa | 350 kPa |  | EU\Products\Water solutions\VA Units\EPIV\modulating, MP\ | 251
272610 | EP032R+MP | EP032R+MP | [6 empty] | Scenario 3 |  | PPK¦SelectPro¦VDI3805¦Internet_EU |  |  | EP032R+MP | Communicative characterised control valve with sensor-operated flow control | 1400 kPa | 350 kPa |  | EU\Products\Water solutions\VA Units\EPIV\modulating, MP\ | 251
272611 | EP040R+MP | EP040R+MP | [6 empty] | Scenario 3 |  | PPK¦SelectPro¦VDI3805¦Internet_EU |  |  | EP040R+MP | Communicative characterised control valve with sensor-operated flow control | 1400 kPa | 350 kPa |  | EU\Products\Water solutions\VA Units\EPIV\modulating, MP\ | 249
272612 | EP050R+MP | EP050R+MP | [6 empty] | Scenario 3 |  | PPK¦SelectPro¦VDI3805¦Internet_EU |  |  | EP050R+MP | Communicative characterised control valve with sensor-operated flow control | 1400 kPa | 350 kPa |  | EU\Products\Water solutions\VA Units\EPIV\modulating, MP\ | 246
278023 | D680N+GRC24A-5 | D680N+GRC24A-5 |  | D680N | + | GRC24A-5 | Fast runner | 0 | Scenario 1 |  | PPK¦SelectPro¦VDI3805¦Internet_EU |  |  | D680N+GRC24A-5 | Butterfly valve | 1200 kPa | 2.4 kPa |  | EU\Inbox\Combinations\Folder..6/..7\ | 19
278024 | D680N/GRC24A-5 | D680N/GRC24A-5 |  | D680N | / | GRC24A-5 | Fast runner | 0 | Scenario 1 |  | PPK¦SelectPro¦VDI3805¦Internet_EU |  |  | D680N/GRC24A-5 | Butterfly valve | 1200 kPa | 2.4 kPa |  | EU\Inbox\Combinations\Folder..6/..7\ | 19
278025 | D680N+GRC24G-5 | D680N+GRC24G-5 |  | D680N | + | GRC24G-5 | Fast runner | 0 | Scenario 1 |  | PPK¦SelectPro¦VDI3805¦Internet_EU |  |  | D680N+GRC24G-5 | Butterfly valve | 1200 kPa | 2.4 kPa |  | EU\Inbox\Combinations\Folder..6/..7\ | 19
278026 | D680N/GRC24G-5 | D680N/GRC24G-5 |  | D680N | / | GRC24G-5 | Fast runner | 0 | Scenario 1 |  | PPK¦SelectPro¦VDI3805¦Internet_EU |  |  | D680N/GRC24G-5 | Butterfly valve | 1200 kPa | 2.4 kPa |  | EU\Inbox\Combinations\Folder..6/..7\ | 19
278027 | D680NL+GRC24A-5 | D680NL+GRC24A-5 |  | D680NL | + | GRC24A-5 | Fast runner | 0 | Scenario 1 |  | PPK¦SelectPro¦VDI3805¦Internet_EU |  |  | D680NL+GRC24A-5 | Butterfly valve | 1200 kPa | 2.4 kPa |  | EU\Inbox\Combinations\Folder..6/..7\ | 20
278028 | D680NL/GRC24A-5 | D680NL/GRC24A-5 |  | D680NL | / | GRC24A-5 | Fast runner | 0 | Scenario 1 |  | PPK¦SelectPro¦VDI3805¦Internet_EU |  |  | D680NL/GRC24A-5 | Butterfly valve | 1200 kPa | 2.4 kPa |  | EU\Inbox\Combinations\Folder..6/..7\ | 20
278029 | D680NL+GRC24G-5 | D680NL+GRC24G-5 |  | D680NL | + | GRC24G-5 | Fast runner | 0 | Scenario 1 |  | PPK¦SelectPro¦VDI3805¦Internet_EU |  |  | D680NL+GRC24G-5 | Butterfly valve | 1200 kPa | 2.4 kPa |  | EU\Inbox\Combinations\Folder..6/..7\ | 19
278030 | D680NL/GRC24G-5 | D680NL/GRC24G-5 |  | D680NL | / | GRC24G-5 | Fast runner | 0 | Scenario 1 |  | PPK¦SelectPro¦VDI3805¦Internet_EU |  |  | D680NL/GRC24G-5 | Butterfly valve | 1200 kPa | 2.4 kPa |  | EU\Inbox\Combinations\Folder..6/..7\ | 19
278401 | D6350NL+SY6-230-3-T | D6350NL+SY6-230-3-T |  | D6350NL | + | SY6-230-3-T | Fast runner | 0 | Scenario 1 |  | PPK¦SelectPro¦VDI3805¦Internet_EU |  |  | D6350NL+SY6-230-3-T | Butterfly valve | 600 kPa | 0.8 kPa |  | EU\Inbox\Combinations\Folder..6/..7\ | 17
278402 | D6350NL/SY6-230-3-T | D6350NL/SY6-230-3-T |  | D6350NL | / | SY6-230-3-T | Fast runner | 0 | Scenario 1 |  | PPK¦SelectPro¦VDI3805¦Internet_EU |  |  | D6350NL/SY6-230-3-T | Butterfly valve | 600 kPa | 0.8 kPa |  | EU\Inbox\Combinations\Folder..6/..7\ | 17
278920 | D6125NL+DR230A-7 | D6125NL+DR230A-7 |  | D6125NL | + | DR230A-7 | Standard actuator | 1 | Scenario 1 |  | PPK¦SelectPro¦VDI3805¦Internet_EU |  |  | D6125NL+DR230A-7 | Butterfly valve | 1200 kPa | 2.0 kPa |  | EU\Inbox\Combinations\Folder..6/..7\ | 16
278921 | D6125NL/DR230A-7 | D6125NL/DR230A-7 |  | D6125NL | / | DR230A-7 | Standard actuator | 1 | Scenario 1 |  | PPK¦SelectPro¦VDI3805¦Internet_EU |  |  | D6125NL/DR230A-7 | Butterfly valve | 1200 kPa | 2.0 kPa |  | EU\Inbox\Combinations\Folder..6/..7\ | 16
278922 | D6125NL+DR24A-7 | D6125NL+DR24A-7 |  | D6125NL | + | DR24A-7 | Standard actuator | 1 | Scenario 1 |  | PPK¦SelectPro¦VDI3805¦Internet_EU |  |  | D6125NL+DR24A-7 | Butterfly valve | 1200 kPa | 2.0 kPa |  | EU\Inbox\Combinations\Folder..6/..7\ | 16
278923 | D6125NL/DR24A-7 | D6125NL/DR24A-7 |  | D6125NL | / | DR24A-7 | Standard actuator | 1 | Scenario 1 |  | PPK¦SelectPro¦VDI3805¦Internet_EU |  |  | D6125NL/DR24A-7 | Butterfly valve | 1200 kPa | 2.0 kPa |  | EU\Inbox\Combinations\Folder..6/..7\ | 16
278924 | D6125NL+DR24A-MP-7 | D6125NL+DR24A-MP-7 |  | D6125NL | + | DR24A-MP-7 | Communicative actuator | 0 | Scenario 1 Scenario 2 |  | PPK¦SelectPro¦VDI3805¦Internet_EU |  |  | D6125NL+DR24A-MP-7 | Butterfly valve | 1200 kPa | 2.0 kPa |  | EU\Inbox\Combinations\Folder..6/..7\ | 15
278925 | D6125NL/DR24A-MP-7 | D6125NL/DR24A-MP-7 |  | D6125NL | / | DR24A-MP-7 | Communicative actuator | 0 | Scenario 1 Scenario 2 |  | PPK¦SelectPro¦VDI3805¦Internet_EU |  |  | D6125NL/DR24A-MP-7 | Butterfly valve | 1200 kPa | 2.0 kPa |  | EU\Inbox\Combinations\Folder..6/..7\ | 15
278926 | D6125NL+DR24A-SR-7 | D6125NL+DR24A-SR-7 |  | D6125NL | + | DR24A-SR-7 | Standard actuator | 0 | Scenario 2 |  | PPK¦SelectPro¦VDI3805¦Internet_EU |  |  | D6125NL+DR24A-SR-7 | Butterfly valve | 1200 kPa | 2.0 kPa |  | EU\Inbox\Combinations\Folder..6/..7\ | 15
278927 | D6125NL/DR24A-SR-7 | D6125NL/DR24A-SR-7 |  | D6125NL | / | DR24A-SR-7 | Standard actuator | 0 | Scenario 2 |  | PPK¦SelectPro¦VDI3805¦Internet_EU |  |  | D6125NL/DR24A-SR-7 | Butterfly valve | 1200 kPa | 2.0 kPa |  | EU\Inbox\Combinations\Folder..6/..7\ | 15
278928 | D6125NL+DRC24A-7 | D6125NL+DRC24A-7 |  | D6125NL | + | DRC24A-7 | Fast runner | 1 | Scenario 1 |  | PPK¦SelectPro¦VDI3805¦Internet_EU |  |  | D6125NL+DRC24A-7 | Butterfly valve | 1200 kPa | 2.0 kPa |  | EU\Inbox\Combinations\Folder..6/..7\ | 17
278929 | D6125NL/DRC24A-7 | D6125NL/DRC24A-7 |  | D6125NL | / | DRC24A-7 | Fast runner | 1 | Scenario 1 |  | PPK¦SelectPro¦VDI3805¦Internet_EU |  |  | D6125NL/DRC24A-7 | Butterfly valve | 1200 kPa | 2.0 kPa |  | EU\Inbox\Combinations\Folder..6/..7\ | 17
280270 | D6125N+DR230A-7 | D6125N+DR230A-7 |  | D6125N | + | DR230A-7 | Standard actuator | 1 | Scenario 1 |  | PPK¦SelectPro¦VDI3805¦Internet_EU |  |  | D6125N+DR230A-7 | Butterfly valve | 1200 kPa | 2.0 kPa |  | EU\Inbox\Combinations\Folder..6/..7\ | 16
280271 | D6125N/DR230A-7 | D6125N/DR230A-7 |  | D6125N | / | DR230A-7 | Standard actuator | 1 | Scenario 1 |  | PPK¦SelectPro¦VDI3805¦Internet_EU |  |  | D6125N/DR230A-7 | Butterfly valve | 1200 kPa | 2.0 kPa |  | EU\Inbox\Combinations\Folder..6/..7\ | 16
280272 | D6125N+DR24A-7 | D6125N+DR24A-7 |  | D6125N | + | DR24A-7 | Standard actuator | 1 | Scenario 1 |  | PPK¦SelectPro¦VDI3805¦Internet_EU |  |  | D6125N+DR24A-7 | Butterfly valve | 1200 kPa | 2.0 kPa |  | EU\Inbox\Combinations\Folder..6/..7\ | 16
280273 | D6125N/DR24A-7 | D6125N/DR24A-7 |  | D6125N | / | DR24A-7 | Standard actuator | 1 | Scenario 1 |  | PPK¦SelectPro¦VDI3805¦Internet_EU |  |  | D6125N/DR24A-7 | Butterfly valve | 1200 kPa | 2.0 kPa |  | EU\Inbox\Combinations\Folder..6/..7\ | 16
280274 | D6125N+DR24A-MP-7 | D6125N+DR24A-MP-7 |  | D6125N | + | DR24A-MP-7 | Communicative actuator | 0 | Scenario 1 Scenario 2 |  | PPK¦SelectPro¦VDI3805¦Internet_EU |  |  | D6125N+DR24A-MP-7 | Butterfly valve | 1200 kPa | 2.0 kPa |  | EU\Inbox\Combinations\Folder..6/..7\ | 15
280275 | D6125N/DR24A-MP-7 | D6125N/DR24A-MP-7 |  | D6125N | / | DR24A-MP-7 | Communicative actuator | 0 | Scenario 1 Scenario 2 |  | PPK¦SelectPro¦VDI3805¦Internet_EU |  |  | D6125N/DR24A-MP-7 | Butterfly valve | 1200 kPa | 2.0 kPa |  | EU\Inbox\Combinations\Folder..6/..7\ | 15
280276 | D6125N+DR24A-SR-7 | D6125N+DR24A-SR-7 |  | D6125N | + | DR24A-SR-7 | Standard actuator | 0 | Scenario 2 |  | PPK¦SelectPro¦VDI3805¦Internet_EU |  |  | D6125N+DR24A-SR-7 | Butterfly valve | 1200 kPa | 2.0 kPa |  | EU\Inbox\Combinations\Folder..6/..7\ | 15
280277 | D6125N/DR24A-SR-7 | D6125N/DR24A-SR-7 |  | D6125N | / | DR24A-SR-7 | Standard actuator | 0 | Scenario 2 |  | PPK¦SelectPro¦VDI3805¦Internet_EU |  |  | D6125N/DR24A-SR-7 | Butterfly valve | 1200 kPa | 2.0 kPa |  | EU\Inbox\Combinations\Folder..6/..7\ | 15
280278 | D6125N+DRC24A-7 | D6125N+DRC24A-7 |  | D6125N | + | DRC24A-7 | Fast runner | 1 | Scenario 1 |  | PPK¦SelectPro¦VDI3805¦Internet_EU |  |  | D6125N+DRC24A-7 | Butterfly valve | 1200 kPa | 2.0 kPa |  | EU\Inbox\Combinations\Folder..6/..7\ | 17
280279 | D6125N/DRC24A-7 | D6125N/DRC24A-7 |  | D6125N | / | DRC24A-7 | Fast runner | 1 | Scenario 1 |  | PPK¦SelectPro¦VDI3805¦Internet_EU |  |  | D6125N/DRC24A-7 | Butterfly valve | 1200 kPa | 2.0 kPa |  | EU\Inbox\Combinations\Folder..6/..7\ | 17
280280 | D6125N+DRC24G-7 | D6125N+DRC24G-7 |  | D6125N | + | DRC24G-7 | Fast runner | 1 | Scenario 1 |  | PPK¦SelectPro¦VDI3805¦Internet_EU |  |  | D6125N+DRC24G-7 | Butterfly valve | 1200 kPa | 2.0 kPa |  | EU\Inbox\Combinations\Folder..6/..7\ | 17
280281 | D6125N/DRC24G-7 | D6125N/DRC24G-7 |  | D6125N | / | DRC24G-7 | Fast runner | 1 | Scenario 1 |  | PPK¦SelectPro¦VDI3805¦Internet_EU |  |  | D6125N/DRC24G-7 | Butterfly valve | 1200 kPa | 2.0 kPa |  | EU\Inbox\Combinations\Folder..6/..7\ | 17
283565 | EP015R-R6+SR | EP015R-R6+SR | [6 empty] | Scenario 3 |  | PPK¦SelectPro¦VDI3805¦Internet_EU |  |  | EP015R-R6+SR | Characterised control valve with sensor-operated flow control |  | 110 kPa |  | EU\Products\Water solutions\VA Units\EPIV\6-way EPIV\ | 161
283863 | C215Q-J/CQ230A-T | C215Q-J/CQ230A-T |  | C215Q-J | / | CQ230A-T | Standard actuator |  | Scenario 2 |  | PPK¦SelectPro¦VDI3805¦Internet_EU |  |  | C215Q-J/CQ230A-T | Zone valve | 350 kPa | 280 kPa | 4 m³/h | EU\Inbox\Combinations\QCV/PIQCV, PICCV\ | 20
283864 | C215Q-J/CQ24A | C215Q-J/CQ24A |  | C215Q-J | / | CQ24A | Standard actuator |  | Scenario 2 |  | PPK¦SelectPro¦VDI3805¦Internet_EU |  |  | C215Q-J/CQ24A | Zone valve | 350 kPa | 280 kPa | 4 m³/h | EU\Inbox\Combinations\QCV/PIQCV, PICCV\ | 24
283865 | C215Q-J/CQ24A-MPL | C215Q-J/CQ24A-MPL |  | C215Q-J | / | CQ24A-MPL |  |  | Scenario 2 |  | PPK¦SelectPro¦VDI3805¦Internet_EU |  |  | C215Q-J/CQ24A-MPL | Zone valve | 350 kPa | 280 kPa | 4 m³/h | EU\Inbox\Combinations\QCV/PIQCV, PICCV\ | 20
283866 | C215Q-J/CQ24A-MPL-T | C215Q-J/CQ24A-MPL-T |  | C215Q-J | / | CQ24A-MPL-T |  |  | Scenario 2 |  | SelectPro¦VDI3805¦Internet_EU |  |  | C215Q-J/CQ24A-MPL-T | Zone valve | 350 kPa | 280 kPa | 4 m³/h | EU\Inbox\Combinations\QCV/PIQCV, PICCV\ | 18
283867 | C215Q-J/CQ24A-SR | C215Q-J/CQ24A-SR |  | C215Q-J | / | CQ24A-SR | Standard actuator |  | Scenario 2 |  | PPK¦SelectPro¦VDI3805¦Internet_EU |  |  | C215Q-J/CQ24A-SR | Zone valve | 350 kPa | 280 kPa | 4 m³/h | EU\Inbox\Combinations\QCV/PIQCV, PICCV\ | 20
283868 | C215Q-J/CQ24A-SR-T | C215Q-J/CQ24A-SR-T |  | C215Q-J | / | CQ24A-SR-T | Standard actuator |  | Scenario 2 |  | PPK¦SelectPro¦VDI3805¦Internet_EU |  |  | C215Q-J/CQ24A-SR-T | Zone valve | 350 kPa | 280 kPa | 4 m³/h | EU\Inbox\Combinations\QCV/PIQCV, PICCV\ | 18
283869 | C215Q-J/CQ24A-SZ | C215Q-J/CQ24A-SZ |  | C215Q-J | / | CQ24A-SZ |  |  | Scenario 2 |  | SelectPro¦VDI3805¦Internet_EU |  |  | C215Q-J/CQ24A-SZ | Zone valve | 350 kPa | 280 kPa | 4 m³/h | EU\Inbox\Combinations\QCV/PIQCV, PICCV\ | 21
283870 | C215Q-J/CQ24A-SZ-T | C215Q-J/CQ24A-SZ-T |  | C215Q-J | / | CQ24A-SZ-T |  |  | Scenario 2 |  | SelectPro¦VDI3805¦Internet_EU |  |  | C215Q-J/CQ24A-SZ-T | Zone valve | 350 kPa | 280 kPa | 4 m³/h | EU\Inbox\Combinations\QCV/PIQCV, PICCV\ | 19
283871 | C215Q-J/CQ24A-T | C215Q-J/CQ24A-T |  | C215Q-J | / | CQ24A-T | Standard actuator |  | Scenario 2 |  | PPK¦SelectPro¦VDI3805¦Internet_EU |  |  | C215Q-J/CQ24A-T | Zone valve | 350 kPa | 280 kPa | 4 m³/h | EU\Inbox\Combinations\QCV/PIQCV, PICCV\ | 18
283872 | C220Q-K/CQ230A | C220Q-K/CQ230A |  | C220Q-K | / | CQ230A | Standard actuator |  | Scenario 2 |  | PPK¦SelectPro¦VDI3805¦Internet_EU |  |  | C220Q-K/CQ230A | Zone valve | 350 kPa | 280 kPa | 5.7 m³/h | EU\Inbox\Combinations\QCV/PIQCV, PICCV\ | 18
283873 | C220Q-K/CQ230A-T | C220Q-K/CQ230A-T |  | C220Q-K | / | CQ230A-T | Standard actuator |  | Scenario 2 |  | PPK¦SelectPro¦VDI3805¦Internet_EU |  |  | C220Q-K/CQ230A-T | Zone valve | 350 kPa | 280 kPa | 5.7 m³/h | EU\Inbox\Combinations\QCV/PIQCV, PICCV\ | 17
283874 | C220Q-K/CQ24A | C220Q-K/CQ24A |  | C220Q-K | / | CQ24A | Standard actuator |  | Scenario 2 |  | PPK¦SelectPro¦VDI3805¦Internet_EU |  |  | C220Q-K/CQ24A | Zone valve | 350 kPa | 280 kPa | 5.7 m³/h | EU\Inbox\Combinations\QCV/PIQCV, PICCV\ | 22
283875 | C220Q-K/CQ24A-MPL | C220Q-K/CQ24A-MPL |  | C220Q-K | / | CQ24A-MPL |  |  | Scenario 2 |  | PPK¦SelectPro¦VDI3805¦Internet_EU |  |  | C220Q-K/CQ24A-MPL | Zone valve | 350 kPa | 280 kPa | 5.7 m³/h | EU\Inbox\Combinations\QCV/PIQCV, PICCV\ | 18
283876 | C220Q-K/CQ24A-MPL-T | C220Q-K/CQ24A-MPL-T |  | C220Q-K | / | CQ24A-MPL-T |  |  | Scenario 2 |  | SelectPro¦VDI3805¦Internet_EU |  |  | C220Q-K/CQ24A-MPL-T | Zone valve | 350 kPa | 280 kPa | 5.7 m³/h | EU\Inbox\Combinations\QCV/PIQCV, PICCV\ | 16
283877 | C220Q-K/CQ24A-SR | C220Q-K/CQ24A-SR |  | C220Q-K | / | CQ24A-SR | Standard actuator |  | Scenario 2 |  | PPK¦SelectPro¦VDI3805¦Internet_EU |  |  | C220Q-K/CQ24A-SR | Zone valve | 350 kPa | 280 kPa | 5.7 m³/h | EU\Inbox\Combinations\QCV/PIQCV, PICCV\ | 18
283878 | C220Q-K/CQ24A-SR-T | C220Q-K/CQ24A-SR-T |  | C220Q-K | / | CQ24A-SR-T | Standard actuator |  | Scenario 2 |  | PPK¦SelectPro¦VDI3805¦Internet_EU |  |  | C220Q-K/CQ24A-SR-T | Zone valve | 350 kPa | 280 kPa | 5.7 m³/h | EU\Inbox\Combinations\QCV/PIQCV, PICCV\ | 16
283879 | C220Q-K/CQ24A-SZ | C220Q-K/CQ24A-SZ |  | C220Q-K | / | CQ24A-SZ |  |  | Scenario 2 |  | SelectPro¦VDI3805¦Internet_EU |  |  | C220Q-K/CQ24A-SZ | Zone valve | 350 kPa | 280 kPa | 5.7 m³/h | EU\Inbox\Combinations\QCV/PIQCV, PICCV\ | 19
283880 | C220Q-K/CQ24A-SZ-T | C220Q-K/CQ24A-SZ-T |  | C220Q-K | / | CQ24A-SZ-T |  |  | Scenario 2 |  | SelectPro¦VDI3805¦Internet_EU |  |  | C220Q-K/CQ24A-SZ-T | Zone valve | 350 kPa | 280 kPa | 5.7 m³/h | EU\Inbox\Combinations\QCV/PIQCV, PICCV\ | 18
283881 | C220Q-K/CQ24A-T | C220Q-K/CQ24A-T |  | C220Q-K | / | CQ24A-T | Standard actuator |  | Scenario 2 |  | PPK¦SelectPro¦VDI3805¦Internet_EU |  |  | C220Q-K/CQ24A-T | Zone valve | 350 kPa | 280 kPa | 5.7 m³/h | EU\Inbox\Combinations\QCV/PIQCV, PICCV\ | 17
283882 | C215Q-J/CQ230A | C215Q-J/CQ230A |  | C215Q-J | / | CQ230A | Standard actuator |  | Scenario 2 |  | PPK¦SelectPro¦VDI3805¦Internet_EU |  |  | C215Q-J/CQ230A | Zone valve | 350 kPa | 280 kPa | 4 m³/h | EU\Inbox\Combinations\QCV/PIQCV, PICCV\ | 20
283894 | C220Q-K/CQK24A-SR | C220Q-K/CQK24A-SR |  | C220Q-K | / | CQK24A-SR | Actuator with emergency control function | 1 | Scenario 2 |  | PPK¦SelectPro¦VDI3805¦Internet_EU |  |  | C220Q-K/CQK24A-SR | Zone valve | 350 kPa | 280 kPa | 5.7 m³/h | EU\Inbox\Combinations\QCV/PIQCV, PICCV\ | 23
283895 | C315Q-H/CQ24A | C315Q-H/CQ24A |  | C315Q-H | / | CQ24A | Standard actuator | 1 | Scenario 1 |  | PPK¦SelectPro¦VDI3805¦Internet_EU |  |  | C315Q-H/CQ24A | Change-over zone valve | 350 kPa | 280 kPa | 2.5 m³/h | EU\Inbox\Combinations\QCV/PIQCV, PICCV\ | 23
283896 | C315Q-H/CQ24A-T | C315Q-H/CQ24A-T |  | C315Q-H | / | CQ24A-T | Standard actuator | 1 | Scenario 1 |  | PPK¦SelectPro¦VDI3805¦Internet_EU |  |  | C315Q-H/CQ24A-T | Change-over zone valve | 350 kPa | 280 kPa | 2.5 m³/h | EU\Inbox\Combinations\QCV/PIQCV, PICCV\ | 21
283901 | C315Q-H/CQ230A | C315Q-H/CQ230A |  | C315Q-H | / | CQ230A | Standard actuator | 1 | Scenario 1 |  | PPK¦SelectPro¦VDI3805¦Internet_EU |  |  | C315Q-H/CQ230A | Change-over zone valve | 350 kPa | 280 kPa | 2.5 m³/h | EU\Inbox\Combinations\QCV/PIQCV, PICCV\ | 21
283902 | C315Q-H/CQ230A-T | C315Q-H/CQ230A-T |  | C315Q-H | / | CQ230A-T | Standard actuator | 1 | Scenario 1 |  | PPK¦SelectPro¦VDI3805¦Internet_EU |  |  | C315Q-H/CQ230A-T | Change-over zone valve | 350 kPa | 280 kPa | 2.5 m³/h | EU\Inbox\Combinations\QCV/PIQCV, PICCV\ | 20
283903 | C315Q-H/CQ24A-MPL | C315Q-H/CQ24A-MPL |  | C315Q-H | / | CQ24A-MPL |  | 1 | Scenario 1 |  | PPK¦SelectPro¦VDI3805¦Internet_EU |  |  | C315Q-H/CQ24A-MPL | Change-over zone valve | 350 kPa | 280 kPa | 2.5 m³/h | EU\Inbox\Combinations\QCV/PIQCV, PICCV\ | 19
283904 | C315Q-H/CQ24A-MPL-T | C315Q-H/CQ24A-MPL-T |  | C315Q-H | / | CQ24A-MPL-T |  | 1 | Scenario 1 |  | SelectPro¦VDI3805¦Internet_EU |  |  | C315Q-H/CQ24A-MPL-T | Change-over zone valve | 350 kPa | 280 kPa | 2.5 m³/h | EU\Inbox\Combinations\QCV/PIQCV, PICCV\ | 19
283906 | C320Q-J/CQ24A | C320Q-J/CQ24A |  | C320Q-J | / | CQ24A | Standard actuator | 1 | Scenario 1 |  | PPK¦SelectPro¦VDI3805¦Internet_EU |  |  | C320Q-J/CQ24A | Change-over zone valve | 350 kPa | 280 kPa | 4 m³/h | EU\Inbox\Combinations\QCV/PIQCV, PICCV\ | 23
283907 | C320Q-J/CQ24A-T | C320Q-J/CQ24A-T |  | C320Q-J | / | CQ24A-T | Standard actuator | 1 | Scenario 1 |  | PPK¦SelectPro¦VDI3805¦Internet_EU |  |  | C320Q-J/CQ24A-T | Change-over zone valve | 350 kPa | 280 kPa | 4 m³/h | EU\Inbox\Combinations\QCV/PIQCV, PICCV\ | 21
283912 | C320Q-J/CQ230A | C320Q-J/CQ230A |  | C320Q-J | / | CQ230A | Standard actuator | 1 | Scenario 1 |  | PPK¦SelectPro¦VDI3805¦Internet_EU |  |  | C320Q-J/CQ230A | Change-over zone valve | 350 kPa | 280 kPa | 4 m³/h | EU\Inbox\Combinations\QCV/PIQCV, PICCV\ | 20
283913 | C320Q-J/CQ230A-T | C320Q-J/CQ230A-T |  | C320Q-J | / | CQ230A-T | Standard actuator | 1 | Scenario 1 |  | PPK¦SelectPro¦VDI3805¦Internet_EU |  |  | C320Q-J/CQ230A-T | Change-over zone valve | 350 kPa | 280 kPa | 4 m³/h | EU\Inbox\Combinations\QCV/PIQCV, PICCV\ | 20
283914 | C320Q-J/CQ24A-MPL | C320Q-J/CQ24A-MPL |  | C320Q-J | / | CQ24A-MPL |  | 1 | Scenario 1 |  | PPK¦SelectPro¦VDI3805¦Internet_EU |  |  | C320Q-J/CQ24A-MPL | Change-over zone valve | 350 kPa | 280 kPa | 4 m³/h | EU\Inbox\Combinations\QCV/PIQCV, PICCV\ | 20
283915 | C320Q-J/CQ24A-MPL-T | C320Q-J/CQ24A-MPL-T |  | C320Q-J | / | CQ24A-MPL-T |  | 1 | Scenario 1 |  | SelectPro¦VDI3805¦Internet_EU |  |  | C320Q-J/CQ24A-MPL-T | Change-over zone valve | 350 kPa | 280 kPa | 4 m³/h | EU\Inbox\Combinations\QCV/PIQCV, PICCV\ | 20
283917 | C215QP-B/CQ24A | C215QP-B/CQ24A |  | C215QP-B | / | CQ24A | Standard actuator | 1 | Scenario 4 |  | PPK¦SelectPro¦VDI3805¦Internet_EU |  |  | C215QP-B/CQ24A | Pressure-independent zone valve | 700 kPa | 350 kPa |  | EU\Inbox\Combinations\QCV/PIQCV, PICCV\ | 18
283918 | C215QP-B/CQ24A-T | C215QP-B/CQ24A-T |  | C215QP-B | / | CQ24A-T | Standard actuator | 1 | Scenario 4 |  | PPK¦SelectPro¦VDI3805¦Internet_EU |  |  | C215QP-B/CQ24A-T | Pressure-independent zone valve | 700 kPa | 350 kPa |  | EU\Inbox\Combinations\QCV/PIQCV, PICCV\ | 21
283919 | C215QP-B/CQ24A-SR | C215QP-B/CQ24A-SR |  | C215QP-B | / | CQ24A-SR | Standard actuator | 1 | Scenario 4 |  | PPK¦SelectPro¦VDI3805¦Internet_EU |  |  | C215QP-B/CQ24A-SR | Pressure-independent zone valve | 700 kPa | 350 kPa |  | EU\Inbox\Combinations\QCV/PIQCV, PICCV\ | 17
283920 | C215QP-B/CQ24A-SR-T | C215QP-B/CQ24A-SR-T |  | C215QP-B | / | CQ24A-SR-T | Standard actuator | 1 | Scenario 4 |  | PPK¦SelectPro¦VDI3805¦Internet_EU |  |  | C215QP-B/CQ24A-SR-T | Pressure-independent zone valve | 700 kPa | 350 kPa |  | EU\Inbox\Combinations\QCV/PIQCV, PICCV\ | 17
283921 | C215QP-B/CQ24A-SZ | C215QP-B/CQ24A-SZ |  | C215QP-B | / | CQ24A-SZ |  | 1 | Scenario 4 |  | SelectPro¦VDI3805¦Internet_EU |  |  | C215QP-B/CQ24A-SZ | Pressure-independent zone valve | 700 kPa | 350 kPa |  | EU\Inbox\Combinations\QCV/PIQCV, PICCV\ | 20
283922 | C215QP-B/CQ24A-SZ-T | C215QP-B/CQ24A-SZ-T |  | C215QP-B | / | CQ24A-SZ-T |  | 1 | Scenario 4 |  | SelectPro¦VDI3805¦Internet_EU |  |  | C215QP-B/CQ24A-SZ-T | Pressure-independent zone valve | 700 kPa | 350 kPa |  | EU\Inbox\Combinations\QCV/PIQCV, PICCV\ | 20
283923 | C215QP-B/CQ230A | C215QP-B/CQ230A |  | C215QP-B | / | CQ230A | Standard actuator | 1 | Scenario 4 |  | PPK¦SelectPro¦VDI3805¦Internet_EU |  |  | C215QP-B/CQ230A | Pressure-independent zone valve | 700 kPa | 350 kPa |  | EU\Inbox\Combinations\QCV/PIQCV, PICCV\ | 17
283924 | C215QP-B/CQ230A-T | C215QP-B/CQ230A-T |  | C215QP-B | / | CQ230A-T | Standard actuator | 1 | Scenario 4 |  | PPK¦SelectPro¦VDI3805¦Internet_EU |  |  | C215QP-B/CQ230A-T | Pressure-independent zone valve | 700 kPa | 350 kPa |  | EU\Inbox\Combinations\QCV/PIQCV, PICCV\ | 20
283925 | C215QP-B/CQ24A-MPL | C215QP-B/CQ24A-MPL |  | C215QP-B | / | CQ24A-MPL |  | 1 | Scenario 4 |  | PPK¦SelectPro¦VDI3805¦Internet_EU |  |  | C215QP-B/CQ24A-MPL | Pressure-independent zone valve | 700 kPa | 350 kPa |  | EU\Inbox\Combinations\QCV/PIQCV, PICCV\ | 16
283926 | C215QP-B/CQ24A-MPL-T | C215QP-B/CQ24A-MPL-T |  | C215QP-B | / | CQ24A-MPL-T |  | 1 | Scenario 4 |  | SelectPro¦VDI3805¦Internet_EU |  |  | C215QP-B/CQ24A-MPL-T | Pressure-independent zone valve | 700 kPa | 350 kPa |  | EU\Inbox\Combinations\QCV/PIQCV, PICCV\ | 17
283927 | C215QP-B/CQK24A-SR | C215QP-B/CQK24A-SR |  | C215QP-B | / | CQK24A-SR | Actuator with emergency control function | 1 | Scenario 4 |  | PPK¦SelectPro¦VDI3805¦Internet_EU |  |  | C215QP-B/CQK24A-SR | Pressure-independent zone valve | 700 kPa | 350 kPa |  | EU\Inbox\Combinations\QCV/PIQCV, PICCV\ | 21
283928 | C215QP-D/CQ24A | C215QP-D/CQ24A |  | C215QP-D | / | CQ24A | Standard actuator | 1 | Scenario 4 |  | PPK¦SelectPro¦VDI3805¦Internet_EU |  |  | C215QP-D/CQ24A | Pressure-independent zone valve | 700 kPa | 350 kPa |  | EU\Inbox\Combinations\QCV/PIQCV, PICCV\ | 23
283929 | C215QP-D/CQ24A-T | C215QP-D/CQ24A-T |  | C215QP-D | / | CQ24A-T | Standard actuator | 1 | Scenario 4 |  | PPK¦SelectPro¦VDI3805¦Internet_EU |  |  | C215QP-D/CQ24A-T | Pressure-independent zone valve | 700 kPa | 350 kPa |  | EU\Inbox\Combinations\QCV/PIQCV, PICCV\ | 19
283930 | C215QP-D/CQ24A-SR | C215QP-D/CQ24A-SR |  | C215QP-D | / | CQ24A-SR | Standard actuator | 1 | Scenario 4 |  | PPK¦SelectPro¦VDI3805¦Internet_EU |  |  | C215QP-D/CQ24A-SR | Pressure-independent zone valve | 700 kPa | 350 kPa |  | EU\Inbox\Combinations\QCV/PIQCV, PICCV\ | 20
283931 | C215QP-D/CQ24A-SR-T | C215QP-D/CQ24A-SR-T |  | C215QP-D | / | CQ24A-SR-T | Standard actuator | 1 | Scenario 4 |  | PPK¦SelectPro¦VDI3805¦Internet_EU |  |  | C215QP-D/CQ24A-SR-T | Pressure-independent zone valve | 700 kPa | 350 kPa |  | EU\Inbox\Combinations\QCV/PIQCV, PICCV\ | 18
283932 | C215QP-D/CQ24A-SZ | C215QP-D/CQ24A-SZ |  | C215QP-D | / | CQ24A-SZ |  | 1 | Scenario 4 |  | SelectPro¦VDI3805¦Internet_EU |  |  | C215QP-D/CQ24A-SZ | Pressure-independent zone valve | 700 kPa | 350 kPa |  | EU\Inbox\Combinations\QCV/PIQCV, PICCV\ | 19
283933 | C215QP-D/CQ24A-SZ-T | C215QP-D/CQ24A-SZ-T |  | C215QP-D | / | CQ24A-SZ-T |  | 1 | Scenario 4 |  | SelectPro¦VDI3805¦Internet_EU |  |  | C215QP-D/CQ24A-SZ-T | Pressure-independent zone valve | 700 kPa | 350 kPa |  | EU\Inbox\Combinations\QCV/PIQCV, PICCV\ | 19
283934 | C215QP-D/CQ230A | C215QP-D/CQ230A |  | C215QP-D | / | CQ230A | Standard actuator | 1 | Scenario 4 |  | PPK¦SelectPro¦VDI3805¦Internet_EU |  |  | C215QP-D/CQ230A | Pressure-independent zone valve | 700 kPa | 350 kPa |  | EU\Inbox\Combinations\QCV/PIQCV, PICCV\ | 19
283935 | C215QP-D/CQ230A-T | C215QP-D/CQ230A-T |  | C215QP-D | / | CQ230A-T | Standard actuator | 1 | Scenario 4 |  | PPK¦SelectPro¦VDI3805¦Internet_EU |  |  | C215QP-D/CQ230A-T | Pressure-independent zone valve | 700 kPa | 350 kPa |  | EU\Inbox\Combinations\QCV/PIQCV, PICCV\ | 19
283936 | C215QP-D/CQ24A-MPL | C215QP-D/CQ24A-MPL |  | C215QP-D | / | CQ24A-MPL |  | 1 | Scenario 4 |  | PPK¦SelectPro¦VDI3805¦Internet_EU |  |  | C215QP-D/CQ24A-MPL | Pressure-independent zone valve | 700 kPa | 350 kPa |  | EU\Inbox\Combinations\QCV/PIQCV, PICCV\ | 19
283937 | C215QP-D/CQ24A-MPL-T | C215QP-D/CQ24A-MPL-T |  | C215QP-D | / | CQ24A-MPL-T |  | 1 | Scenario 4 |  | SelectPro¦VDI3805¦Internet_EU |  |  | C215QP-D/CQ24A-MPL-T | Pressure-independent zone valve | 700 kPa | 350 kPa |  | EU\Inbox\Combinations\QCV/PIQCV, PICCV\ | 18
283938 | C215QP-D/CQK24A-SR | C215QP-D/CQK24A-SR |  | C215QP-D | / | CQK24A-SR | Actuator with emergency control function | 1 | Scenario 4 |  | PPK¦SelectPro¦VDI3805¦Internet_EU |  |  | C215QP-D/CQK24A-SR | Pressure-independent zone valve | 700 kPa | 350 kPa |  | EU\Inbox\Combinations\QCV/PIQCV, PICCV\ | 20
283939 | C220QP-F/CQ24A | C220QP-F/CQ24A |  | C220QP-F | / | CQ24A | Standard actuator | 1 | Scenario 4 |  | PPK¦SelectPro¦VDI3805¦Internet_EU |  |  | C220QP-F/CQ24A | Pressure-independent zone valve | 700 kPa | 350 kPa |  | EU\Inbox\Combinations\QCV/PIQCV, PICCV\ | 24
283940 | C220QP-F/CQ24A-T | C220QP-F/CQ24A-T |  | C220QP-F | / | CQ24A-T | Standard actuator | 1 | Scenario 4 |  | PPK¦SelectPro¦VDI3805¦Internet_EU |  |  | C220QP-F/CQ24A-T | Pressure-independent zone valve | 700 kPa | 350 kPa |  | EU\Inbox\Combinations\QCV/PIQCV, PICCV\ | 20
283941 | C220QP-F/CQ24A-SR | C220QP-F/CQ24A-SR |  | C220QP-F | / | CQ24A-SR | Standard actuator | 1 | Scenario 4 |  | PPK¦SelectPro¦VDI3805¦Internet_EU |  |  | C220QP-F/CQ24A-SR | Pressure-independent zone valve | 700 kPa | 350 kPa |  | EU\Inbox\Combinations\QCV/PIQCV, PICCV\ | 21
283942 | C220QP-F/CQ24A-SR-T | C220QP-F/CQ24A-SR-T |  | C220QP-F | / | CQ24A-SR-T | Standard actuator | 1 | Scenario 4 |  | PPK¦SelectPro¦VDI3805¦Internet_EU |  |  | C220QP-F/CQ24A-SR-T | Pressure-independent zone valve | 700 kPa | 350 kPa |  | EU\Inbox\Combinations\QCV/PIQCV, PICCV\ | 21
283943 | C220QP-F/CQ24A-SZ | C220QP-F/CQ24A-SZ |  | C220QP-F | / | CQ24A-SZ |  | 1 | Scenario 4 |  | SelectPro¦VDI3805¦Internet_EU |  |  | C220QP-F/CQ24A-SZ | Pressure-independent zone valve | 700 kPa | 350 kPa |  | EU\Inbox\Combinations\QCV/PIQCV, PICCV\ | 21
283944 | C220QP-F/CQ24A-SZ-T | C220QP-F/CQ24A-SZ-T |  | C220QP-F | / | CQ24A-SZ-T |  | 1 | Scenario 4 |  | SelectPro¦VDI3805¦Internet_EU |  |  | C220QP-F/CQ24A-SZ-T | Pressure-independent zone valve | 700 kPa | 350 kPa |  | EU\Inbox\Combinations\QCV/PIQCV, PICCV\ | 21
283945 | C220QP-F/CQ230A | C220QP-F/CQ230A |  | C220QP-F | / | CQ230A | Standard actuator | 1 | Scenario 4 |  | PPK¦SelectPro¦VDI3805¦Internet_EU |  |  | C220QP-F/CQ230A | Pressure-independent zone valve | 700 kPa | 350 kPa |  | EU\Inbox\Combinations\QCV/PIQCV, PICCV\ | 21
283946 | C220QP-F/CQ230A-T | C220QP-F/CQ230A-T |  | C220QP-F | / | CQ230A-T | Standard actuator | 1 | Scenario 4 |  | PPK¦SelectPro¦VDI3805¦Internet_EU |  |  | C220QP-F/CQ230A-T | Pressure-independent zone valve | 700 kPa | 350 kPa |  | EU\Inbox\Combinations\QCV/PIQCV, PICCV\ | 20
283947 | C220QP-F/CQ24A-MPL | C220QP-F/CQ24A-MPL |  | C220QP-F | / | CQ24A-MPL |  | 1 | Scenario 4 |  | PPK¦SelectPro¦VDI3805¦Internet_EU |  |  | C220QP-F/CQ24A-MPL | Pressure-independent zone valve | 700 kPa | 350 kPa |  | EU\Inbox\Combinations\QCV/PIQCV, PICCV\ | 20
283948 | C220QP-F/CQ24A-MPL-T | C220QP-F/CQ24A-MPL-T |  | C220QP-F | / | CQ24A-MPL-T |  | 1 | Scenario 4 |  | SelectPro¦VDI3805¦Internet_EU |  |  | C220QP-F/CQ24A-MPL-T | Pressure-independent zone valve | 700 kPa | 350 kPa |  | EU\Inbox\Combinations\QCV/PIQCV, PICCV\ | 20
283949 | C220QP-F/CQK24A-SR | C220QP-F/CQK24A-SR |  | C220QP-F | / | CQK24A-SR | Actuator with emergency control function | 1 | Scenario 4 |  | PPK¦SelectPro¦VDI3805¦Internet_EU |  |  | C220QP-F/CQK24A-SR | Pressure-independent zone valve | 700 kPa | 350 kPa |  | EU\Inbox\Combinations\QCV/PIQCV, PICCV\ | 20
283950 | C215QPT-B/CQ24A | C215QPT-B/CQ24A |  | C215QPT-B | / | CQ24A | Standard actuator | 1 | Scenario 4 |  | PPK¦SelectPro¦VDI3805¦Internet_EU |  |  | C215QPT-B/CQ24A | Pressure-independent zone valve | 700 kPa | 350 kPa |  | EU\Inbox\Combinations\QCV/PIQCV, PICCV\ | 23
283951 | C215QPT-B/CQ24A-T | C215QPT-B/CQ24A-T |  | C215QPT-B | / | CQ24A-T | Standard actuator | 1 | Scenario 4 |  | PPK¦SelectPro¦VDI3805¦Internet_EU |  |  | C215QPT-B/CQ24A-T | Pressure-independent zone valve | 700 kPa | 350 kPa |  | EU\Inbox\Combinations\QCV/PIQCV, PICCV\ | 21
283952 | C215QPT-B/CQ24A-SR | C215QPT-B/CQ24A-SR |  | C215QPT-B | / | CQ24A-SR | Standard actuator | 1 | Scenario 4 |  | PPK¦SelectPro¦VDI3805¦Internet_EU |  |  | C215QPT-B/CQ24A-SR | Pressure-independent zone valve | 700 kPa | 350 kPa |  | EU\Inbox\Combinations\QCV/PIQCV, PICCV\ | 20
283953 | C215QPT-B/CQ24A-SR-T | C215QPT-B/CQ24A-SR-T |  | C215QPT-B | / | CQ24A-SR-T | Standard actuator | 1 | Scenario 4 |  | PPK¦SelectPro¦VDI3805¦Internet_EU |  |  | C215QPT-B/CQ24A-SR-T | Pressure-independent zone valve | 700 kPa | 350 kPa |  | EU\Inbox\Combinations\QCV/PIQCV, PICCV\ | 21
283954 | C215QPT-B/CQ24A-SZ | C215QPT-B/CQ24A-SZ |  | C215QPT-B | / | CQ24A-SZ |  | 1 | Scenario 4 |  | SelectPro¦VDI3805¦Internet_EU |  |  | C215QPT-B/CQ24A-SZ | Pressure-independent zone valve | 700 kPa | 350 kPa |  | EU\Inbox\Combinations\QCV/PIQCV, PICCV\ | 20
283955 | C215QPT-B/CQ24A-SZ-T | C215QPT-B/CQ24A-SZ-T |  | C215QPT-B | / | CQ24A-SZ-T |  | 1 | Scenario 4 |  | SelectPro¦VDI3805¦Internet_EU |  |  | C215QPT-B/CQ24A-SZ-T | Pressure-independent zone valve | 700 kPa | 350 kPa |  | EU\Inbox\Combinations\QCV/PIQCV, PICCV\ | 20
283956 | C215QPT-B/CQ230A | C215QPT-B/CQ230A |  | C215QPT-B | / | CQ230A | Standard actuator | 1 | Scenario 4 |  | PPK¦SelectPro¦VDI3805¦Internet_EU |  |  | C215QPT-B/CQ230A | Pressure-independent zone valve | 700 kPa | 350 kPa |  | EU\Inbox\Combinations\QCV/PIQCV, PICCV\ | 19
283957 | C215QPT-B/CQ230A-T | C215QPT-B/CQ230A-T |  | C215QPT-B | / | CQ230A-T | Standard actuator | 1 | Scenario 4 |  | PPK¦SelectPro¦VDI3805¦Internet_EU |  |  | C215QPT-B/CQ230A-T | Pressure-independent zone valve | 700 kPa | 350 kPa |  | EU\Inbox\Combinations\QCV/PIQCV, PICCV\ | 20
283958 | C215QPT-B/CQ24A-MPL | C215QPT-B/CQ24A-MPL |  | C215QPT-B | / | CQ24A-MPL |  | 1 | Scenario 4 |  | PPK¦SelectPro¦VDI3805¦Internet_EU |  |  | C215QPT-B/CQ24A-MPL | Pressure-independent zone valve | 700 kPa | 350 kPa |  | EU\Inbox\Combinations\QCV/PIQCV, PICCV\ | 21
283959 | C215QPT-B/CQ24A-MPL-T | C215QPT-B/CQ24A-MPL-T |  | C215QPT-B | / | CQ24A-MPL-T |  | 1 | Scenario 4 |  | SelectPro¦VDI3805¦Internet_EU |  |  | C215QPT-B/CQ24A-MPL-T | Pressure-independent zone valve | 700 kPa | 350 kPa |  | EU\Inbox\Combinations\QCV/PIQCV, PICCV\ | 20
283960 | C215QPT-B/CQK24A-SR | C215QPT-B/CQK24A-SR |  | C215QPT-B | / | CQK24A-SR | Actuator with emergency control function | 1 | Scenario 4 |  | PPK¦SelectPro¦VDI3805¦Internet_EU |  |  | C215QPT-B/CQK24A-SR | Pressure-independent zone valve | 700 kPa | 350 kPa |  | EU\Inbox\Combinations\QCV/PIQCV, PICCV\ | 21
283961 | C215QPT-D/CQ24A | C215QPT-D/CQ24A |  | C215QPT-D | / | CQ24A | Standard actuator | 1 | Scenario 4 |  | PPK¦SelectPro¦VDI3805¦Internet_EU |  |  | C215QPT-D/CQ24A | Pressure-independent zone valve | 700 kPa | 350 kPa |  | EU\Inbox\Combinations\QCV/PIQCV, PICCV\ | 22
283962 | C215QPT-D/CQ24A-T | C215QPT-D/CQ24A-T |  | C215QPT-D | / | CQ24A-T | Standard actuator | 1 | Scenario 4 |  | PPK¦SelectPro¦VDI3805¦Internet_EU |  |  | C215QPT-D/CQ24A-T | Pressure-independent zone valve | 700 kPa | 350 kPa |  | EU\Inbox\Combinations\QCV/PIQCV, PICCV\ | 21
283963 | C215QPT-D/CQ24A-SR | C215QPT-D/CQ24A-SR |  | C215QPT-D | / | CQ24A-SR | Standard actuator | 1 | Scenario 4 |  | PPK¦SelectPro¦VDI3805¦Internet_EU |  |  | C215QPT-D/CQ24A-SR | Pressure-independent zone valve | 700 kPa | 350 kPa |  | EU\Inbox\Combinations\QCV/PIQCV, PICCV\ | 20
283964 | C215QPT-D/CQ24A-SR-T | C215QPT-D/CQ24A-SR-T |  | C215QPT-D | / | CQ24A-SR-T | Standard actuator | 1 | Scenario 4 |  | PPK¦SelectPro¦VDI3805¦Internet_EU |  |  | C215QPT-D/CQ24A-SR-T | Pressure-independent zone valve | 700 kPa | 350 kPa |  | EU\Inbox\Combinations\QCV/PIQCV, PICCV\ | 21
283965 | C215QPT-D/CQ24A-SZ | C215QPT-D/CQ24A-SZ |  | C215QPT-D | / | CQ24A-SZ |  | 1 | Scenario 4 |  | SelectPro¦VDI3805¦Internet_EU |  |  | C215QPT-D/CQ24A-SZ | Pressure-independent zone valve | 700 kPa | 350 kPa |  | EU\Inbox\Combinations\QCV/PIQCV, PICCV\ | 21
283966 | C215QPT-D/CQ24A-SZ-T | C215QPT-D/CQ24A-SZ-T |  | C215QPT-D | / | CQ24A-SZ-T |  | 1 | Scenario 4 |  | SelectPro¦VDI3805¦Internet_EU |  |  | C215QPT-D/CQ24A-SZ-T | Pressure-independent zone valve | 700 kPa | 350 kPa |  | EU\Inbox\Combinations\QCV/PIQCV, PICCV\ | 20
283967 | C215QPT-D/CQ230A | C215QPT-D/CQ230A |  | C215QPT-D | / | CQ230A | Standard actuator | 1 | Scenario 4 |  | PPK¦SelectPro¦VDI3805¦Internet_EU |  |  | C215QPT-D/CQ230A | Pressure-independent zone valve | 700 kPa | 350 kPa |  | EU\Inbox\Combinations\QCV/PIQCV, PICCV\ | 21
283968 | C215QPT-D/CQ230A-T | C215QPT-D/CQ230A-T |  | C215QPT-D | / | CQ230A-T | Standard actuator | 1 | Scenario 4 |  | PPK¦SelectPro¦VDI3805¦Internet_EU |  |  | C215QPT-D/CQ230A-T | Pressure-independent zone valve | 700 kPa | 350 kPa |  | EU\Inbox\Combinations\QCV/PIQCV, PICCV\ | 19
283969 | C215QPT-D/CQ24A-MPL | C215QPT-D/CQ24A-MPL |  | C215QPT-D | / | CQ24A-MPL |  | 1 | Scenario 4 | 0 | PPK¦SelectPro¦VDI3805¦Internet_EU |  |  | C215QPT-D/CQ24A-MPL | Pressure-independent zone valve | 700 kPa | 350 kPa |  | EU\Inbox\Combinations\QCV/PIQCV, PICCV\ | 21
283970 | C215QPT-D/CQ24A-MPL-T | C215QPT-D/CQ24A-MPL-T |  | C215QPT-D | / | CQ24A-MPL-T |  | 1 | Scenario 4 |  | SelectPro¦VDI3805¦Internet_EU |  |  | C215QPT-D/CQ24A-MPL-T | Pressure-independent zone valve | 700 kPa | 350 kPa |  | EU\Inbox\Combinations\QCV/PIQCV, PICCV\ | 19
283971 | C215QPT-D/CQK24A-SR | C215QPT-D/CQK24A-SR |  | C215QPT-D | / | CQK24A-SR | Actuator with emergency control function | 1 | Scenario 4 |  | PPK¦SelectPro¦VDI3805¦Internet_EU |  |  | C215QPT-D/CQK24A-SR | Pressure-independent zone valve | 700 kPa | 350 kPa |  | EU\Inbox\Combinations\QCV/PIQCV, PICCV\ | 20
283972 | C220QPT-F/CQ24A | C220QPT-F/CQ24A |  | C220QPT-F | / | CQ24A | Standard actuator | 1 | Scenario 4 |  | PPK¦SelectPro¦VDI3805¦Internet_EU |  |  | C220QPT-F/CQ24A | Pressure-independent zone valve | 700 kPa | 350 kPa |  | EU\Inbox\Combinations\QCV/PIQCV, PICCV\ | 23
283973 | C220QPT-F/CQ24A-T | C220QPT-F/CQ24A-T |  | C220QPT-F | / | CQ24A-T | Standard actuator | 1 | Scenario 4 |  | PPK¦SelectPro¦VDI3805¦Internet_EU |  |  | C220QPT-F/CQ24A-T | Pressure-independent zone valve | 700 kPa | 350 kPa |  | EU\Inbox\Combinations\QCV/PIQCV, PICCV\ | 20
283974 | C220QPT-F/CQ24A-SR | C220QPT-F/CQ24A-SR |  | C220QPT-F | / | CQ24A-SR | Standard actuator | 1 | Scenario 4 |  | PPK¦SelectPro¦VDI3805¦Internet_EU |  |  | C220QPT-F/CQ24A-SR | Pressure-independent zone valve | 700 kPa | 350 kPa |  | EU\Inbox\Combinations\QCV/PIQCV, PICCV\ | 20
283975 | C220QPT-F/CQ24A-SR-T | C220QPT-F/CQ24A-SR-T |  | C220QPT-F | / | CQ24A-SR-T | Standard actuator | 1 | Scenario 4 |  | PPK¦SelectPro¦VDI3805¦Internet_EU |  |  | C220QPT-F/CQ24A-SR-T | Pressure-independent zone valve | 700 kPa | 350 kPa |  | EU\Inbox\Combinations\QCV/PIQCV, PICCV\ | 19
283976 | C220QPT-F/CQ24A-SZ | C220QPT-F/CQ24A-SZ |  | C220QPT-F | / | CQ24A-SZ |  | 1 | Scenario 4 |  | SelectPro¦VDI3805¦Internet_EU |  |  | C220QPT-F/CQ24A-SZ | Pressure-independent zone valve | 700 kPa | 350 kPa |  | EU\Inbox\Combinations\QCV/PIQCV, PICCV\ | 21
283977 | C220QPT-F/CQ24A-SZ-T | C220QPT-F/CQ24A-SZ-T |  | C220QPT-F | / | CQ24A-SZ-T |  | 1 | Scenario 4 |  | SelectPro¦VDI3805¦Internet_EU |  |  | C220QPT-F/CQ24A-SZ-T | Pressure-independent zone valve | 700 kPa | 350 kPa |  | EU\Inbox\Combinations\QCV/PIQCV, PICCV\ | 20
283978 | C220QPT-F/CQ230A | C220QPT-F/CQ230A |  | C220QPT-F | / | CQ230A | Standard actuator | 1 | Scenario 4 |  | PPK¦SelectPro¦VDI3805¦Internet_EU |  |  | C220QPT-F/CQ230A | Pressure-independent zone valve | 700 kPa | 350 kPa |  | EU\Inbox\Combinations\QCV/PIQCV, PICCV\ | 20
283979 | C220QPT-F/CQ230A-T | C220QPT-F/CQ230A-T |  | C220QPT-F | / | CQ230A-T | Standard actuator | 1 | Scenario 4 |  | PPK¦SelectPro¦VDI3805¦Internet_EU |  |  | C220QPT-F/CQ230A-T | Pressure-independent zone valve | 700 kPa | 350 kPa |  | EU\Inbox\Combinations\QCV/PIQCV, PICCV\ | 20
283980 | C220QPT-F/CQ24A-MPL | C220QPT-F/CQ24A-MPL |  | C220QPT-F | / | CQ24A-MPL |  | 1 | Scenario 4 |  | PPK¦SelectPro¦VDI3805¦Internet_EU |  |  | C220QPT-F/CQ24A-MPL | Pressure-independent zone valve | 700 kPa | 350 kPa |  | EU\Inbox\Combinations\QCV/PIQCV, PICCV\ | 19
283981 | C220QPT-F/CQ24A-MPL-T | C220QPT-F/CQ24A-MPL-T |  | C220QPT-F | / | CQ24A-MPL-T |  | 1 | Scenario 4 |  | SelectPro¦VDI3805¦Internet_EU |  |  | C220QPT-F/CQ24A-MPL-T | Pressure-independent zone valve | 700 kPa | 350 kPa |  | EU\Inbox\Combinations\QCV/PIQCV, PICCV\ | 20
283982 | C220QPT-F/CQK24A-SR | C220QPT-F/CQK24A-SR |  | C220QPT-F | / | CQK24A-SR | Actuator with emergency control function | 1 | Scenario 4 |  | PPK¦SelectPro¦VDI3805¦Internet_EU |  |  | C220QPT-F/CQK24A-SR | Pressure-independent zone valve | 700 kPa | 350 kPa |  | EU\Inbox\Combinations\QCV/PIQCV, PICCV\ | 20
285429 | EP020R-R6+SR | EP020R-R6+SR | [6 empty] | Scenario 3 |  | PPK¦SelectPro¦VDI3805¦Internet_EU |  |  | EP020R-R6+SR | Characterised control valve with sensor-operated flow control |  | 110 kPa |  | EU\Products\Water solutions\VA Units\EPIV\6-way EPIV\ | 119
286193 | C215Q-J/CQK24A | C215Q-J/CQK24A |  | C215Q-J | / | CQK24A | Actuator with emergency control function |  | Scenario 2 |  | SelectPro¦VDI3805¦Internet_EU |  |  | C215Q-J/CQK24A | Zone valve | 350 kPa | 280 kPa |  | EU\Inbox\Combinations\QCV/PIQCV, PICCV\ | 13
286194 | C215Q-J/CQK24A-SR | C215Q-J/CQK24A-SR |  | C215Q-J | / | CQK24A-SR | Actuator with emergency control function |  | Scenario 2 | 0 | PPK¦SelectPro¦VDI3805¦Internet_EU |  |  | C215Q-J/CQK24A-SR | Zone valve | 350 kPa | 280 kPa | 4 m³/h | EU\Inbox\Combinations\QCV/PIQCV, PICCV\ | 16
286196 | C215QP-B/CQK24A | C215QP-B/CQK24A |  | C215QP-B | / | CQK24A | Actuator with emergency control function |  | Scenario 4 |  | SelectPro¦VDI3805¦Internet_EU |  |  | C215QP-B/CQK24A | Pressure-independent zone valve | 700 kPa | 350 kPa |  | EU\Inbox\Combinations\QCV/PIQCV, PICCV\ | 14
286197 | C215QP-D/CQK24A | C215QP-D/CQK24A |  | C215QP-D | / | CQK24A | Actuator with emergency control function |  | Scenario 4 |  | SelectPro¦VDI3805¦Internet_EU |  |  | C215QP-D/CQK24A | Pressure-independent zone valve | 700 kPa | 350 kPa |  | EU\Inbox\Combinations\QCV/PIQCV, PICCV\ | 13
286198 | C215QPT-B/CQK24A | C215QPT-B/CQK24A |  | C215QPT-B | / | CQK24A | Actuator with emergency control function |  | Scenario 4 |  | SelectPro¦VDI3805¦Internet_EU |  |  | C215QPT-B/CQK24A | Pressure-independent zone valve | 700 kPa | 350 kPa |  | EU\Inbox\Combinations\QCV/PIQCV, PICCV\ | 12
286199 | C215QPT-D/CQK24A | C215QPT-D/CQK24A |  | C215QPT-D | / | CQK24A | Actuator with emergency control function |  | Scenario 4 |  | SelectPro¦VDI3805¦Internet_EU |  |  | C215QPT-D/CQK24A | Pressure-independent zone valve | 700 kPa | 350 kPa |  | EU\Inbox\Combinations\QCV/PIQCV, PICCV\ | 12
286200 | C220QP-F/CQK24A | C220QP-F/CQK24A |  | C220QP-F | / | CQK24A | Actuator with emergency control function |  | Scenario 4 |  | SelectPro¦VDI3805¦Internet_EU |  |  | C220QP-F/CQK24A | Pressure-independent zone valve | 700 kPa | 350 kPa |  | EU\Inbox\Combinations\QCV/PIQCV, PICCV\ | 13
286201 | C220QPT-F/CQK24A | C220QPT-F/CQK24A |  | C220QPT-F | / | CQK24A | Actuator with emergency control function |  | Scenario 4 |  | SelectPro¦VDI3805¦Internet_EU |  |  | C220QPT-F/CQK24A | Pressure-independent zone valve | 700 kPa | 350 kPa |  | EU\Inbox\Combinations\QCV/PIQCV, PICCV\ | 12
286207 | C220Q-K/CQK24A | C220Q-K/CQK24A |  | C220Q-K | / | CQK24A | Actuator with emergency control function |  | Scenario 2 |  | SelectPro¦VDI3805¦Internet_EU |  |  | C220Q-K/CQK24A | Zone valve | 350 kPa | 280 kPa |  | EU\Inbox\Combinations\QCV/PIQCV, PICCV\ | 13
286208 | C315Q-H/CQK24A | C315Q-H/CQK24A |  | C315Q-H | / | CQK24A | Actuator with emergency control function |  | Scenario 1 |  | SelectPro¦VDI3805¦Internet_EU |  |  | C315Q-H/CQK24A | Change-over zone valve | 350 kPa | 280 kPa |  | EU\Inbox\Combinations\QCV/PIQCV, PICCV\ | 11
286209 | C320Q-J/CQK24A | C320Q-J/CQK24A |  | C320Q-J | / | CQK24A | Actuator with emergency control function |  | Scenario 1 |  | SelectPro¦VDI3805¦Internet_EU |  |  | C320Q-J/CQK24A | Change-over zone valve | 350 kPa | 280 kPa |  | EU\Inbox\Combinations\QCV/PIQCV, PICCV\ | 12
286619 | C215QP-B/ZCQ-FL | C215QP-B/ZCQ-FL |  | C215QP-B | / | ZCQ-FL | Accessories |  | Scenario 4 |  | PPK¦SelectPro |  |  | C215QP-B/ZCQ-FL | Pressure-independent zone valve | 700 kPa | 350 kPa |  | EU\Inbox\Combinations\QCV/PIQCV, PICCV\ | 19
286620 | C215QP-D/ZCQ-FL | C215QP-D/ZCQ-FL |  | C215QP-D | / | ZCQ-FL | Accessories |  | Scenario 4 |  | PPK¦SelectPro |  |  | C215QP-D/ZCQ-FL | Pressure-independent zone valve | 700 kPa | 350 kPa |  | EU\Inbox\Combinations\QCV/PIQCV, PICCV\ | 17
286621 | C220QP-F/ZCQ-FL | C220QP-F/ZCQ-FL |  | C220QP-F | / | ZCQ-FL | Accessories |  | Scenario 4 |  | PPK¦SelectPro |  |  | C220QP-F/ZCQ-FL | Pressure-independent zone valve | 700 kPa | 350 kPa |  | EU\Inbox\Combinations\QCV/PIQCV, PICCV\ | 17
286622 | C215QPT-B/ZCQ-FL | C215QPT-B/ZCQ-FL |  | C215QPT-B | / | ZCQ-FL | Accessories |  | Scenario 4 |  | PPK¦SelectPro |  |  | C215QPT-B/ZCQ-FL | Pressure-independent zone valve | 700 kPa | 350 kPa |  | EU\Inbox\Combinations\QCV/PIQCV, PICCV\ | 17
286623 | C215QPT-D/ZCQ-FL | C215QPT-D/ZCQ-FL |  | C215QPT-D | / | ZCQ-FL | Accessories |  | Scenario 4 |  | PPK¦SelectPro |  |  | C215QPT-D/ZCQ-FL | Pressure-independent zone valve | 700 kPa | 350 kPa |  | EU\Inbox\Combinations\QCV/PIQCV, PICCV\ | 17
286624 | C220QPT-F/ZCQ-FL | C220QPT-F/ZCQ-FL |  | C220QPT-F | / | ZCQ-FL | Accessories |  | Scenario 4 |  | PPK¦SelectPro |  |  | C220QPT-F/ZCQ-FL | Pressure-independent zone valve | 700 kPa | 350 kPa |  | EU\Inbox\Combinations\QCV/PIQCV, PICCV\ | 18
302025 | C215QP-B/CQC230A | C215QP-B/CQC230A |  | C215QP-B | / | CQC230A | Standard actuator with connecting cable |  | Scenario 4 |  | PPK¦SelectPro¦VDI3805¦Internet_EU |  |  | C215QP-B/CQC230A | Pressure-independent zone valve | 700 kPa | 350 kPa |  | EU\Inbox\Combinations\QCV/PIQCV, PICCV\ | 6
302026 | C215QP-B/CQD230A | C215QP-B/CQD230A |  | C215QP-B | / | CQD230A | Standard actuator with connecting cable |  | Scenario 4 |  | PPK¦SelectPro¦VDI3805¦Internet_EU |  |  | C215QP-B/CQD230A | Pressure-independent zone valve | 700 kPa | 350 kPa |  | EU\Inbox\Combinations\QCV/PIQCV, PICCV\ | 6
302027 | C215QP-D/CQC230A | C215QP-D/CQC230A |  | C215QP-D | / | CQC230A | Standard actuator with connecting cable |  | Scenario 4 |  | PPK¦SelectPro¦VDI3805¦Internet_EU |  |  | C215QP-D/CQC230A | Pressure-independent zone valve | 700 kPa | 350 kPa |  | EU\Inbox\Combinations\QCV/PIQCV, PICCV\ | 6
302641 | C215QP-D/CQD230A | C215QP-D/CQD230A |  | C215QP-D | / | CQD230A | Standard actuator with connecting cable |  | Scenario 4 |  | PPK¦SelectPro¦VDI3805¦Internet_EU |  |  | C215QP-D/CQD230A | Pressure-independent zone valve | 700 kPa | 350 kPa |  | EU\Inbox\Combinations\QCV/PIQCV, PICCV\ | 7
302642 | C215QPT-B/CQC230A | C215QPT-B/CQC230A |  | C215QPT-B | / | CQC230A | Standard actuator with connecting cable |  | Scenario 4 |  | PPK¦SelectPro¦VDI3805¦Internet_EU |  |  | C215QPT-B/CQC230A | Pressure-independent zone valve | 700 kPa | 350 kPa |  | EU\Inbox\Combinations\QCV/PIQCV, PICCV\ | 7
302643 | C215QPT-B/CQD230A | C215QPT-B/CQD230A |  | C215QPT-B | / | CQD230A | Standard actuator with connecting cable |  | Scenario 4 |  | PPK¦SelectPro¦VDI3805¦Internet_EU |  |  | C215QPT-B/CQD230A | Pressure-independent zone valve | 700 kPa | 350 kPa |  | EU\Inbox\Combinations\QCV/PIQCV, PICCV\ | 7
302644 | C215QPT-D/CQC230A | C215QPT-D/CQC230A |  | C215QPT-D | / | CQC230A | Standard actuator with connecting cable |  | Scenario 4 |  | PPK¦SelectPro¦VDI3805¦Internet_EU |  |  | C215QPT-D/CQC230A | Pressure-independent zone valve | 700 kPa | 350 kPa |  | EU\Inbox\Combinations\QCV/PIQCV, PICCV\ | 7
302645 | C215QPT-D/CQD230A | C215QPT-D/CQD230A |  | C215QPT-D | / | CQD230A | Standard actuator with connecting cable |  | Scenario 4 |  | PPK¦SelectPro¦VDI3805¦Internet_EU |  |  | C215QPT-D/CQD230A | Pressure-independent zone valve | 700 kPa | 350 kPa |  | EU\Inbox\Combinations\QCV/PIQCV, PICCV\ | 6
302648 | C220QP-F/CQC230A | C220QP-F/CQC230A |  | C220QP-F | / | CQC230A | Standard actuator with connecting cable |  | Scenario 4 |  | PPK¦SelectPro¦VDI3805¦Internet_EU |  |  | C220QP-F/CQC230A | Pressure-independent zone valve | 700 kPa | 350 kPa |  | EU\Inbox\Combinations\QCV/PIQCV, PICCV\ | 6
302649 | C220QP-F/CQD230A | C220QP-F/CQD230A |  | C220QP-F | / | CQD230A | Standard actuator with connecting cable |  | Scenario 4 |  | PPK¦SelectPro¦VDI3805¦Internet_EU |  |  | C220QP-F/CQD230A | Pressure-independent zone valve | 700 kPa | 350 kPa |  | EU\Inbox\Combinations\QCV/PIQCV, PICCV\ | 6
302650 | C220QPT-F/CQC230A | C220QPT-F/CQC230A |  | C220QPT-F | / | CQC230A | Standard actuator with connecting cable |  | Scenario 4 |  | PPK¦SelectPro¦VDI3805¦Internet_EU |  |  | C220QPT-F/CQC230A | Pressure-independent zone valve | 700 kPa | 350 kPa |  | EU\Inbox\Combinations\QCV/PIQCV, PICCV\ | 6
302651 | C220QPT-F/CQD230A | C220QPT-F/CQD230A |  | C220QPT-F | / | CQD230A | Standard actuator with connecting cable |  | Scenario 4 |  | PPK¦SelectPro¦VDI3805¦Internet_EU |  |  | C220QPT-F/CQD230A | Pressure-independent zone valve | 700 kPa | 350 kPa |  | EU\Inbox\Combinations\QCV/PIQCV, PICCV\ | 6
303851 | EP015R-R6+BAC | EP015R-R6+BAC | [6 empty] | Scenario 3 |  | PPK¦SelectPro¦VDI3805¦Internet_EU |  |  | EP015R-R6+BAC | Characterised control valve with sensor-operated flow control |  | 110 kPa |  | EU\Products\Water solutions\VA Units\EPIV\6-way EPIV\ | 38
303852 | EP020R-R6+BAC | EP020R-R6+BAC | [6 empty] | Scenario 3 |  | PPK¦SelectPro¦VDI3805¦Internet_EU |  |  | EP020R-R6+BAC | Characterised control valve with sensor-operated flow control |  | 110 kPa |  | EU\Products\Water solutions\VA Units\EPIV\6-way EPIV\ | 31