## Worksheet 0
PdmarticleID | Label | External Key | StateID | Suitable valves | Installation options symbol | Suitable actuators | Product family 2 from Actuator | Recommended price | Rules for valve sizing | Export Media manually changed | Export Media | 6986 | 6987 | Type | Product family | Closing pressure Δps | Differential pressure Δpmax value | kv (factory setting) | Path | Version Number
PdmarticleID | Label | ExternalKey | StateID | 719 | 723 | 721 | 7244 | 2797 | 7679 | 7163 | 2778 | 6986 | 6987 | 13 | 891 | 18 | 28 | 6684 | Path | VersionNr
272362 | EP015R+MP | EP015R+MP | [6 empty] | Scenario 3 |  | PPK¦SelectPro¦VDI3805¦Internet_EU |  |  | EP015R+MP | Communicative characterised control valve with sensor-operated flow control | 1400 kPa | 350 kPa |  | EU\Products\Water solutions\VA Units\EPIV\modulating, MP\ | 292
272612 | EP050R+MP | EP050R+MP | [6 empty] | Scenario 3 |  | PPK¦SelectPro¦VDI3805¦Internet_EU |  |  | EP050R+MP | Communicative characterised control valve with sensor-operated flow control | 1400 kPa | 350 kPa |  | EU\Products\Water solutions\VA Units\EPIV\modulating, MP\ | 259
272610 | EP032R+MP | EP032R+MP | [6 empty] | Scenario 3 |  | PPK¦SelectPro¦VDI3805¦Internet_EU |  |  | EP032R+MP | Communicative characterised control valve with sensor-operated flow control | 1400 kPa | 350 kPa |  | EU\Products\Water solutions\VA Units\EPIV\modulating, MP\ | 264
272608 | EP020R+MP | EP020R+MP | [6 empty] | Scenario 3 |  | PPK¦SelectPro¦VDI3805¦Internet_EU |  |  | EP020R+MP | Communicative characterised control valve with sensor-operated flow control | 1400 kPa | 350 kPa |  | EU\Products\Water solutions\VA Units\EPIV\modulating, MP\ | 266
272611 | EP040R+MP | EP040R+MP | [6 empty] | Scenario 3 |  | PPK¦SelectPro¦VDI3805¦Internet_EU |  |  | EP040R+MP | Communicative characterised control valve with sensor-operated flow control | 1400 kPa | 350 kPa |  | EU\Products\Water solutions\VA Units\EPIV\modulating, MP\ | 262
272609 | EP025R+MP | EP025R+MP | [6 empty] | Scenario 3 |  | PPK¦SelectPro¦VDI3805¦Internet_EU |  |  | EP025R+MP | Communicative characterised control valve with sensor-operated flow control | 1400 kPa | 350 kPa |  | EU\Products\Water solutions\VA Units\EPIV\modulating, MP\ | 264
272617 | EV015R+BAC | EV015R+BAC | [6 empty] | Scenario 3 |  | PPK¦SelectPro¦SelectPro_AP¦VDI3805¦Internet_EU |  |  | EV015R+BAC | Characterised control valve with sensor-operated flow rate or power control, power and energy-monitoring function | 1400 kPa | 350 kPa |  | EU\Produkte\Wasseranwendungen\VA Einheiten\EV\stetig, BAC\ | 275
272622 | EV050R+BAC | EV050R+BAC | [6 empty] | Scenario 3 |  | PPK¦SelectPro¦SelectPro_AP¦VDI3805¦Internet_EU |  |  | EV050R+BAC | Characterised control valve with sensor-operated flow rate or power control, power and energy-monitoring function | 1400 kPa | 350 kPa |  | EU\Produkte\Wasseranwendungen\VA Einheiten\EV\stetig, BAC\ | 270
272618 | EV020R+BAC | EV020R+BAC | [6 empty] | Scenario 3 |  | PPK¦SelectPro¦SelectPro_AP¦VDI3805¦Internet_EU |  |  | EV020R+BAC | Characterised control valve with sensor-operated flow rate or power control, power and energy-monitoring function | 1400 kPa | 350 kPa |  | EU\Produkte\Wasseranwendungen\VA Einheiten\EV\stetig, BAC\ | 267
272619 | EV025R+BAC | EV025R+BAC | [6 empty] | Scenario 3 |  | PPK¦SelectPro¦SelectPro_AP¦VDI3805¦Internet_EU |  |  | EV025R+BAC | Characterised control valve with sensor-operated flow rate or power control, power and energy-monitoring function | 1400 kPa | 350 kPa |  | EU\Produkte\Wasseranwendungen\VA Einheiten\EV\stetig, BAC\ | 266
272620 | EV032R+BAC | EV032R+BAC | [6 empty] | Scenario 3 |  | PPK¦SelectPro¦SelectPro_AP¦VDI3805¦Internet_EU |  |  | EV032R+BAC | Characterised control valve with sensor-operated flow rate or power control, power and energy-monitoring function | 1400 kPa | 350 kPa |  | EU\Produkte\Wasseranwendungen\VA Einheiten\EV\stetig, BAC\ | 275
272621 | EV040R+BAC | EV040R+BAC | [6 empty] | Scenario 3 |  | PPK¦SelectPro¦SelectPro_AP¦VDI3805¦Internet_EU |  |  | EV040R+BAC | Characterised control valve with sensor-operated flow rate or power control, power and energy-monitoring function | 1400 kPa | 350 kPa |  | EU\Produkte\Wasseranwendungen\VA Einheiten\EV\stetig, BAC\ | 265
100453 | P6125W3100E-MP | P6125W3100E-MP | [6 empty] | Scenario 3 |  | PPK¦SelectPro¦VDI3805¦Internet_EU |  |  | P6125W3100E-MP | Communicative characterised control valve with sensor-operated flow control | 690 kPa | 340 kPa |  | EU\Products\Water solutions\VA Units\EPIV\modulating, MP\ | 383
100450 | P6065W800E-MP | P6065W800E-MP | [6 empty] | Scenario 3 |  | PPK¦SelectPro¦VDI3805¦Internet_EU |  |  | P6065W800E-MP | Communicative characterised control valve with sensor-operated flow control | 690 kPa | 340 kPa |  | EU\Products\Water solutions\VA Units\EPIV\modulating, MP\ | 432
100454 | P6150W4500E-MP | P6150W4500E-MP | [6 empty] | Scenario 3 |  | PPK¦SelectPro¦VDI3805¦Internet_EU |  |  | P6150W4500E-MP | Communicative characterised control valve with sensor-operated flow control | 690 kPa | 340 kPa |  | EU\Products\Water solutions\VA Units\EPIV\modulating, MP\ | 390
100451 | P6080W1100E-MP | P6080W1100E-MP | [6 empty] | Scenario 3 |  | PPK¦SelectPro¦VDI3805¦Internet_EU |  |  | P6080W1100E-MP | Communicative characterised control valve with sensor-operated flow control | 690 kPa | 340 kPa |  | EU\Products\Water solutions\VA Units\EPIV\modulating, MP\ | 400
100452 | P6100W2000E-MP | P6100W2000E-MP | [6 empty] | Scenario 3 |  | PPK¦SelectPro¦VDI3805¦Internet_EU |  |  | P6100W2000E-MP | Communicative characterised control valve with sensor-operated flow control | 690 kPa | 340 kPa |  | EU\Products\Water solutions\VA Units\EPIV\modulating, MP\ | 393
100903 | P6065W800EV-BAC | P6065W800EV-BAC | [6 empty] | Scenario 3 |  | PPK¦SelectPro¦SelectPro_AP¦VDI3805¦Internet_EU |  |  | P6065W800EV-BAC | Characterised control valve with sensor-operated flow rate or power control, power and energy-monitoring function | 690 kPa | 340 kPa |  | EU\Products\Water solutions\VA Units\EV\modulating, BAC\ | 461
100904 | P6080W1100EV-BAC | P6080W1100EV-BAC | [6 empty] | Scenario 3 |  | PPK¦SelectPro¦SelectPro_AP¦VDI3805¦Internet_EU |  |  | P6080W1100EV-BAC | Characterised control valve with sensor-operated flow rate or power control, power and energy-monitoring function | 690 kPa | 340 kPa |  | EU\Products\Water solutions\VA Units\EV\modulating, BAC\ | 394
100905 | P6100W2000EV-BAC | P6100W2000EV-BAC | [6 empty] | Scenario 3 |  | PPK¦SelectPro¦SelectPro_AP¦VDI3805¦Internet_EU |  |  | P6100W2000EV-BAC | Characterised control valve with sensor-operated flow rate or power control, power and energy-monitoring function | 690 kPa | 340 kPa |  | EU\Products\Water solutions\VA Units\EV\modulating, BAC\ | 400
100906 | P6125W3100EV-BAC | P6125W3100EV-BAC | [6 empty] | Scenario 3 |  | PPK¦SelectPro¦SelectPro_AP¦VDI3805¦Internet_EU |  |  | P6125W3100EV-BAC | Characterised control valve with sensor-operated flow rate or power control, power and energy-monitoring function | 690 kPa | 340 kPa |  | EU\Products\Water solutions\VA Units\EV\modulating, BAC\ | 390
100907 | P6150W4500EV-BAC | P6150W4500EV-BAC | [6 empty] | Scenario 3 |  | PPK¦SelectPro¦SelectPro_AP¦VDI3805¦Internet_EU |  |  | P6150W4500EV-BAC | Characterised control valve with sensor-operated flow rate or power control, power and energy-monitoring function | 690 kPa | 340 kPa |  | EU\Products\Water solutions\VA Units\EV\modulating, BAC\ | 396
303851 | EP015R-R6+BAC | EP015R-R6+BAC | [6 empty] | Scenario 3 |  | PPK¦SelectPro¦VDI3805¦Internet_EU |  |  | EP015R-R6+BAC | Characterised control valve with sensor-operated flow control |  | 110 kPa |  | EU\Produkte\Wasseranwendungen\VA Einheiten\EPIV\6-Weg-EPIV\ | 100
303852 | EP020R-R6+BAC | EP020R-R6+BAC | [6 empty] | Scenario 3 |  | PPK¦SelectPro¦VDI3805¦Internet_EU |  |  | EP020R-R6+BAC | Characterised control valve with sensor-operated flow control |  | 110 kPa |  | EU\Produkte\Wasseranwendungen\VA Einheiten\EPIV\6-Weg-EPIV\ | 95
285445 | P6065W800EV-KBAC | P6065W800EV+SK-MA0 00Z 007 6 | [6 empty] | Scenario 3 |  | PPK¦SelectPro¦SelectPro_AP |  |  | P6065W800EV-KBAC | Characterised control valve with sensor-operated flow rate or power control, power and energy-monitoring function | 690 kPa | 340 kPa |  | EU\Produkte\Wasseranwendungen\VA Einheiten\EV\SuperCap-EV\ | 113
285453 | EV032R+KBAC | EV032R+SK-MA0 00Z 007 62 | [6 empty] | Scenario 3 |  | PPK¦SelectPro¦SelectPro_AP |  |  | EV032R+KBAC | Characterised control valve with sensor-operated flow rate or power control, power and energy-monitoring function | 1400 kPa | 350 kPa |  | EU\Produkte\Wasseranwendungen\VA Einheiten\EV\SuperCap-EV\ | 117
285447 | P6100W2000EV-KBAC | P6100W2000EV+GK-MA0 00Z 007 62 | [6 empty] | Scenario 3 |  | PPK¦SelectPro¦SelectPro_AP |  |  | P6100W2000EV-KBAC | Characterised control valve with sensor-operated flow rate or power control, power and energy-monitoring function | 690 kPa | 340 kPa |  | EU\Produkte\Wasseranwendungen\VA Einheiten\EV\SuperCap-EV\ | 111
285449 | P6150W4500EV-KBAC | P6150W4500EV+GK-MA0 00Z 007 62 | [6 empty] | Scenario 3 |  | PPK¦SelectPro¦SelectPro_AP |  |  | P6150W4500EV-KBAC | Characterised control valve with sensor-operated flow rate or power control, power and energy-monitoring function | 690 kPa | 340 kPa |  | EU\Produkte\Wasseranwendungen\VA Einheiten\EV\SuperCap-EV\ | 112
285452 | EV025R+KBAC | EV025R+SK-MA0 00Z 007 62 | [6 empty] | Scenario 3 |  | PPK¦SelectPro¦SelectPro_AP |  |  | EV025R+KBAC | Characterised control valve with sensor-operated flow rate or power control, power and energy-monitoring function | 1400 kPa | 350 kPa |  | EU\Produkte\Wasseranwendungen\VA Einheiten\EV\SuperCap-EV\ | 117
285446 | P6080W1100EV-KBAC | P6080W1100EV+SK-MA0 00Z 007 62 | [6 empty] | Scenario 3 |  | PPK¦SelectPro¦SelectPro_AP |  |  | P6080W1100EV-KBAC | Characterised control valve with sensor-operated flow rate or power control, power and energy-monitoring function | 690 kPa | 340 kPa |  | EU\Produkte\Wasseranwendungen\VA Einheiten\EV\SuperCap-EV\ | 112
285455 | EV050R+KBAC | EV050R+SK-MA0 00Z 007 62 | [6 empty] | Scenario 3 |  | PPK¦SelectPro¦SelectPro_AP |  |  | EV050R+KBAC | Characterised control valve with sensor-operated flow rate or power control, power and energy-monitoring function | 1400 kPa | 350 kPa |  | EU\Produkte\Wasseranwendungen\VA Einheiten\EV\SuperCap-EV\ | 117
285451 | EV020R+KBAC | EV020R+SK-MA0 00Z 007 62 | [6 empty] | Scenario 3 |  | PPK¦SelectPro¦SelectPro_AP |  |  | EV020R+KBAC | Characterised control valve with sensor-operated flow rate or power control, power and energy-monitoring function | 1400 kPa | 350 kPa |  | EU\Produkte\Wasseranwendungen\VA Einheiten\EV\SuperCap-EV\ | 118
285448 | P6125W3100EV-KBAC | P6125W3100EV+GK-MA0 00Z 007 62 | [6 empty] | Scenario 3 |  | PPK¦SelectPro¦SelectPro_AP |  |  | P6125W3100EV-KBAC | Characterised control valve with sensor-operated flow rate or power control, power and energy-monitoring function | 690 kPa | 340 kPa |  | EU\Produkte\Wasseranwendungen\VA Einheiten\EV\SuperCap-EV\ | 112
285454 | EV040R+KBAC | EV040R+SK-MA0 00Z 007 62 | [6 empty] | Scenario 3 |  | PPK¦SelectPro¦SelectPro_AP |  |  | EV040R+KBAC | Characterised control valve with sensor-operated flow rate or power control, power and energy-monitoring function | 1400 kPa | 350 kPa |  | EU\Produkte\Wasseranwendungen\VA Einheiten\EV\SuperCap-EV\ | 117
285450 | EV015R+KBAC | EV015R+SK-MA0 00Z 007 62 | [6 empty] | Scenario 3 |  | PPK¦SelectPro¦SelectPro_AP |  |  | EV015R+KBAC | Characterised control valve with sensor-operated flow rate or power control, power and energy-monitoring function | 1400 kPa | 350 kPa |  | EU\Produkte\Wasseranwendungen\VA Einheiten\EV\SuperCap-EV\ | 119
104476 | D625N+SR230A-5 | D625N+SR230A-5 |  | D625N | + | SR230A-5 | Standard actuator | 1 | Scenario 1 |  | PPK¦SelectPro¦VDI3805¦Internet_EU |  |  | D625N+SR230A-5 | Butterfly valve | 1200 kPa | 1.6 kPa |  | EU\Inbox\Combinations\Folder..6/..7\ | 42
104477 | D625N/SR230A-5 | D625N/SR230A-5 |  | D625N | / | SR230A-5 | Standard actuator | 1 | Scenario 1 |  | PPK¦SelectPro¦VDI3805¦Internet_EU |  |  | D625N/SR230A-5 | Butterfly valve | 1200 kPa | 1.6 kPa |  | EU\Inbox\Combinations\Folder..6/..7\ | 42
104478 | D625N+SR24A-5 | D625N+SR24A-5 |  | D625N | + | SR24A-5 | Standard actuator | 1 | Scenario 1 |  | PPK¦SelectPro¦VDI3805¦Internet_EU |  |  | D625N+SR24A-5 | Butterfly valve | 1200 kPa | 1.6 kPa |  | EU\Inbox\Combinations\Folder..6/..7\ | 40
104479 | D625N/SR24A-5 | D625N/SR24A-5 |  | D625N | / | SR24A-5 | Standard actuator | 1 | Scenario 1 |  | PPK¦SelectPro¦VDI3805¦Internet_EU |  |  | D625N/SR24A-5 | Butterfly valve | 1200 kPa | 1.6 kPa |  | EU\Inbox\Combinations\Folder..6/..7\ | 40
104482 | D625N+SR24A-MP-5 | D625N+SR24A-MP-5 |  | D625N | + | SR24A-MP-5 | Communicative actuator | 0 | Scenario 1 Scenario 2 | 0 | PPK¦SelectPro¦VDI3805¦Internet_EU |  |  | D625N+SR24A-MP-5 | Butterfly valve | 1200 kPa | 1.6 kPa |  | EU\Inbox\Combinations\Folder..6/..7\ | 38
104483 | D625N/SR24A-MP-5 | D625N/SR24A-MP-5 |  | D625N | / | SR24A-MP-5 | Communicative actuator | 0 | Scenario 1 Scenario 2 |  | PPK¦SelectPro¦VDI3805¦Internet_EU |  |  | D625N/SR24A-MP-5 | Butterfly valve | 1200 kPa | 1.6 kPa |  | EU\Inbox\Combinations\Folder..6/..7\ | 38
104761 | D650N/SR24A-5 | D650N/SR24A-5 |  | D650N | / | SR24A-5 | Standard actuator | 1 | Scenario 1 |  | PPK¦SelectPro¦VDI3805¦Internet_EU |  |  | D650N/SR24A-5 | Butterfly valve | 1200 kPa | 3.1 kPa |  | EU\Inbox\Combinations\Folder..6/..7\ | 39
104740 | D640N+SR230A-5 | D640N+SR230A-5 |  | D640N | + | SR230A-5 | Standard actuator | 1 | Scenario 1 |  | PPK¦SelectPro¦VDI3805¦Internet_EU |  |  | D640N+SR230A-5 | Butterfly valve | 1200 kPa | 3.4 kPa |  | EU\Inbox\Combinations\Folder..6/..7\ | 41
104722 | D632N+SR24A-MP-5 | D632N+SR24A-MP-5 |  | D632N | + | SR24A-MP-5 | Communicative actuator | 0 | Scenario 1 Scenario 2 |  | PPK¦SelectPro¦VDI3805¦Internet_EU |  |  | D632N+SR24A-MP-5 | Butterfly valve | 1200 kPa | 2.5 kPa |  | EU\Inbox\Combinations\Folder..6/..7\ | 40
104741 | D640N/SR230A-5 | D640N/SR230A-5 |  | D640N | / | SR230A-5 | Standard actuator | 1 | Scenario 1 |  | PPK¦SelectPro¦VDI3805¦Internet_EU |  |  | D640N/SR230A-5 | Butterfly valve | 1200 kPa | 3.4 kPa |  | EU\Inbox\Combinations\Folder..6/..7\ | 41
104723 | D632N/SR24A-MP-5 | D632N/SR24A-MP-5 |  | D632N | / | SR24A-MP-5 | Communicative actuator | 0 | Scenario 1 Scenario 2 |  | PPK¦SelectPro¦VDI3805¦Internet_EU |  |  | D632N/SR24A-MP-5 | Butterfly valve | 1200 kPa | 2.5 kPa |  | EU\Inbox\Combinations\Folder..6/..7\ | 39
104742 | D640N+SR24A-5 | D640N+SR24A-5 |  | D640N | + | SR24A-5 | Standard actuator | 1 | Scenario 1 |  | PPK¦SelectPro¦VDI3805¦Internet_EU |  |  | D640N+SR24A-5 | Butterfly valve | 1200 kPa | 3.4 kPa |  | EU\Inbox\Combinations\Folder..6/..7\ | 39
104764 | D650N+SR24A-MP-5 | D650N+SR24A-MP-5 |  | D650N | + | SR24A-MP-5 | Communicative actuator | 0 | Scenario 1 Scenario 2 |  | PPK¦SelectPro¦VDI3805¦Internet_EU |  |  | D650N+SR24A-MP-5 | Butterfly valve | 1200 kPa | 3.1 kPa |  | EU\Inbox\Combinations\Folder..6/..7\ | 37
104743 | D640N/SR24A-5 | D640N/SR24A-5 |  | D640N | / | SR24A-5 | Standard actuator | 1 | Scenario 1 |  | PPK¦SelectPro¦VDI3805¦Internet_EU |  |  | D640N/SR24A-5 | Butterfly valve | 1200 kPa | 3.4 kPa |  | EU\Inbox\Combinations\Folder..6/..7\ | 38
104765 | D650N/SR24A-MP-5 | D650N/SR24A-MP-5 |  | D650N | / | SR24A-MP-5 | Communicative actuator | 0 | Scenario 1 Scenario 2 |  | PPK¦SelectPro¦VDI3805¦Internet_EU |  |  | D650N/SR24A-MP-5 | Butterfly valve | 1200 kPa | 3.1 kPa |  | EU\Inbox\Combinations\Folder..6/..7\ | 37
104716 | D632N+SR230A-5 | D632N+SR230A-5 |  | D632N | + | SR230A-5 | Standard actuator | 1 | Scenario 1 |  | PPK¦SelectPro¦VDI3805¦Internet_EU |  |  | D632N+SR230A-5 | Butterfly valve | 1200 kPa | 2.5 kPa |  | EU\Inbox\Combinations\Folder..6/..7\ | 45
104717 | D632N/SR230A-5 | D632N/SR230A-5 |  | D632N | / | SR230A-5 | Standard actuator | 1 | Scenario 1 |  | PPK¦SelectPro¦VDI3805¦Internet_EU |  |  | D632N/SR230A-5 | Butterfly valve | 1200 kPa | 2.5 kPa |  | EU\Inbox\Combinations\Folder..6/..7\ | 43
104718 | D632N+SR24A-5 | D632N+SR24A-5 |  | D632N | + | SR24A-5 | Standard actuator | 1 | Scenario 1 |  | PPK¦SelectPro¦VDI3805¦Internet_EU |  |  | D632N+SR24A-5 | Butterfly valve | 1200 kPa | 2.5 kPa |  | EU\Inbox\Combinations\Folder..6/..7\ | 40
104746 | D640N+SR24A-MP-5 | D640N+SR24A-MP-5 |  | D640N | + | SR24A-MP-5 | Communicative actuator | 0 | Scenario 1 Scenario 2 |  | PPK¦SelectPro¦VDI3805¦Internet_EU |  |  | D640N+SR24A-MP-5 | Butterfly valve | 1200 kPa | 3.4 kPa |  | EU\Inbox\Combinations\Folder..6/..7\ | 37
104758 | D650N+SR230A-5 | D650N+SR230A-5 |  | D650N | + | SR230A-5 | Standard actuator | 1 | Scenario 1 |  | PPK¦SelectPro¦VDI3805¦Internet_EU |  |  | D650N+SR230A-5 | Butterfly valve | 1200 kPa | 3.1 kPa |  | EU\Inbox\Combinations\Folder..6/..7\ | 41
104719 | D632N/SR24A-5 | D632N/SR24A-5 |  | D632N | / | SR24A-5 | Standard actuator | 1 | Scenario 1 |  | PPK¦SelectPro¦VDI3805¦Internet_EU |  |  | D632N/SR24A-5 | Butterfly valve | 1200 kPa | 2.5 kPa |  | EU\Inbox\Combinations\Folder..6/..7\ | 40
104747 | D640N/SR24A-MP-5 | D640N/SR24A-MP-5 |  | D640N | / | SR24A-MP-5 | Communicative actuator | 0 | Scenario 1 Scenario 2 |  | PPK¦SelectPro¦VDI3805¦Internet_EU |  |  | D640N/SR24A-MP-5 | Butterfly valve | 1200 kPa | 3.4 kPa |  | EU\Inbox\Combinations\Folder..6/..7\ | 38
104759 | D650N/SR230A-5 | D650N/SR230A-5 |  | D650N | / | SR230A-5 | Standard actuator | 1 | Scenario 1 |  | PPK¦SelectPro¦VDI3805¦Internet_EU |  |  | D650N/SR230A-5 | Butterfly valve | 1200 kPa | 3.1 kPa |  | EU\Inbox\Combinations\Folder..6/..7\ | 41
104760 | D650N+SR24A-5 | D650N+SR24A-5 |  | D650N | + | SR24A-5 | Standard actuator | 1 | Scenario 1 |  | PPK¦SelectPro¦VDI3805¦Internet_EU |  |  | D650N+SR24A-5 | Butterfly valve | 1200 kPa | 3.1 kPa |  | EU\Inbox\Combinations\Folder..6/..7\ | 39
104783 | D665N/SR24A-MP-5 | D665N/SR24A-MP-5 |  | D665N | / | SR24A-MP-5 | Communicative actuator | 0 | Scenario 1 Scenario 2 |  | PPK¦SelectPro¦VDI3805¦Internet_EU |  |  | D665N/SR24A-MP-5 | Butterfly valve | 1200 kPa | 2.4 kPa |  | EU\Inbox\Combinations\Folder..6/..7\ | 39
104776 | D665N+SR230A-5 | D665N+SR230A-5 |  | D665N | + | SR230A-5 | Standard actuator | 1 | Scenario 1 |  | PPK¦SelectPro¦VDI3805¦Internet_EU |  |  | D665N+SR230A-5 | Butterfly valve | 1200 kPa | 2.4 kPa |  | EU\Inbox\Combinations\Folder..6/..7\ | 40
104777 | D665N/SR230A-5 | D665N/SR230A-5 |  | D665N | / | SR230A-5 | Standard actuator | 1 | Scenario 1 |  | PPK¦SelectPro¦VDI3805¦Internet_EU |  |  | D665N/SR230A-5 | Butterfly valve | 1200 kPa | 2.4 kPa |  | EU\Inbox\Combinations\Folder..6/..7\ | 41
104778 | D665N+SR24A-5 | D665N+SR24A-5 |  | D665N | + | SR24A-5 | Standard actuator | 1 | Scenario 1 |  | PPK¦SelectPro¦VDI3805¦Internet_EU |  |  | D665N+SR24A-5 | Butterfly valve | 1200 kPa | 2.4 kPa |  | EU\Inbox\Combinations\Folder..6/..7\ | 38
104779 | D665N/SR24A-5 | D665N/SR24A-5 |  | D665N | / | SR24A-5 | Standard actuator | 1 | Scenario 1 |  | PPK¦SelectPro¦VDI3805¦Internet_EU |  |  | D665N/SR24A-5 | Butterfly valve | 1200 kPa | 2.4 kPa |  | EU\Inbox\Combinations\Folder..6/..7\ | 39
104792 | D680N+GR24A-SR-5 | D680N+GR24A-SR-5 |  | D680N | + | GR24A-SR-5 | Standard actuator | 0 | Scenario 2 |  | PPK¦SelectPro¦VDI3805¦Internet_EU |  |  | D680N+GR24A-SR-5 | Butterfly valve | 1200 kPa | 2.4 kPa |  | EU\Inbox\Combinations\Folder..6/..7\ | 37
104793 | D680N/GR24A-SR-5 | D680N/GR24A-SR-5 |  | D680N | / | GR24A-SR-5 | Standard actuator | 0 | Scenario 2 |  | PPK¦SelectPro¦VDI3805¦Internet_EU |  |  | D680N/GR24A-SR-5 | Butterfly valve | 1200 kPa | 2.4 kPa |  | EU\Inbox\Combinations\Folder..6/..7\ | 36
104782 | D665N+SR24A-MP-5 | D665N+SR24A-MP-5 |  | D665N | + | SR24A-MP-5 | Communicative actuator | 0 | Scenario 1 Scenario 2 |  | PPK¦SelectPro¦VDI3805¦Internet_EU |  |  | D665N+SR24A-MP-5 | Butterfly valve | 1200 kPa | 2.4 kPa |  | EU\Inbox\Combinations\Folder..6/..7\ | 39
107463 | R420/LRF230 | R420/LRF230 |  | R420 | / | LRF230 | Actuator with emergency control function | 1 | Scenario 1 |  | PPK¦SelectPro¦VDI3805¦Internet_EU |  |  | R420/LRF230 | Open-close ball valve | 1400 kPa | 400 kPa |  | EU\Inbox\Combinations\Folder..4/..5\ | 41
107470 | R420+LRF24 | R420+LRF24 |  | R420 | + | LRF24 | Actuator with emergency control function | 1 | Scenario 1 |  | PPK¦SelectPro¦VDI3805¦Internet_EU |  |  | R420+LRF24 | Open-close ball valve | 1400 kPa | 400 kPa |  | EU\Inbox\Combinations\Folder..4/..5\ | 40
107471 | R420/LRF24 | R420/LRF24 |  | R420 | / | LRF24 | Actuator with emergency control function | 1 | Scenario 1 |  | PPK¦SelectPro¦VDI3805¦Internet_EU |  |  | R420/LRF24 | Open-close ball valve | 1400 kPa | 400 kPa |  | EU\Inbox\Combinations\Folder..4/..5\ | 40
107462 | R420+LRF230 | R420+LRF230 |  | R420 | + | LRF230 | Actuator with emergency control function | 1 | Scenario 1 |  | PPK¦SelectPro¦VDI3805¦Internet_EU |  |  | R420+LRF230 | Open-close ball valve | 1400 kPa | 400 kPa |  | EU\Inbox\Combinations\Folder..4/..5\ | 41
107543 | R422/LR24A-SR | R422/LR24A-SR |  | R422 | / | LR24A-SR | Standard actuator | 1 | Scenario 2 |  | PPK¦SelectPro¦VDI3805¦Internet_EU |  |  | R422/LR24A-SR | Characterised control valve | 1400 kPa | 200 kPa |  | EU\Inbox\Combinations\Folder..4/..5\ | 40
107533 | R422/LR230A-S | R422/LR230A-S |  | R422 | / | LR230A-S | Standard actuator | 0 | Scenario 2 |  | PPK¦SelectPro¦VDI3805¦Internet_EU |  |  | R422/LR230A-S | Characterised control valve | 1400 kPa | 200 kPa |  | EU\Inbox\Combinations\Folder..4/..5\ | 39
107534 | R422+LR24A | R422+LR24A |  | R422 | + | LR24A | Standard actuator | 1 | Scenario 2 |  | PPK¦SelectPro¦VDI3805¦Internet_EU |  |  | R422+LR24A | Characterised control valve | 1400 kPa | 200 kPa |  | EU\Inbox\Combinations\Folder..4/..5\ | 40
107535 | R422/LR24A | R422/LR24A |  | R422 | / | LR24A | Standard actuator | 1 | Scenario 2 |  | PPK¦SelectPro¦VDI3805¦Internet_EU |  |  | R422/LR24A | Characterised control valve | 1400 kPa | 200 kPa |  | EU\Inbox\Combinations\Folder..4/..5\ | 40
107546 | R422+LRC24A-SR | R422+LRC24A-SR |  | R422 | + | LRC24A-SR | Fast runner | 1 | Scenario 2 |  | PPK¦SelectPro¦VDI3805¦Internet_EU |  |  | R422+LRC24A-SR | Characterised control valve | 1400 kPa | 200 kPa |  | EU\Inbox\Combinations\Folder..4/..5\ | 40
107547 | R422/LRC24A-SR | R422/LRC24A-SR |  | R422 | / | LRC24A-SR | Fast runner | 1 | Scenario 2 |  | PPK¦SelectPro¦VDI3805¦Internet_EU |  |  | R422/LRC24A-SR | Characterised control valve | 1400 kPa | 200 kPa |  | EU\Inbox\Combinations\Folder..4/..5\ | 40
107538 | R422+LR24A-MP | R422+LR24A-MP |  | R422 | + | LR24A-MP | Communicative actuator | 0 | Scenario 2 |  | PPK¦SelectPro¦VDI3805¦Internet_EU |  |  | R422+LR24A-MP | Characterised control valve | 1400 kPa | 200 kPa |  | EU\Inbox\Combinations\Folder..4/..5\ | 38
107539 | R422/LR24A-MP | R422/LR24A-MP |  | R422 | / | LR24A-MP | Communicative actuator | 0 | Scenario 2 |  | PPK¦SelectPro¦VDI3805¦Internet_EU |  |  | R422/LR24A-MP | Characterised control valve | 1400 kPa | 200 kPa |  | EU\Inbox\Combinations\Folder..4/..5\ | 38
107530 | R422+LR230A | R422+LR230A |  | R422 | + | LR230A | Standard actuator | 1 | Scenario 2 |  | PPK¦SelectPro¦VDI3805¦Internet_EU |  |  | R422+LR230A | Characterised control valve | 1400 kPa | 200 kPa |  | EU\Inbox\Combinations\Folder..4/..5\ | 40
107540 | R422+LR24A-S | R422+LR24A-S |  | R422 | + | LR24A-S | Standard actuator | 0 | Scenario 2 |  | PPK¦SelectPro¦VDI3805¦Internet_EU |  |  | R422+LR24A-S | Characterised control valve | 1400 kPa | 200 kPa |  | EU\Inbox\Combinations\Folder..4/..5\ | 40
107531 | R422/LR230A | R422/LR230A |  | R422 | / | LR230A | Standard actuator | 1 | Scenario 2 |  | PPK¦SelectPro¦VDI3805¦Internet_EU |  |  | R422/LR230A | Characterised control valve | 1400 kPa | 200 kPa |  | EU\Inbox\Combinations\Folder..4/..5\ | 40
107541 | R422/LR24A-S | R422/LR24A-S |  | R422 | / | LR24A-S | Standard actuator | 0 | Scenario 2 |  | PPK¦SelectPro¦VDI3805¦Internet_EU |  |  | R422/LR24A-S | Characterised control valve | 1400 kPa | 200 kPa |  | EU\Inbox\Combinations\Folder..4/..5\ | 40
107542 | R422+LR24A-SR | R422+LR24A-SR |  | R422 | + | LR24A-SR | Standard actuator | 1 | Scenario 2 |  | PPK¦SelectPro¦VDI3805¦Internet_EU |  |  | R422+LR24A-SR | Characterised control valve | 1400 kPa | 200 kPa |  | EU\Inbox\Combinations\Folder..4/..5\ | 40
107532 | R422+LR230A-S | R422+LR230A-S |  | R422 | + | LR230A-S | Standard actuator | 0 | Scenario 2 |  | PPK¦SelectPro¦VDI3805¦Internet_EU |  |  | R422+LR230A-S | Characterised control valve | 1400 kPa | 200 kPa |  | EU\Inbox\Combinations\Folder..4/..5\ | 39
107633 | R538/NR230A | R538/NR230A |  | R538 | / | NR230A | Standard actuator | 1 | Scenario 2 |  | PPK¦SelectPro¦VDI3805¦Internet_EU |  |  | R538/NR230A | Characterised control valve | 1400 kPa | 200 kPa |  | EU\Inbox\Combinations\Folder..4/..5\ | 41
107643 | R538/NR24A-S | R538/NR24A-S |  | R538 | / | NR24A-S | Standard actuator | 0 | Scenario 2 |  | PPK¦SelectPro¦VDI3805¦Internet_EU |  |  | R538/NR24A-S | Characterised control valve | 1400 kPa | 200 kPa |  | EU\Inbox\Combinations\Folder..4/..5\ | 41
107634 | R538+NR230A-S | R538+NR230A-S |  | R538 | + | NR230A-S | Standard actuator | 0 | Scenario 2 |  | PPK¦SelectPro¦VDI3805¦Internet_EU |  |  | R538+NR230A-S | Characterised control valve | 1400 kPa | 200 kPa |  | EU\Inbox\Combinations\Folder..4/..5\ | 40
107644 | R538+NR24A-SR | R538+NR24A-SR |  | R538 | + | NR24A-SR | Standard actuator | 1 | Scenario 2 |  | PPK¦SelectPro¦VDI3805¦Internet_EU |  |  | R538+NR24A-SR | Characterised control valve | 1400 kPa | 200 kPa |  | EU\Inbox\Combinations\Folder..4/..5\ | 42
107635 | R538/NR230A-S | R538/NR230A-S |  | R538 | / | NR230A-S | Standard actuator | 0 | Scenario 2 |  | PPK¦SelectPro¦VDI3805¦Internet_EU |  |  | R538/NR230A-S | Characterised control valve | 1400 kPa | 200 kPa |  | EU\Inbox\Combinations\Folder..4/..5\ | 40
107645 | R538/NR24A-SR | R538/NR24A-SR |  | R538 | / | NR24A-SR | Standard actuator | 1 | Scenario 2 |  | PPK¦SelectPro¦VDI3805¦Internet_EU |  |  | R538/NR24A-SR | Characterised control valve | 1400 kPa | 200 kPa |  | EU\Inbox\Combinations\Folder..4/..5\ | 42
107636 | R538+NR24A | R538+NR24A |  | R538 | + | NR24A | Standard actuator | 1 | Scenario 2 |  | PPK¦SelectPro¦VDI3805¦Internet_EU |  |  | R538+NR24A | Characterised control valve | 1400 kPa | 200 kPa |  | EU\Inbox\Combinations\Folder..4/..5\ | 42
107637 | R538/NR24A | R538/NR24A |  | R538 | / | NR24A | Standard actuator | 1 | Scenario 2 |  | PPK¦SelectPro¦VDI3805¦Internet_EU |  |  | R538/NR24A | Characterised control valve | 1400 kPa | 200 kPa |  | EU\Inbox\Combinations\Folder..4/..5\ | 42
107648 | R538+NRC24A-SR | R538+NRC24A-SR |  | R538 | + | NRC24A-SR | Fast runner | 1 | Scenario 2 |  | PPK¦SelectPro¦VDI3805¦Internet_EU |  |  | R538+NRC24A-SR | Characterised control valve | 1400 kPa | 200 kPa |  | EU\Inbox\Combinations\Folder..4/..5\ | 41
107649 | R538/NRC24A-SR | R538/NRC24A-SR |  | R538 | / | NRC24A-SR | Fast runner | 1 | Scenario 2 |  | PPK¦SelectPro¦VDI3805¦Internet_EU |  |  | R538/NRC24A-SR | Characterised control valve | 1400 kPa | 200 kPa |  | EU\Inbox\Combinations\Folder..4/..5\ | 41
107640 | R538+NR24A-MP | R538+NR24A-MP |  | R538 | + | NR24A-MP | Communicative actuator | 0 | Scenario 2 |  | PPK¦SelectPro¦VDI3805¦Internet_EU |  |  | R538+NR24A-MP | Characterised control valve | 1400 kPa | 200 kPa |  | EU\Inbox\Combinations\Folder..4/..5\ | 41
107641 | R538/NR24A-MP | R538/NR24A-MP |  | R538 | / | NR24A-MP | Communicative actuator | 0 | Scenario 2 |  | PPK¦SelectPro¦VDI3805¦Internet_EU |  |  | R538/NR24A-MP | Characterised control valve | 1400 kPa | 200 kPa |  | EU\Inbox\Combinations\Folder..4/..5\ | 41
107642 | R538+NR24A-S | R538+NR24A-S |  | R538 | + | NR24A-S | Standard actuator | 0 | Scenario 2 |  | PPK¦SelectPro¦VDI3805¦Internet_EU |  |  | R538+NR24A-S | Characterised control valve | 1400 kPa | 200 kPa |  | EU\Inbox\Combinations\Folder..4/..5\ | 41
107632 | R538+NR230A | R538+NR230A |  | R538 | + | NR230A | Standard actuator | 1 | Scenario 2 |  | PPK¦SelectPro¦VDI3805¦Internet_EU |  |  | R538+NR230A | Characterised control valve | 1400 kPa | 200 kPa |  | EU\Inbox\Combinations\Folder..4/..5\ | 41
107733 | R548/NR24A-S | R548/NR24A-S |  | R548 | / | NR24A-S | Standard actuator | 0 | Scenario 2 |  | PPK¦SelectPro¦VDI3805¦Internet_EU |  |  | R548/NR24A-S | Characterised control valve | 1400 kPa | 200 kPa |  | EU\Inbox\Combinations\Folder..4/..5\ | 41
107683 | R540/NR24A | R540/NR24A |  | R540 | / | NR24A | Standard actuator | 1 | Scenario 1 |  | PPK¦SelectPro¦VDI3805¦Internet_EU |  |  | R540/NR24A | Change-over ball valve | 1400 kPa | 400 kPa |  | EU\Inbox\Combinations\Folder..4/..5\ | 43
107723 | R548/NR230A | R548/NR230A |  | R548 | / | NR230A | Standard actuator | 1 | Scenario 2 |  | PPK¦SelectPro¦VDI3805¦Internet_EU |  |  | R548/NR230A | Characterised control valve | 1400 kPa | 200 kPa |  | EU\Inbox\Combinations\Folder..4/..5\ | 41
107734 | R548+NR24A-SR | R548+NR24A-SR |  | R548 | + | NR24A-SR | Standard actuator | 1 | Scenario 2 |  | PPK¦SelectPro¦VDI3805¦Internet_EU |  |  | R548+NR24A-SR | Characterised control valve | 1400 kPa | 200 kPa |  | EU\Inbox\Combinations\Folder..4/..5\ | 42
107724 | R548+NR230A-S | R548+NR230A-S |  | R548 | + | NR230A-S | Standard actuator | 0 | Scenario 2 |  | PPK¦SelectPro¦VDI3805¦Internet_EU |  |  | R548+NR230A-S | Characterised control valve | 1400 kPa | 200 kPa |  | EU\Inbox\Combinations\Folder..4/..5\ | 40
107735 | R548/NR24A-SR | R548/NR24A-SR |  | R548 | / | NR24A-SR | Standard actuator | 1 | Scenario 2 |  | PPK¦SelectPro¦VDI3805¦Internet_EU |  |  | R548/NR24A-SR | Characterised control valve | 1400 kPa | 200 kPa |  | EU\Inbox\Combinations\Folder..4/..5\ | 42
107725 | R548/NR230A-S | R548/NR230A-S |  | R548 | / | NR230A-S | Standard actuator | 0 | Scenario 2 |  | PPK¦SelectPro¦VDI3805¦Internet_EU |  |  | R548/NR230A-S | Characterised control valve | 1400 kPa | 200 kPa |  | EU\Inbox\Combinations\Folder..4/..5\ | 40
107726 | R548+NR24A | R548+NR24A |  | R548 | + | NR24A | Standard actuator | 1 | Scenario 2 |  | PPK¦SelectPro¦VDI3805¦Internet_EU |  |  | R548+NR24A | Characterised control valve | 1400 kPa | 200 kPa |  | EU\Inbox\Combinations\Folder..4/..5\ | 42
107686 | R540+NR24A-MP | R540+NR24A-MP |  | R540 | + | NR24A-MP | Communicative actuator | 0 | Scenario 1 |  | PPK¦SelectPro¦VDI3805¦Internet_EU |  |  | R540+NR24A-MP | Change-over ball valve | 1400 kPa | 400 kPa |  | EU\Inbox\Combinations\Folder..4/..5\ | 41
107727 | R548/NR24A | R548/NR24A |  | R548 | / | NR24A | Standard actuator | 1 | Scenario 2 |  | PPK¦SelectPro¦VDI3805¦Internet_EU |  |  | R548/NR24A | Characterised control valve | 1400 kPa | 200 kPa |  | EU\Inbox\Combinations\Folder..4/..5\ | 42
107687 | R540/NR24A-MP | R540/NR24A-MP |  | R540 | / | NR24A-MP | Communicative actuator | 0 | Scenario 1 |  | PPK¦SelectPro¦VDI3805¦Internet_EU |  |  | R540/NR24A-MP | Change-over ball valve | 1400 kPa | 400 kPa |  | EU\Inbox\Combinations\Folder..4/..5\ | 41
107678 | R540+NR230A | R540+NR230A |  | R540 | + | NR230A | Standard actuator | 1 | Scenario 1 |  | PPK¦SelectPro¦VDI3805¦Internet_EU |  |  | R540+NR230A | Change-over ball valve | 1400 kPa | 400 kPa |  | EU\Inbox\Combinations\Folder..4/..5\ | 42
107738 | R548+NRC24A-SR | R548+NRC24A-SR |  | R548 | + | NRC24A-SR | Fast runner | 1 | Scenario 2 |  | PPK¦SelectPro¦VDI3805¦Internet_EU |  |  | R548+NRC24A-SR | Characterised control valve | 1400 kPa | 200 kPa |  | EU\Inbox\Combinations\Folder..4/..5\ | 41
107688 | R540+NR24A-S | R540+NR24A-S |  | R540 | + | NR24A-S | Standard actuator | 0 | Scenario 1 |  | PPK¦SelectPro¦VDI3805¦Internet_EU |  |  | R540+NR24A-S | Change-over ball valve | 1400 kPa | 400 kPa |  | EU\Inbox\Combinations\Folder..4/..5\ | 42
107679 | R540/NR230A | R540/NR230A |  | R540 | / | NR230A | Standard actuator | 1 | Scenario 1 |  | PPK¦SelectPro¦VDI3805¦Internet_EU |  |  | R540/NR230A | Change-over ball valve | 1400 kPa | 400 kPa |  | EU\Inbox\Combinations\Folder..4/..5\ | 42
107739 | R548/NRC24A-SR | R548/NRC24A-SR |  | R548 | / | NRC24A-SR | Fast runner | 1 | Scenario 2 |  | PPK¦SelectPro¦VDI3805¦Internet_EU |  |  | R548/NRC24A-SR | Characterised control valve | 1400 kPa | 200 kPa |  | EU\Inbox\Combinations\Folder..4/..5\ | 41
107689 | R540/NR24A-S | R540/NR24A-S |  | R540 | / | NR24A-S | Standard actuator | 0 | Scenario 1 |  | PPK¦SelectPro¦VDI3805¦Internet_EU |  |  | R540/NR24A-S | Change-over ball valve | 1400 kPa | 400 kPa |  | EU\Inbox\Combinations\Folder..4/..5\ | 42
107680 | R540+NR230A-S | R540+NR230A-S |  | R540 | + | NR230A-S | Standard actuator | 0 | Scenario 1 |  | PPK¦SelectPro¦VDI3805¦Internet_EU |  |  | R540+NR230A-S | Change-over ball valve | 1400 kPa | 400 kPa |  | EU\Inbox\Combinations\Folder..4/..5\ | 41
107730 | R548+NR24A-MP | R548+NR24A-MP |  | R548 | + | NR24A-MP | Communicative actuator | 0 | Scenario 2 |  | PPK¦SelectPro¦VDI3805¦Internet_EU |  |  | R548+NR24A-MP | Characterised control valve | 1400 kPa | 200 kPa |  | EU\Inbox\Combinations\Folder..4/..5\ | 40
107681 | R540/NR230A-S | R540/NR230A-S |  | R540 | / | NR230A-S | Standard actuator | 0 | Scenario 1 |  | PPK¦SelectPro¦VDI3805¦Internet_EU |  |  | R540/NR230A-S | Change-over ball valve | 1400 kPa | 400 kPa |  | EU\Inbox\Combinations\Folder..4/..5\ | 41
107731 | R548/NR24A-MP | R548/NR24A-MP |  | R548 | / | NR24A-MP | Communicative actuator | 0 | Scenario 2 |  | PPK¦SelectPro¦VDI3805¦Internet_EU |  |  | R548/NR24A-MP | Characterised control valve | 1400 kPa | 200 kPa |  | EU\Inbox\Combinations\Folder..4/..5\ | 40
107682 | R540+NR24A | R540+NR24A |  | R540 | + | NR24A | Standard actuator | 1 | Scenario 1 |  | PPK¦SelectPro¦VDI3805¦Internet_EU |  |  | R540+NR24A | Change-over ball valve | 1400 kPa | 400 kPa |  | EU\Inbox\Combinations\Folder..4/..5\ | 43
107732 | R548+NR24A-S | R548+NR24A-S |  | R548 | + | NR24A-S | Standard actuator | 0 | Scenario 2 |  | PPK¦SelectPro¦VDI3805¦Internet_EU |  |  | R548+NR24A-S | Characterised control valve | 1400 kPa | 200 kPa |  | EU\Inbox\Combinations\Folder..4/..5\ | 41
107722 | R548+NR230A | R548+NR230A |  | R548 | + | NR230A | Standard actuator | 1 | Scenario 2 |  | PPK¦SelectPro¦VDI3805¦Internet_EU |  |  | R548+NR230A | Characterised control valve | 1400 kPa | 200 kPa |  | EU\Inbox\Combinations\Folder..4/..5\ | 41
107843 | R423/LR230A | R423/LR230A |  | R423 | / | LR230A | Standard actuator | 1 | Scenario 2 |  | PPK¦SelectPro¦VDI3805¦Internet_EU |  |  | R423/LR230A | Characterised control valve | 1400 kPa | 200 kPa |  | EU\Inbox\Combinations\Folder..4/..5\ | 41
107853 | R423/LR24A-S | R423/LR24A-S |  | R423 | / | LR24A-S | Standard actuator | 0 | Scenario 2 |  | PPK¦SelectPro¦VDI3805¦Internet_EU |  |  | R423/LR24A-S | Characterised control valve | 1400 kPa | 200 kPa |  | EU\Inbox\Combinations\Folder..4/..5\ | 40
107844 | R423+LR230A-S | R423+LR230A-S |  | R423 | + | LR230A-S | Standard actuator | 0 | Scenario 2 |  | PPK¦SelectPro¦VDI3805¦Internet_EU |  |  | R423+LR230A-S | Characterised control valve | 1400 kPa | 200 kPa |  | EU\Inbox\Combinations\Folder..4/..5\ | 40
107854 | R423+LR24A-SR | R423+LR24A-SR |  | R423 | + | LR24A-SR | Standard actuator | 1 | Scenario 2 |  | PPK¦SelectPro¦VDI3805¦Internet_EU |  |  | R423+LR24A-SR | Characterised control valve | 1400 kPa | 200 kPa |  | EU\Inbox\Combinations\Folder..4/..5\ | 41
107845 | R423/LR230A-S | R423/LR230A-S |  | R423 | / | LR230A-S | Standard actuator | 0 | Scenario 2 |  | PPK¦SelectPro¦VDI3805¦Internet_EU |  |  | R423/LR230A-S | Characterised control valve | 1400 kPa | 200 kPa |  | EU\Inbox\Combinations\Folder..4/..5\ | 40
107855 | R423/LR24A-SR | R423/LR24A-SR |  | R423 | / | LR24A-SR | Standard actuator | 1 | Scenario 2 |  | PPK¦SelectPro¦VDI3805¦Internet_EU |  |  | R423/LR24A-SR | Characterised control valve | 1400 kPa | 200 kPa |  | EU\Inbox\Combinations\Folder..4/..5\ | 41
107846 | R423+LR24A | R423+LR24A |  | R423 | + | LR24A | Standard actuator | 1 | Scenario 2 |  | PPK¦SelectPro¦VDI3805¦Internet_EU |  |  | R423+LR24A | Characterised control valve | 1400 kPa | 200 kPa |  | EU\Inbox\Combinations\Folder..4/..5\ | 41
107847 | R423/LR24A | R423/LR24A |  | R423 | / | LR24A | Standard actuator | 1 | Scenario 2 |  | PPK¦SelectPro¦VDI3805¦Internet_EU |  |  | R423/LR24A | Characterised control valve | 1400 kPa | 200 kPa |  | EU\Inbox\Combinations\Folder..4/..5\ | 41
107858 | R423+LRC24A-SR | R423+LRC24A-SR |  | R423 | + | LRC24A-SR | Fast runner | 1 | Scenario 2 |  | PPK¦SelectPro¦VDI3805¦Internet_EU |  |  | R423+LRC24A-SR | Characterised control valve | 1400 kPa | 200 kPa |  | EU\Inbox\Combinations\Folder..4/..5\ | 41
107859 | R423/LRC24A-SR | R423/LRC24A-SR |  | R423 | / | LRC24A-SR | Fast runner | 1 | Scenario 2 |  | PPK¦SelectPro¦VDI3805¦Internet_EU |  |  | R423/LRC24A-SR | Characterised control valve | 1400 kPa | 200 kPa |  | EU\Inbox\Combinations\Folder..4/..5\ | 41
107850 | R423+LR24A-MP | R423+LR24A-MP |  | R423 | + | LR24A-MP | Communicative actuator | 0 | Scenario 2 |  | PPK¦SelectPro¦VDI3805¦Internet_EU |  |  | R423+LR24A-MP | Characterised control valve | 1400 kPa | 200 kPa |  | EU\Inbox\Combinations\Folder..4/..5\ | 39
107851 | R423/LR24A-MP | R423/LR24A-MP |  | R423 | / | LR24A-MP | Communicative actuator | 0 | Scenario 2 |  | PPK¦SelectPro¦VDI3805¦Internet_EU |  |  | R423/LR24A-MP | Characterised control valve | 1400 kPa | 200 kPa |  | EU\Inbox\Combinations\Folder..4/..5\ | 39
107852 | R423+LR24A-S | R423+LR24A-S |  | R423 | + | LR24A-S | Standard actuator | 0 | Scenario 2 |  | PPK¦SelectPro¦VDI3805¦Internet_EU |  |  | R423+LR24A-S | Characterised control valve | 1400 kPa | 200 kPa |  | EU\Inbox\Combinations\Folder..4/..5\ | 40
107842 | R423+LR230A | R423+LR230A |  | R423 | + | LR230A | Standard actuator | 1 | Scenario 2 |  | PPK¦SelectPro¦VDI3805¦Internet_EU |  |  | R423+LR230A | Characterised control valve | 1400 kPa | 200 kPa |  | EU\Inbox\Combinations\Folder..4/..5\ | 41
107943 | R424/LR24A-MP | R424/LR24A-MP |  | R424 | / | LR24A-MP | Communicative actuator | 0 | Scenario 2 |  | PPK¦SelectPro¦VDI3805¦Internet_EU |  |  | R424/LR24A-MP | Characterised control valve | 1400 kPa | 200 kPa |  | EU\Inbox\Combinations\Folder..4/..5\ | 39
107944 | R424+LR24A-S | R424+LR24A-S |  | R424 | + | LR24A-S | Standard actuator | 0 | Scenario 2 |  | PPK¦SelectPro¦VDI3805¦Internet_EU |  |  | R424+LR24A-S | Characterised control valve | 1400 kPa | 200 kPa |  | EU\Inbox\Combinations\Folder..4/..5\ | 40
107934 | R424+LR230A | R424+LR230A |  | R424 | + | LR230A | Standard actuator | 1 | Scenario 2 |  | PPK¦SelectPro¦VDI3805¦Internet_EU |  |  | R424+LR230A | Characterised control valve | 1400 kPa | 200 kPa |  | EU\Inbox\Combinations\Folder..4/..5\ | 41
107945 | R424/LR24A-S | R424/LR24A-S |  | R424 | / | LR24A-S | Standard actuator | 0 | Scenario 2 |  | PPK¦SelectPro¦VDI3805¦Internet_EU |  |  | R424/LR24A-S | Characterised control valve | 1400 kPa | 200 kPa |  | EU\Inbox\Combinations\Folder..4/..5\ | 40
107935 | R424/LR230A | R424/LR230A |  | R424 | / | LR230A | Standard actuator | 1 | Scenario 2 |  | PPK¦SelectPro¦VDI3805¦Internet_EU |  |  | R424/LR230A | Characterised control valve | 1400 kPa | 200 kPa |  | EU\Inbox\Combinations\Folder..4/..5\ | 41
107946 | R424+LR24A-SR | R424+LR24A-SR |  | R424 | + | LR24A-SR | Standard actuator | 1 | Scenario 2 |  | PPK¦SelectPro¦VDI3805¦Internet_EU |  |  | R424+LR24A-SR | Characterised control valve | 1400 kPa | 200 kPa |  | EU\Inbox\Combinations\Folder..4/..5\ | 41
107936 | R424+LR230A-S | R424+LR230A-S |  | R424 | + | LR230A-S | Standard actuator | 0 | Scenario 2 |  | PPK¦SelectPro¦VDI3805¦Internet_EU |  |  | R424+LR230A-S | Characterised control valve | 1400 kPa | 200 kPa |  | EU\Inbox\Combinations\Folder..4/..5\ | 40
107947 | R424/LR24A-SR | R424/LR24A-SR |  | R424 | / | LR24A-SR | Standard actuator | 1 | Scenario 2 |  | PPK¦SelectPro¦VDI3805¦Internet_EU |  |  | R424/LR24A-SR | Characterised control valve | 1400 kPa | 200 kPa |  | EU\Inbox\Combinations\Folder..4/..5\ | 41
107937 | R424/LR230A-S | R424/LR230A-S |  | R424 | / | LR230A-S | Standard actuator | 0 | Scenario 2 |  | PPK¦SelectPro¦VDI3805¦Internet_EU |  |  | R424/LR230A-S | Characterised control valve | 1400 kPa | 200 kPa |  | EU\Inbox\Combinations\Folder..4/..5\ | 40
107938 | R424+LR24A | R424+LR24A |  | R424 | + | LR24A | Standard actuator | 1 | Scenario 2 |  | PPK¦SelectPro¦VDI3805¦Internet_EU |  |  | R424+LR24A | Characterised control valve | 1400 kPa | 200 kPa |  | EU\Inbox\Combinations\Folder..4/..5\ | 41
107939 | R424/LR24A | R424/LR24A |  | R424 | / | LR24A | Standard actuator | 1 | Scenario 2 |  | PPK¦SelectPro¦VDI3805¦Internet_EU |  |  | R424/LR24A | Characterised control valve | 1400 kPa | 200 kPa |  | EU\Inbox\Combinations\Folder..4/..5\ | 41
107950 | R424+LRC24A-SR | R424+LRC24A-SR |  | R424 | + | LRC24A-SR | Fast runner | 1 | Scenario 2 |  | PPK¦SelectPro¦VDI3805¦Internet_EU |  |  | R424+LRC24A-SR | Characterised control valve | 1400 kPa | 200 kPa |  | EU\Inbox\Combinations\Folder..4/..5\ | 41
107951 | R424/LRC24A-SR | R424/LRC24A-SR |  | R424 | / | LRC24A-SR | Fast runner | 1 | Scenario 2 |  | PPK¦SelectPro¦VDI3805¦Internet_EU |  |  | R424/LRC24A-SR | Characterised control valve | 1400 kPa | 200 kPa |  | EU\Inbox\Combinations\Folder..4/..5\ | 41
107942 | R424+LR24A-MP | R424+LR24A-MP |  | R424 | + | LR24A-MP | Communicative actuator | 0 | Scenario 2 |  | PPK¦SelectPro¦VDI3805¦Internet_EU |  |  | R424+LR24A-MP | Characterised control valve | 1400 kPa | 200 kPa |  | EU\Inbox\Combinations\Folder..4/..5\ | 39
108024 | R425/LR230A | R425/LR230A |  | R425 | / | LR230A | Standard actuator | 1 | Scenario 1 |  | PPK¦SelectPro¦VDI3805¦Internet_EU |  |  | R425/LR230A | Open-close ball valve | 1400 kPa | 400 kPa |  | EU\Inbox\Combinations\Folder..4/..5\ | 42
108035 | R425/LR24A-S | R425/LR24A-S |  | R425 | / | LR24A-S | Standard actuator | 0 | Scenario 1 |  | PPK¦SelectPro¦VDI3805¦Internet_EU |  |  | R425/LR24A-S | Open-close ball valve | 1400 kPa | 400 kPa |  | EU\Inbox\Combinations\Folder..4/..5\ | 41
108025 | R425+LR230A-S | R425+LR230A-S |  | R425 | + | LR230A-S | Standard actuator | 0 | Scenario 1 |  | PPK¦SelectPro¦VDI3805¦Internet_EU |  |  | R425+LR230A-S | Open-close ball valve | 1400 kPa | 400 kPa |  | EU\Inbox\Combinations\Folder..4/..5\ | 41
108047 | R425+LRF24 | R425+LRF24 |  | R425 | + | LRF24 | Actuator with emergency control function | 1 | Scenario 1 |  | PPK¦SelectPro¦VDI3805¦Internet_EU |  |  | R425+LRF24 | Open-close ball valve | 1400 kPa | 400 kPa |  | EU\Inbox\Combinations\Folder..4/..5\ | 42
108026 | R425/LR230A-S | R425/LR230A-S |  | R425 | / | LR230A-S | Standard actuator | 0 | Scenario 1 |  | PPK¦SelectPro¦VDI3805¦Internet_EU |  |  | R425/LR230A-S | Open-close ball valve | 1400 kPa | 400 kPa |  | EU\Inbox\Combinations\Folder..4/..5\ | 41
108048 | R425/LRF24 | R425/LRF24 |  | R425 | / | LRF24 | Actuator with emergency control function | 1 | Scenario 1 |  | PPK¦SelectPro¦VDI3805¦Internet_EU |  |  | R425/LRF24 | Open-close ball valve | 1400 kPa | 400 kPa |  | EU\Inbox\Combinations\Folder..4/..5\ | 42
108027 | R425+LR24A | R425+LR24A |  | R425 | + | LR24A | Standard actuator | 1 | Scenario 1 |  | PPK¦SelectPro¦VDI3805¦Internet_EU |  |  | R425+LR24A | Open-close ball valve | 1400 kPa | 400 kPa |  | EU\Inbox\Combinations\Folder..4/..5\ | 42
108039 | R425+LRF230 | R425+LRF230 |  | R425 | + | LRF230 | Actuator with emergency control function | 1 | Scenario 1 |  | PPK¦SelectPro¦VDI3805¦Internet_EU |  |  | R425+LRF230 | Open-close ball valve | 1400 kPa | 400 kPa |  | EU\Inbox\Combinations\Folder..4/..5\ | 43
108028 | R425/LR24A | R425/LR24A |  | R425 | / | LR24A | Standard actuator | 1 | Scenario 1 |  | PPK¦SelectPro¦VDI3805¦Internet_EU |  |  | R425/LR24A | Open-close ball valve | 1400 kPa | 400 kPa |  | EU\Inbox\Combinations\Folder..4/..5\ | 42
108040 | R425/LRF230 | R425/LRF230 |  | R425 | / | LRF230 | Actuator with emergency control function | 1 | Scenario 1 |  | PPK¦SelectPro¦VDI3805¦Internet_EU |  |  | R425/LRF230 | Open-close ball valve | 1400 kPa | 400 kPa |  | EU\Inbox\Combinations\Folder..4/..5\ | 43
108072 | R550+NR230A | R550+NR230A |  | R550 | + | NR230A | Standard actuator | 1 | Scenario 1 |  | PPK¦SelectPro¦VDI3805¦Internet_EU |  |  | R550+NR230A | Change-over ball valve | 1400 kPa | 400 kPa |  | EU\Inbox\Combinations\Folder..4/..5\ | 42
108032 | R425+LR24A-MP | R425+LR24A-MP |  | R425 | + | LR24A-MP | Communicative actuator | 0 | Scenario 1 |  | PPK¦SelectPro¦VDI3805¦Internet_EU |  |  | R425+LR24A-MP | Open-close ball valve | 1400 kPa | 400 kPa |  | EU\Inbox\Combinations\Folder..4/..5\ | 40
108073 | R550/NR230A | R550/NR230A |  | R550 | / | NR230A | Standard actuator | 1 | Scenario 1 |  | PPK¦SelectPro¦VDI3805¦Internet_EU |  |  | R550/NR230A | Change-over ball valve | 1400 kPa | 400 kPa |  | EU\Inbox\Combinations\Folder..4/..5\ | 42
108033 | R425/LR24A-MP | R425/LR24A-MP |  | R425 | / | LR24A-MP | Communicative actuator | 0 | Scenario 1 |  | PPK¦SelectPro¦VDI3805¦Internet_EU |  |  | R425/LR24A-MP | Open-close ball valve | 1400 kPa | 400 kPa |  | EU\Inbox\Combinations\Folder..4/..5\ | 40
108074 | R550+NR230A-S | R550+NR230A-S |  | R550 | + | NR230A-S | Standard actuator | 0 | Scenario 1 |  | PPK¦SelectPro¦VDI3805¦Internet_EU |  |  | R550+NR230A-S | Change-over ball valve | 1400 kPa | 400 kPa |  | EU\Inbox\Combinations\Folder..4/..5\ | 41
108034 | R425+LR24A-S | R425+LR24A-S |  | R425 | + | LR24A-S | Standard actuator | 0 | Scenario 1 |  | PPK¦SelectPro¦VDI3805¦Internet_EU |  |  | R425+LR24A-S | Open-close ball valve | 1400 kPa | 400 kPa |  | EU\Inbox\Combinations\Folder..4/..5\ | 41
108023 | R425+LR230A | R425+LR230A |  | R425 | + | LR230A | Standard actuator | 1 | Scenario 1 |  | PPK¦SelectPro¦VDI3805¦Internet_EU |  |  | R425+LR230A | Open-close ball valve | 1400 kPa | 400 kPa |  | EU\Inbox\Combinations\Folder..4/..5\ | 42
108075 | R550/NR230A-S | R550/NR230A-S |  | R550 | / | NR230A-S | Standard actuator | 0 | Scenario 1 |  | PPK¦SelectPro¦VDI3805¦Internet_EU |  |  | R550/NR230A-S | Change-over ball valve | 1400 kPa | 400 kPa |  | EU\Inbox\Combinations\Folder..4/..5\ | 41
108077 | R550+NR24A | R550+NR24A |  | R550 | + | NR24A | Standard actuator | 1 | Scenario 1 |  | PPK¦SelectPro¦VDI3805¦Internet_EU |  |  | R550+NR24A | Change-over ball valve | 1400 kPa | 400 kPa |  | EU\Inbox\Combinations\Folder..4/..5\ | 43
108078 | R550/NR24A | R550/NR24A |  | R550 | / | NR24A | Standard actuator | 1 | Scenario 1 |  | PPK¦SelectPro¦VDI3805¦Internet_EU |  |  | R550/NR24A | Change-over ball valve | 1400 kPa | 400 kPa |  | EU\Inbox\Combinations\Folder..4/..5\ | 43
108081 | R550+NR24A-MP | R550+NR24A-MP |  | R550 | + | NR24A-MP | Communicative actuator | 0 | Scenario 1 |  | PPK¦SelectPro¦VDI3805¦Internet_EU |  |  | R550+NR24A-MP | Change-over ball valve | 1400 kPa | 400 kPa |  | EU\Inbox\Combinations\Folder..4/..5\ | 41
108082 | R550/NR24A-MP | R550/NR24A-MP |  | R550 | / | NR24A-MP | Communicative actuator | 0 | Scenario 1 |  | PPK¦SelectPro¦VDI3805¦Internet_EU |  |  | R550/NR24A-MP | Change-over ball valve | 1400 kPa | 400 kPa |  | EU\Inbox\Combinations\Folder..4/..5\ | 41
108084 | R550+NR24A-S | R550+NR24A-S |  | R550 | + | NR24A-S | Standard actuator | 0 | Scenario 1 |  | PPK¦SelectPro¦VDI3805¦Internet_EU |  |  | R550+NR24A-S | Change-over ball valve | 1400 kPa | 400 kPa |  | EU\Inbox\Combinations\Folder..4/..5\ | 42
108085 | R550/NR24A-S | R550/NR24A-S |  | R550 | / | NR24A-S | Standard actuator | 0 | Scenario 1 |  | PPK¦SelectPro¦VDI3805¦Internet_EU |  |  | R550/NR24A-S | Change-over ball valve | 1400 kPa | 400 kPa |  | EU\Inbox\Combinations\Folder..4/..5\ | 42
108425 | R431/NRC24A-SR | R431/NRC24A-SR |  | R431 | / | NRC24A-SR | Fast runner | 1 | Scenario 2 |  | PPK¦SelectPro¦VDI3805¦Internet_EU |  |  | R431/NRC24A-SR | Characterised control valve | 1400 kPa | 200 kPa |  | EU\Inbox\Combinations\Folder..4/..5\ | 41
108455 | R432/NR230A | R432/NR230A |  | R432 | / | NR230A | Standard actuator | 1 | Scenario 1 |  | PPK¦SelectPro¦VDI3805¦Internet_EU |  |  | R432/NR230A | Open-close ball valve | 1400 kPa | 400 kPa |  | EU\Inbox\Combinations\Folder..4/..5\ | 42
108416 | R431+NR24A-MP | R431+NR24A-MP |  | R431 | + | NR24A-MP | Communicative actuator | 0 | Scenario 2 |  | PPK¦SelectPro¦VDI3805¦Internet_EU |  |  | R431+NR24A-MP | Characterised control valve | 1400 kPa | 200 kPa |  | EU\Inbox\Combinations\Folder..4/..5\ | 40
108456 | R432+NR230A-S | R432+NR230A-S |  | R432 | + | NR230A-S | Standard actuator | 0 | Scenario 1 |  | PPK¦SelectPro¦VDI3805¦Internet_EU |  |  | R432+NR230A-S | Open-close ball valve | 1400 kPa | 400 kPa |  | EU\Inbox\Combinations\Folder..4/..5\ | 41
108417 | R431/NR24A-MP | R431/NR24A-MP |  | R431 | / | NR24A-MP | Communicative actuator | 0 | Scenario 2 |  | PPK¦SelectPro¦VDI3805¦Internet_EU |  |  | R431/NR24A-MP | Characterised control valve | 1400 kPa | 200 kPa |  | EU\Inbox\Combinations\Folder..4/..5\ | 40
108457 | R432/NR230A-S | R432/NR230A-S |  | R432 | / | NR230A-S | Standard actuator | 0 | Scenario 1 |  | PPK¦SelectPro¦VDI3805¦Internet_EU |  |  | R432/NR230A-S | Open-close ball valve | 1400 kPa | 400 kPa |  | EU\Inbox\Combinations\Folder..4/..5\ | 41
108418 | R431+NR24A-S | R431+NR24A-S |  | R431 | + | NR24A-S | Standard actuator | 0 | Scenario 2 |  | PPK¦SelectPro¦VDI3805¦Internet_EU |  |  | R431+NR24A-S | Characterised control valve | 1400 kPa | 200 kPa |  | EU\Inbox\Combinations\Folder..4/..5\ | 41
108458 | R432+NR24A | R432+NR24A |  | R432 | + | NR24A | Standard actuator | 1 | Scenario 1 |  | PPK¦SelectPro¦VDI3805¦Internet_EU |  |  | R432+NR24A | Open-close ball valve | 1400 kPa | 400 kPa |  | EU\Inbox\Combinations\Folder..4/..5\ | 43
108408 | R431+NR230A | R431+NR230A |  | R431 | + | NR230A | Standard actuator | 1 | Scenario 2 |  | PPK¦SelectPro¦VDI3805¦Internet_EU |  |  | R431+NR230A | Characterised control valve | 1400 kPa | 200 kPa |  | EU\Inbox\Combinations\Folder..4/..5\ | 41
108459 | R432/NR24A | R432/NR24A |  | R432 | / | NR24A | Standard actuator | 1 | Scenario 1 |  | PPK¦SelectPro¦VDI3805¦Internet_EU |  |  | R432/NR24A | Open-close ball valve | 1400 kPa | 400 kPa |  | EU\Inbox\Combinations\Folder..4/..5\ | 43
108419 | R431/NR24A-S | R431/NR24A-S |  | R431 | / | NR24A-S | Standard actuator | 0 | Scenario 2 |  | PPK¦SelectPro¦VDI3805¦Internet_EU |  |  | R431/NR24A-S | Characterised control valve | 1400 kPa | 200 kPa |  | EU\Inbox\Combinations\Folder..4/..5\ | 41
108409 | R431/NR230A | R431/NR230A |  | R431 | / | NR230A | Standard actuator | 1 | Scenario 2 |  | PPK¦SelectPro¦VDI3805¦Internet_EU |  |  | R431/NR230A | Characterised control valve | 1400 kPa | 200 kPa |  | EU\Inbox\Combinations\Folder..4/..5\ | 41
108420 | R431+NR24A-SR | R431+NR24A-SR |  | R431 | + | NR24A-SR | Standard actuator | 1 | Scenario 2 |  | PPK¦SelectPro¦VDI3805¦Internet_EU |  |  | R431+NR24A-SR | Characterised control valve | 1400 kPa | 200 kPa |  | EU\Inbox\Combinations\Folder..4/..5\ | 42
108410 | R431+NR230A-S | R431+NR230A-S |  | R431 | + | NR230A-S | Standard actuator | 0 | Scenario 2 |  | PPK¦SelectPro¦VDI3805¦Internet_EU |  |  | R431+NR230A-S | Characterised control valve | 1400 kPa | 200 kPa |  | EU\Inbox\Combinations\Folder..4/..5\ | 40
108421 | R431/NR24A-SR | R431/NR24A-SR |  | R431 | / | NR24A-SR | Standard actuator | 1 | Scenario 2 |  | PPK¦SelectPro¦VDI3805¦Internet_EU |  |  | R431/NR24A-SR | Characterised control valve | 1400 kPa | 200 kPa |  | EU\Inbox\Combinations\Folder..4/..5\ | 42
108411 | R431/NR230A-S | R431/NR230A-S |  | R431 | / | NR230A-S | Standard actuator | 0 | Scenario 2 |  | PPK¦SelectPro¦VDI3805¦Internet_EU |  |  | R431/NR230A-S | Characterised control valve | 1400 kPa | 200 kPa |  | EU\Inbox\Combinations\Folder..4/..5\ | 40
108462 | R432+NR24A-MP | R432+NR24A-MP |  | R432 | + | NR24A-MP | Communicative actuator | 0 | Scenario 1 |  | PPK¦SelectPro¦VDI3805¦Internet_EU |  |  | R432+NR24A-MP | Open-close ball valve | 1400 kPa | 400 kPa |  | EU\Inbox\Combinations\Folder..4/..5\ | 41
108412 | R431+NR24A | R431+NR24A |  | R431 | + | NR24A | Standard actuator | 1 | Scenario 2 |  | PPK¦SelectPro¦VDI3805¦Internet_EU |  |  | R431+NR24A | Characterised control valve | 1400 kPa | 200 kPa |  | EU\Inbox\Combinations\Folder..4/..5\ | 42
108463 | R432/NR24A-MP | R432/NR24A-MP |  | R432 | / | NR24A-MP | Communicative actuator | 0 | Scenario 1 |  | PPK¦SelectPro¦VDI3805¦Internet_EU |  |  | R432/NR24A-MP | Open-close ball valve | 1400 kPa | 400 kPa |  | EU\Inbox\Combinations\Folder..4/..5\ | 41
108413 | R431/NR24A | R431/NR24A |  | R431 | / | NR24A | Standard actuator | 1 | Scenario 2 |  | PPK¦SelectPro¦VDI3805¦Internet_EU |  |  | R431/NR24A | Characterised control valve | 1400 kPa | 200 kPa |  | EU\Inbox\Combinations\Folder..4/..5\ | 42
108424 | R431+NRC24A-SR | R431+NRC24A-SR |  | R431 | + | NRC24A-SR | Fast runner | 1 | Scenario 2 |  | PPK¦SelectPro¦VDI3805¦Internet_EU |  |  | R431+NRC24A-SR | Characterised control valve | 1400 kPa | 200 kPa |  | EU\Inbox\Combinations\Folder..4/..5\ | 41
108464 | R432+NR24A-S | R432+NR24A-S |  | R432 | + | NR24A-S | Standard actuator | 0 | Scenario 1 |  | PPK¦SelectPro¦VDI3805¦Internet_EU |  |  | R432+NR24A-S | Open-close ball valve | 1400 kPa | 400 kPa |  | EU\Inbox\Combinations\Folder..4/..5\ | 42
108454 | R432+NR230A | R432+NR230A |  | R432 | + | NR230A | Standard actuator | 1 | Scenario 1 |  | PPK¦SelectPro¦VDI3805¦Internet_EU |  |  | R432+NR230A | Open-close ball valve | 1400 kPa | 400 kPa |  | EU\Inbox\Combinations\Folder..4/..5\ | 42
108465 | R432/NR24A-S | R432/NR24A-S |  | R432 | / | NR24A-S | Standard actuator | 0 | Scenario 1 |  | PPK¦SelectPro¦VDI3805¦Internet_EU |  |  | R432/NR24A-S | Open-close ball valve | 1400 kPa | 400 kPa |  | EU\Inbox\Combinations\Folder..4/..5\ | 42
108515 | R438/NRC24A-SR | R438/NRC24A-SR |  | R438 | / | NRC24A-SR | Fast runner | 1 | Scenario 2 |  | PPK¦SelectPro¦VDI3805¦Internet_EU |  |  | R438/NRC24A-SR | Characterised control valve | 1400 kPa | 200 kPa |  | EU\Inbox\Combinations\Folder..4/..5\ | 41
108506 | R438+NR24A-MP | R438+NR24A-MP |  | R438 | + | NR24A-MP | Communicative actuator | 0 | Scenario 2 |  | PPK¦SelectPro¦VDI3805¦Internet_EU |  |  | R438+NR24A-MP | Characterised control valve | 1400 kPa | 200 kPa |  | EU\Inbox\Combinations\Folder..4/..5\ | 40
108507 | R438/NR24A-MP | R438/NR24A-MP |  | R438 | / | NR24A-MP | Communicative actuator | 0 | Scenario 2 |  | PPK¦SelectPro¦VDI3805¦Internet_EU |  |  | R438/NR24A-MP | Characterised control valve | 1400 kPa | 200 kPa |  | EU\Inbox\Combinations\Folder..4/..5\ | 40
108508 | R438+NR24A-S | R438+NR24A-S |  | R438 | + | NR24A-S | Standard actuator | 0 | Scenario 2 |  | PPK¦SelectPro¦VDI3805¦Internet_EU |  |  | R438+NR24A-S | Characterised control valve | 1400 kPa | 200 kPa |  | EU\Inbox\Combinations\Folder..4/..5\ | 41
108498 | R438+NR230A | R438+NR230A |  | R438 | + | NR230A | Standard actuator | 1 | Scenario 2 |  | PPK¦SelectPro¦VDI3805¦Internet_EU |  |  | R438+NR230A | Characterised control valve | 1400 kPa | 200 kPa |  | EU\Inbox\Combinations\Folder..4/..5\ | 41
108499 | R438/NR230A | R438/NR230A |  | R438 | / | NR230A | Standard actuator | 1 | Scenario 2 |  | PPK¦SelectPro¦VDI3805¦Internet_EU |  |  | R438/NR230A | Characterised control valve | 1400 kPa | 200 kPa |  | EU\Inbox\Combinations\Folder..4/..5\ | 41
108509 | R438/NR24A-S | R438/NR24A-S |  | R438 | / | NR24A-S | Standard actuator | 0 | Scenario 2 |  | PPK¦SelectPro¦VDI3805¦Internet_EU |  |  | R438/NR24A-S | Characterised control valve | 1400 kPa | 200 kPa |  | EU\Inbox\Combinations\Folder..4/..5\ | 41
108500 | R438+NR230A-S | R438+NR230A-S |  | R438 | + | NR230A-S | Standard actuator | 0 | Scenario 2 |  | PPK¦SelectPro¦VDI3805¦Internet_EU |  |  | R438+NR230A-S | Characterised control valve | 1400 kPa | 200 kPa |  | EU\Inbox\Combinations\Folder..4/..5\ | 40
108510 | R438+NR24A-SR | R438+NR24A-SR |  | R438 | + | NR24A-SR | Standard actuator | 1 | Scenario 2 |  | PPK¦SelectPro¦VDI3805¦Internet_EU |  |  | R438+NR24A-SR | Characterised control valve | 1400 kPa | 200 kPa |  | EU\Inbox\Combinations\Folder..4/..5\ | 42
108501 | R438/NR230A-S | R438/NR230A-S |  | R438 | / | NR230A-S | Standard actuator | 0 | Scenario 2 |  | PPK¦SelectPro¦VDI3805¦Internet_EU |  |  | R438/NR230A-S | Characterised control valve | 1400 kPa | 200 kPa |  | EU\Inbox\Combinations\Folder..4/..5\ | 40
108511 | R438/NR24A-SR | R438/NR24A-SR |  | R438 | / | NR24A-SR | Standard actuator | 1 | Scenario 2 |  | PPK¦SelectPro¦VDI3805¦Internet_EU |  |  | R438/NR24A-SR | Characterised control valve | 1400 kPa | 200 kPa |  | EU\Inbox\Combinations\Folder..4/..5\ | 42
108502 | R438+NR24A | R438+NR24A |  | R438 | + | NR24A | Standard actuator | 1 | Scenario 2 |  | PPK¦SelectPro¦VDI3805¦Internet_EU |  |  | R438+NR24A | Characterised control valve | 1400 kPa | 200 kPa |  | EU\Inbox\Combinations\Folder..4/..5\ | 42
108503 | R438/NR24A | R438/NR24A |  | R438 | / | NR24A | Standard actuator | 1 | Scenario 2 |  | PPK¦SelectPro¦VDI3805¦Internet_EU |  |  | R438/NR24A | Characterised control valve | 1400 kPa | 200 kPa |  | EU\Inbox\Combinations\Folder..4/..5\ | 42
108514 | R438+NRC24A-SR | R438+NRC24A-SR |  | R438 | + | NRC24A-SR | Fast runner | 1 | Scenario 2 |  | PPK¦SelectPro¦VDI3805¦Internet_EU |  |  | R438+NRC24A-SR | Characterised control valve | 1400 kPa | 200 kPa |  | EU\Inbox\Combinations\Folder..4/..5\ | 41
108595 | R440/NR230A | R440/NR230A |  | R440 | / | NR230A | Standard actuator | 1 | Scenario 1 |  | PPK¦SelectPro¦VDI3805¦Internet_EU |  |  | R440/NR230A | Open-close ball valve | 1400 kPa | 400 kPa |  | EU\Inbox\Combinations\Folder..4/..5\ | 40
108643 | R440/NR24A-S | R440/NR24A-S |  | R440 | / | NR24A-S | Standard actuator | 0 | Scenario 1 |  | PPK¦SelectPro¦VDI3805¦Internet_EU |  |  | R440/NR24A-S | Open-close ball valve | 1400 kPa | 400 kPa |  | EU\Inbox\Combinations\Folder..4/..5\ | 40
108565 | R439/NRC24A-SR | R439/NRC24A-SR |  | R439 | / | NRC24A-SR | Fast runner | 1 | Scenario 2 |  | PPK¦SelectPro¦VDI3805¦Internet_EU |  |  | R439/NRC24A-SR | Characterised control valve | 1400 kPa | 200 kPa |  | EU\Inbox\Combinations\Folder..4/..5\ | 39
108596 | R440+NR230A-S | R440+NR230A-S |  | R440 | + | NR230A-S | Standard actuator | 0 | Scenario 1 |  | PPK¦SelectPro¦VDI3805¦Internet_EU |  |  | R440+NR230A-S | Open-close ball valve | 1400 kPa | 400 kPa |  | EU\Inbox\Combinations\Folder..4/..5\ | 39
108556 | R439+NR24A-MP | R439+NR24A-MP |  | R439 | + | NR24A-MP | Communicative actuator | 0 | Scenario 2 |  | PPK¦SelectPro¦VDI3805¦Internet_EU |  |  | R439+NR24A-MP | Characterised control valve | 1400 kPa | 200 kPa |  | EU\Inbox\Combinations\Folder..4/..5\ | 39
108597 | R440/NR230A-S | R440/NR230A-S |  | R440 | / | NR230A-S | Standard actuator | 0 | Scenario 1 |  | PPK¦SelectPro¦VDI3805¦Internet_EU |  |  | R440/NR230A-S | Open-close ball valve | 1400 kPa | 400 kPa |  | EU\Inbox\Combinations\Folder..4/..5\ | 39
108557 | R439/NR24A-MP | R439/NR24A-MP |  | R439 | / | NR24A-MP | Communicative actuator | 0 | Scenario 2 |  | PPK¦SelectPro¦VDI3805¦Internet_EU |  |  | R439/NR24A-MP | Characterised control valve | 1400 kPa | 200 kPa |  | EU\Inbox\Combinations\Folder..4/..5\ | 39
108598 | R440+NR24A | R440+NR24A |  | R440 | + | NR24A | Standard actuator | 1 | Scenario 1 |  | PPK¦SelectPro¦VDI3805¦Internet_EU |  |  | R440+NR24A | Open-close ball valve | 1400 kPa | 400 kPa |  | EU\Inbox\Combinations\Folder..4/..5\ | 41
108558 | R439+NR24A-S | R439+NR24A-S |  | R439 | + | NR24A-S | Standard actuator | 0 | Scenario 2 |  | PPK¦SelectPro¦VDI3805¦Internet_EU |  |  | R439+NR24A-S | Characterised control valve | 1400 kPa | 200 kPa |  | EU\Inbox\Combinations\Folder..4/..5\ | 39
108548 | R439+NR230A | R439+NR230A |  | R439 | + | NR230A | Standard actuator | 1 | Scenario 2 |  | PPK¦SelectPro¦VDI3805¦Internet_EU |  |  | R439+NR230A | Characterised control valve | 1400 kPa | 200 kPa |  | EU\Inbox\Combinations\Folder..4/..5\ | 39
108599 | R440/NR24A | R440/NR24A |  | R440 | / | NR24A | Standard actuator | 1 | Scenario 1 |  | PPK¦SelectPro¦VDI3805¦Internet_EU |  |  | R440/NR24A | Open-close ball valve | 1400 kPa | 400 kPa |  | EU\Inbox\Combinations\Folder..4/..5\ | 41
108549 | R439/NR230A | R439/NR230A |  | R439 | / | NR230A | Standard actuator | 1 | Scenario 2 |  | PPK¦SelectPro¦VDI3805¦Internet_EU |  |  | R439/NR230A | Characterised control valve | 1400 kPa | 200 kPa |  | EU\Inbox\Combinations\Folder..4/..5\ | 39
108559 | R439/NR24A-S | R439/NR24A-S |  | R439 | / | NR24A-S | Standard actuator | 0 | Scenario 2 |  | PPK¦SelectPro¦VDI3805¦Internet_EU |  |  | R439/NR24A-S | Characterised control valve | 1400 kPa | 200 kPa |  | EU\Inbox\Combinations\Folder..4/..5\ | 39
108550 | R439+NR230A-S | R439+NR230A-S |  | R439 | + | NR230A-S | Standard actuator | 0 | Scenario 2 |  | PPK¦SelectPro¦VDI3805¦Internet_EU |  |  | R439+NR230A-S | Characterised control valve | 1400 kPa | 200 kPa |  | EU\Inbox\Combinations\Folder..4/..5\ | 38
108560 | R439+NR24A-SR | R439+NR24A-SR |  | R439 | + | NR24A-SR | Standard actuator | 1 | Scenario 2 |  | PPK¦SelectPro¦VDI3805¦Internet_EU |  |  | R439+NR24A-SR | Characterised control valve | 1400 kPa | 200 kPa |  | EU\Inbox\Combinations\Folder..4/..5\ | 40
108551 | R439/NR230A-S | R439/NR230A-S |  | R439 | / | NR230A-S | Standard actuator | 0 | Scenario 2 |  | PPK¦SelectPro¦VDI3805¦Internet_EU |  |  | R439/NR230A-S | Characterised control valve | 1400 kPa | 200 kPa |  | EU\Inbox\Combinations\Folder..4/..5\ | 38
108561 | R439/NR24A-SR | R439/NR24A-SR |  | R439 | / | NR24A-SR | Standard actuator | 1 | Scenario 2 |  | PPK¦SelectPro¦VDI3805¦Internet_EU |  |  | R439/NR24A-SR | Characterised control valve | 1400 kPa | 200 kPa |  | EU\Inbox\Combinations\Folder..4/..5\ | 40
108602 | R440+NR24A-MP | R440+NR24A-MP |  | R440 | + | NR24A-MP | Communicative actuator | 0 | Scenario 1 |  | PPK¦SelectPro¦VDI3805¦Internet_EU |  |  | R440+NR24A-MP | Open-close ball valve | 1400 kPa | 400 kPa |  | EU\Inbox\Combinations\Folder..4/..5\ | 39
108552 | R439+NR24A | R439+NR24A |  | R439 | + | NR24A | Standard actuator | 1 | Scenario 2 |  | PPK¦SelectPro¦VDI3805¦Internet_EU |  |  | R439+NR24A | Characterised control valve | 1400 kPa | 200 kPa |  | EU\Inbox\Combinations\Folder..4/..5\ | 40
108603 | R440/NR24A-MP | R440/NR24A-MP |  | R440 | / | NR24A-MP | Communicative actuator | 0 | Scenario 1 |  | PPK¦SelectPro¦VDI3805¦Internet_EU |  |  | R440/NR24A-MP | Open-close ball valve | 1400 kPa | 400 kPa |  | EU\Inbox\Combinations\Folder..4/..5\ | 39
108553 | R439/NR24A | R439/NR24A |  | R439 | / | NR24A | Standard actuator | 1 | Scenario 2 |  | PPK¦SelectPro¦VDI3805¦Internet_EU |  |  | R439/NR24A | Characterised control valve | 1400 kPa | 200 kPa |  | EU\Inbox\Combinations\Folder..4/..5\ | 40
108642 | R440+NR24A-S | R440+NR24A-S |  | R440 | + | NR24A-S | Standard actuator | 0 | Scenario 1 |  | PPK¦SelectPro¦VDI3805¦Internet_EU |  |  | R440+NR24A-S | Open-close ball valve | 1400 kPa | 400 kPa |  | EU\Inbox\Combinations\Folder..4/..5\ | 40
108594 | R440+NR230A | R440+NR230A |  | R440 | + | NR230A | Standard actuator | 1 | Scenario 1 |  | PPK¦SelectPro¦VDI3805¦Internet_EU |  |  | R440+NR230A | Open-close ball valve | 1400 kPa | 400 kPa |  | EU\Inbox\Combinations\Folder..4/..5\ | 40
108564 | R439+NRC24A-SR | R439+NRC24A-SR |  | R439 | + | NRC24A-SR | Fast runner | 1 | Scenario 2 |  | PPK¦SelectPro¦VDI3805¦Internet_EU |  |  | R439+NRC24A-SR | Characterised control valve | 1400 kPa | 200 kPa |  | EU\Inbox\Combinations\Folder..4/..5\ | 39
108693 | R448/NRC24A-SR | R448/NRC24A-SR |  | R448 | / | NRC24A-SR | Fast runner | 1 | Scenario 2 |  | PPK¦SelectPro¦VDI3805¦Internet_EU |  |  | R448/NRC24A-SR | Characterised control valve | 1400 kPa | 200 kPa |  | EU\Inbox\Combinations\Folder..4/..5\ | 39
108734 | R449+NR24A-MP | R449+NR24A-MP |  | R449 | + | NR24A-MP | Communicative actuator | 0 | Scenario 2 |  | PPK¦SelectPro¦VDI3805¦Internet_EU |  |  | R449+NR24A-MP | Characterised control valve | 1400 kPa | 200 kPa |  | EU\Inbox\Combinations\Folder..4/..5\ | 38
108684 | R448+NR24A-MP | R448+NR24A-MP |  | R448 | + | NR24A-MP | Communicative actuator | 0 | Scenario 2 |  | PPK¦SelectPro¦VDI3805¦Internet_EU |  |  | R448+NR24A-MP | Characterised control valve | 1400 kPa | 200 kPa |  | EU\Inbox\Combinations\Folder..4/..5\ | 38
108735 | R449/NR24A-MP | R449/NR24A-MP |  | R449 | / | NR24A-MP | Communicative actuator | 0 | Scenario 2 |  | PPK¦SelectPro¦VDI3805¦Internet_EU |  |  | R449/NR24A-MP | Characterised control valve | 1400 kPa | 200 kPa |  | EU\Inbox\Combinations\Folder..4/..5\ | 38
108685 | R448/NR24A-MP | R448/NR24A-MP |  | R448 | / | NR24A-MP | Communicative actuator | 0 | Scenario 2 |  | PPK¦SelectPro¦VDI3805¦Internet_EU |  |  | R448/NR24A-MP | Characterised control valve | 1400 kPa | 200 kPa |  | EU\Inbox\Combinations\Folder..4/..5\ | 38
108736 | R449+NR24A-S | R449+NR24A-S |  | R449 | + | NR24A-S | Standard actuator | 0 | Scenario 2 |  | PPK¦SelectPro¦VDI3805¦Internet_EU |  |  | R449+NR24A-S | Characterised control valve | 1400 kPa | 200 kPa |  | EU\Inbox\Combinations\Folder..4/..5\ | 39
108726 | R449+NR230A | R449+NR230A |  | R449 | + | NR230A | Standard actuator | 1 | Scenario 2 |  | PPK¦SelectPro¦VDI3805¦Internet_EU |  |  | R449+NR230A | Characterised control valve | 1400 kPa | 200 kPa |  | EU\Inbox\Combinations\Folder..4/..5\ | 39
108686 | R448+NR24A-S | R448+NR24A-S |  | R448 | + | NR24A-S | Standard actuator | 0 | Scenario 2 |  | PPK¦SelectPro¦VDI3805¦Internet_EU |  |  | R448+NR24A-S | Characterised control valve | 1400 kPa | 200 kPa |  | EU\Inbox\Combinations\Folder..4/..5\ | 39
108676 | R448+NR230A | R448+NR230A |  | R448 | + | NR230A | Standard actuator | 1 | Scenario 2 |  | PPK¦SelectPro¦VDI3805¦Internet_EU |  |  | R448+NR230A | Characterised control valve | 1400 kPa | 200 kPa |  | EU\Inbox\Combinations\Folder..4/..5\ | 39
108727 | R449/NR230A | R449/NR230A |  | R449 | / | NR230A | Standard actuator | 1 | Scenario 2 |  | PPK¦SelectPro¦VDI3805¦Internet_EU |  |  | R449/NR230A | Characterised control valve | 1400 kPa | 200 kPa |  | EU\Inbox\Combinations\Folder..4/..5\ | 39
108737 | R449/NR24A-S | R449/NR24A-S |  | R449 | / | NR24A-S | Standard actuator | 0 | Scenario 2 |  | PPK¦SelectPro¦VDI3805¦Internet_EU |  |  | R449/NR24A-S | Characterised control valve | 1400 kPa | 200 kPa |  | EU\Inbox\Combinations\Folder..4/..5\ | 39
108677 | R448/NR230A | R448/NR230A |  | R448 | / | NR230A | Standard actuator | 1 | Scenario 2 |  | PPK¦SelectPro¦VDI3805¦Internet_EU |  |  | R448/NR230A | Characterised control valve | 1400 kPa | 200 kPa |  | EU\Inbox\Combinations\Folder..4/..5\ | 39
108687 | R448/NR24A-S | R448/NR24A-S |  | R448 | / | NR24A-S | Standard actuator | 0 | Scenario 2 |  | PPK¦SelectPro¦VDI3805¦Internet_EU |  |  | R448/NR24A-S | Characterised control valve | 1400 kPa | 200 kPa |  | EU\Inbox\Combinations\Folder..4/..5\ | 39
108728 | R449+NR230A-S | R449+NR230A-S |  | R449 | + | NR230A-S | Standard actuator | 0 | Scenario 2 |  | PPK¦SelectPro¦VDI3805¦Internet_EU |  |  | R449+NR230A-S | Characterised control valve | 1400 kPa | 200 kPa |  | EU\Inbox\Combinations\Folder..4/..5\ | 38
108738 | R449+NR24A-SR | R449+NR24A-SR |  | R449 | + | NR24A-SR | Standard actuator | 1 | Scenario 2 |  | PPK¦SelectPro¦VDI3805¦Internet_EU |  |  | R449+NR24A-SR | Characterised control valve | 1400 kPa | 200 kPa |  | EU\Inbox\Combinations\Folder..4/..5\ | 40
108678 | R448+NR230A-S | R448+NR230A-S |  | R448 | + | NR230A-S | Standard actuator | 0 | Scenario 2 |  | PPK¦SelectPro¦VDI3805¦Internet_EU |  |  | R448+NR230A-S | Characterised control valve | 1400 kPa | 200 kPa |  | EU\Inbox\Combinations\Folder..4/..5\ | 38
108688 | R448+NR24A-SR | R448+NR24A-SR |  | R448 | + | NR24A-SR | Standard actuator | 1 | Scenario 2 |  | PPK¦SelectPro¦VDI3805¦Internet_EU |  |  | R448+NR24A-SR | Characterised control valve | 1400 kPa | 200 kPa |  | EU\Inbox\Combinations\Folder..4/..5\ | 40
108729 | R449/NR230A-S | R449/NR230A-S |  | R449 | / | NR230A-S | Standard actuator | 0 | Scenario 2 |  | PPK¦SelectPro¦VDI3805¦Internet_EU |  |  | R449/NR230A-S | Characterised control valve | 1400 kPa | 200 kPa |  | EU\Inbox\Combinations\Folder..4/..5\ | 38
108739 | R449/NR24A-SR | R449/NR24A-SR |  | R449 | / | NR24A-SR | Standard actuator | 1 | Scenario 2 |  | PPK¦SelectPro¦VDI3805¦Internet_EU |  |  | R449/NR24A-SR | Characterised control valve | 1400 kPa | 200 kPa |  | EU\Inbox\Combinations\Folder..4/..5\ | 40
108679 | R448/NR230A-S | R448/NR230A-S |  | R448 | / | NR230A-S | Standard actuator | 0 | Scenario 2 |  | PPK¦SelectPro¦VDI3805¦Internet_EU |  |  | R448/NR230A-S | Characterised control valve | 1400 kPa | 200 kPa |  | EU\Inbox\Combinations\Folder..4/..5\ | 38
108689 | R448/NR24A-SR | R448/NR24A-SR |  | R448 | / | NR24A-SR | Standard actuator | 1 | Scenario 2 |  | PPK¦SelectPro¦VDI3805¦Internet_EU |  |  | R448/NR24A-SR | Characterised control valve | 1400 kPa | 200 kPa |  | EU\Inbox\Combinations\Folder..4/..5\ | 40
108730 | R449+NR24A | R449+NR24A |  | R449 | + | NR24A | Standard actuator | 1 | Scenario 2 |  | PPK¦SelectPro¦VDI3805¦Internet_EU |  |  | R449+NR24A | Characterised control valve | 1400 kPa | 200 kPa |  | EU\Inbox\Combinations\Folder..4/..5\ | 40
108680 | R448+NR24A | R448+NR24A |  | R448 | + | NR24A | Standard actuator | 1 | Scenario 2 |  | PPK¦SelectPro¦VDI3805¦Internet_EU |  |  | R448+NR24A | Characterised control valve | 1400 kPa | 200 kPa |  | EU\Inbox\Combinations\Folder..4/..5\ | 40
108731 | R449/NR24A | R449/NR24A |  | R449 | / | NR24A | Standard actuator | 1 | Scenario 2 |  | PPK¦SelectPro¦VDI3805¦Internet_EU |  |  | R449/NR24A | Characterised control valve | 1400 kPa | 200 kPa |  | EU\Inbox\Combinations\Folder..4/..5\ | 40
108681 | R448/NR24A | R448/NR24A |  | R448 | / | NR24A | Standard actuator | 1 | Scenario 2 |  | PPK¦SelectPro¦VDI3805¦Internet_EU |  |  | R448/NR24A | Characterised control valve | 1400 kPa | 200 kPa |  | EU\Inbox\Combinations\Folder..4/..5\ | 40
108742 | R449+NRC24A-SR | R449+NRC24A-SR |  | R449 | + | NRC24A-SR | Fast runner | 1 | Scenario 2 |  | PPK¦SelectPro¦VDI3805¦Internet_EU |  |  | R449+NRC24A-SR | Characterised control valve | 1400 kPa | 200 kPa |  | EU\Inbox\Combinations\Folder..4/..5\ | 39
108692 | R448+NRC24A-SR | R448+NRC24A-SR |  | R448 | + | NRC24A-SR | Fast runner | 1 | Scenario 2 |  | PPK¦SelectPro¦VDI3805¦Internet_EU |  |  | R448+NRC24A-SR | Characterised control valve | 1400 kPa | 200 kPa |  | EU\Inbox\Combinations\Folder..4/..5\ | 39
108783 | R450/NR24A-S | R450/NR24A-S |  | R450 | / | NR24A-S | Standard actuator | 0 | Scenario 1 |  | PPK¦SelectPro¦VDI3805¦Internet_EU |  |  | R450/NR24A-S | Open-close ball valve | 1400 kPa | 400 kPa |  | EU\Inbox\Combinations\Folder..4/..5\ | 40
108743 | R449/NRC24A-SR | R449/NRC24A-SR |  | R449 | / | NRC24A-SR | Fast runner | 1 | Scenario 2 |  | PPK¦SelectPro¦VDI3805¦Internet_EU |  |  | R449/NRC24A-SR | Characterised control valve | 1400 kPa | 200 kPa |  | EU\Inbox\Combinations\Folder..4/..5\ | 39
108773 | R450/NR230A | R450/NR230A |  | R450 | / | NR230A | Standard actuator | 1 | Scenario 1 |  | PPK¦SelectPro¦VDI3805¦Internet_EU |  |  | R450/NR230A | Open-close ball valve | 1400 kPa | 400 kPa |  | EU\Inbox\Combinations\Folder..4/..5\ | 40
108774 | R450+NR230A-S | R450+NR230A-S |  | R450 | + | NR230A-S | Standard actuator | 0 | Scenario 1 |  | PPK¦SelectPro¦VDI3805¦Internet_EU |  |  | R450+NR230A-S | Open-close ball valve | 1400 kPa | 400 kPa |  | EU\Inbox\Combinations\Folder..4/..5\ | 39
108775 | R450/NR230A-S | R450/NR230A-S |  | R450 | / | NR230A-S | Standard actuator | 0 | Scenario 1 |  | PPK¦SelectPro¦VDI3805¦Internet_EU |  |  | R450/NR230A-S | Open-close ball valve | 1400 kPa | 400 kPa |  | EU\Inbox\Combinations\Folder..4/..5\ | 39
108776 | R450+NR24A | R450+NR24A |  | R450 | + | NR24A | Standard actuator | 1 | Scenario 1 |  | PPK¦SelectPro¦VDI3805¦Internet_EU |  |  | R450+NR24A | Open-close ball valve | 1400 kPa | 400 kPa |  | EU\Inbox\Combinations\Folder..4/..5\ | 41
108777 | R450/NR24A | R450/NR24A |  | R450 | / | NR24A | Standard actuator | 1 | Scenario 1 |  | PPK¦SelectPro¦VDI3805¦Internet_EU |  |  | R450/NR24A | Open-close ball valve | 1400 kPa | 400 kPa |  | EU\Inbox\Combinations\Folder..4/..5\ | 41
108780 | R450+NR24A-MP | R450+NR24A-MP |  | R450 | + | NR24A-MP | Communicative actuator | 0 | Scenario 1 |  | PPK¦SelectPro¦VDI3805¦Internet_EU |  |  | R450+NR24A-MP | Open-close ball valve | 1400 kPa | 400 kPa |  | EU\Inbox\Combinations\Folder..4/..5\ | 39
108781 | R450/NR24A-MP | R450/NR24A-MP |  | R450 | / | NR24A-MP | Communicative actuator | 0 | Scenario 1 |  | PPK¦SelectPro¦VDI3805¦Internet_EU |  |  | R450/NR24A-MP | Open-close ball valve | 1400 kPa | 400 kPa |  | EU\Inbox\Combinations\Folder..4/..5\ | 39
108772 | R450+NR230A | R450+NR230A |  | R450 | + | NR230A | Standard actuator | 1 | Scenario 1 |  | PPK¦SelectPro¦VDI3805¦Internet_EU |  |  | R450+NR230A | Open-close ball valve | 1400 kPa | 400 kPa |  | EU\Inbox\Combinations\Folder..4/..5\ | 40
108782 | R450+NR24A-S | R450+NR24A-S |  | R450 | + | NR24A-S | Standard actuator | 0 | Scenario 1 |  | PPK¦SelectPro¦VDI3805¦Internet_EU |  |  | R450+NR24A-S | Open-close ball valve | 1400 kPa | 400 kPa |  | EU\Inbox\Combinations\Folder..4/..5\ | 40
108883 | R509/LR24A | R509/LR24A |  | R509 | / | LR24A | Standard actuator | 1 | Scenario 2 |  | PPK¦SelectPro¦VDI3805¦Internet_EU |  |  | R509/LR24A | Characterised control valve | 1400 kPa | 200 kPa |  | EU\Inbox\Combinations\Folder..4/..5\ | 42
108894 | R509+LRC24A-SR | R509+LRC24A-SR |  | R509 | + | LRC24A-SR | Fast runner | 1 | Scenario 2 |  | PPK¦SelectPro¦VDI3805¦Internet_EU |  |  | R509+LRC24A-SR | Characterised control valve | 1400 kPa | 200 kPa |  | EU\Inbox\Combinations\Folder..4/..5\ | 41
108895 | R509/LRC24A-SR | R509/LRC24A-SR |  | R509 | / | LRC24A-SR | Fast runner | 1 | Scenario 2 |  | PPK¦SelectPro¦VDI3805¦Internet_EU |  |  | R509/LRC24A-SR | Characterised control valve | 1400 kPa | 200 kPa |  | EU\Inbox\Combinations\Folder..4/..5\ | 42
108886 | R509+LR24A-MP | R509+LR24A-MP |  | R509 | + | LR24A-MP | Communicative actuator | 0 | Scenario 2 |  | PPK¦SelectPro¦VDI3805¦Internet_EU |  |  | R509+LR24A-MP | Characterised control valve | 1400 kPa | 200 kPa |  | EU\Inbox\Combinations\Folder..4/..5\ | 40
108887 | R509/LR24A-MP | R509/LR24A-MP |  | R509 | / | LR24A-MP | Communicative actuator | 0 | Scenario 2 |  | PPK¦SelectPro¦VDI3805¦Internet_EU |  |  | R509/LR24A-MP | Characterised control valve | 1400 kPa | 200 kPa |  | EU\Inbox\Combinations\Folder..4/..5\ | 41
108878 | R509+LR230A | R509+LR230A |  | R509 | + | LR230A | Standard actuator | 1 | Scenario 2 |  | PPK¦SelectPro¦VDI3805¦Internet_EU |  |  | R509+LR230A | Characterised control valve | 1400 kPa | 200 kPa |  | EU\Inbox\Combinations\Folder..4/..5\ | 42
108888 | R509+LR24A-S | R509+LR24A-S |  | R509 | + | LR24A-S | Standard actuator | 0 | Scenario 2 |  | PPK¦SelectPro¦VDI3805¦Internet_EU |  |  | R509+LR24A-S | Characterised control valve | 1400 kPa | 200 kPa |  | EU\Inbox\Combinations\Folder..4/..5\ | 42
108879 | R509/LR230A | R509/LR230A |  | R509 | / | LR230A | Standard actuator | 1 | Scenario 2 |  | PPK¦SelectPro¦VDI3805¦Internet_EU |  |  | R509/LR230A | Characterised control valve | 1400 kPa | 200 kPa |  | EU\Inbox\Combinations\Folder..4/..5\ | 42
108889 | R509/LR24A-S | R509/LR24A-S |  | R509 | / | LR24A-S | Standard actuator | 0 | Scenario 2 |  | PPK¦SelectPro¦VDI3805¦Internet_EU |  |  | R509/LR24A-S | Characterised control valve | 1400 kPa | 200 kPa |  | EU\Inbox\Combinations\Folder..4/..5\ | 41
108880 | R509+LR230A-S | R509+LR230A-S |  | R509 | + | LR230A-S | Standard actuator | 0 | Scenario 2 |  | PPK¦SelectPro¦VDI3805¦Internet_EU |  |  | R509+LR230A-S | Characterised control valve | 1400 kPa | 200 kPa |  | EU\Inbox\Combinations\Folder..4/..5\ | 42
108890 | R509+LR24A-SR | R509+LR24A-SR |  | R509 | + | LR24A-SR | Standard actuator | 1 | Scenario 2 |  | PPK¦SelectPro¦VDI3805¦Internet_EU |  |  | R509+LR24A-SR | Characterised control valve | 1400 kPa | 200 kPa |  | EU\Inbox\Combinations\Folder..4/..5\ | 41
108881 | R509/LR230A-S | R509/LR230A-S |  | R509 | / | LR230A-S | Standard actuator | 0 | Scenario 2 |  | PPK¦SelectPro¦VDI3805¦Internet_EU |  |  | R509/LR230A-S | Characterised control valve | 1400 kPa | 200 kPa |  | EU\Inbox\Combinations\Folder..4/..5\ | 42
108891 | R509/LR24A-SR | R509/LR24A-SR |  | R509 | / | LR24A-SR | Standard actuator | 1 | Scenario 2 |  | PPK¦SelectPro¦VDI3805¦Internet_EU |  |  | R509/LR24A-SR | Characterised control valve | 1400 kPa | 200 kPa |  | EU\Inbox\Combinations\Folder..4/..5\ | 42
108882 | R509+LR24A | R509+LR24A |  | R509 | + | LR24A | Standard actuator | 1 | Scenario 2 |  | PPK¦SelectPro¦VDI3805¦Internet_EU |  |  | R509+LR24A | Characterised control valve | 1400 kPa | 200 kPa |  | EU\Inbox\Combinations\Folder..4/..5\ | 42
109003 | R510/LR24A | R510/LR24A |  | R510 | / | LR24A | Standard actuator | 1 | Scenario 2 |  | PPK¦SelectPro¦VDI3805¦Internet_EU |  |  | R510/LR24A | Characterised control valve | 1400 kPa | 200 kPa |  | EU\Inbox\Combinations\Folder..4/..5\ | 42
109014 | R510+LRC24A-SR | R510+LRC24A-SR |  | R510 | + | LRC24A-SR | Fast runner | 1 | Scenario 2 |  | PPK¦SelectPro¦VDI3805¦Internet_EU |  |  | R510+LRC24A-SR | Characterised control valve | 1400 kPa | 200 kPa |  | EU\Inbox\Combinations\Folder..4/..5\ | 42
109015 | R510/LRC24A-SR | R510/LRC24A-SR |  | R510 | / | LRC24A-SR | Fast runner | 1 | Scenario 2 |  | PPK¦SelectPro¦VDI3805¦Internet_EU |  |  | R510/LRC24A-SR | Characterised control valve | 1400 kPa | 200 kPa |  | EU\Inbox\Combinations\Folder..4/..5\ | 42
109006 | R510+LR24A-MP | R510+LR24A-MP |  | R510 | + | LR24A-MP | Communicative actuator | 0 | Scenario 2 |  | PPK¦SelectPro¦VDI3805¦Internet_EU |  |  | R510+LR24A-MP | Characterised control valve | 1400 kPa | 200 kPa |  | EU\Inbox\Combinations\Folder..4/..5\ | 41
109007 | R510/LR24A-MP | R510/LR24A-MP |  | R510 | / | LR24A-MP | Communicative actuator | 0 | Scenario 2 |  | PPK¦SelectPro¦VDI3805¦Internet_EU |  |  | R510/LR24A-MP | Characterised control valve | 1400 kPa | 200 kPa |  | EU\Inbox\Combinations\Folder..4/..5\ | 41
108998 | R510+LR230A | R510+LR230A |  | R510 | + | LR230A | Standard actuator | 1 | Scenario 2 |  | PPK¦SelectPro¦VDI3805¦Internet_EU |  |  | R510+LR230A | Characterised control valve | 1400 kPa | 200 kPa |  | EU\Inbox\Combinations\Folder..4/..5\ | 42
109008 | R510+LR24A-S | R510+LR24A-S |  | R510 | + | LR24A-S | Standard actuator | 0 | Scenario 2 |  | PPK¦SelectPro¦VDI3805¦Internet_EU |  |  | R510+LR24A-S | Characterised control valve | 1400 kPa | 200 kPa |  | EU\Inbox\Combinations\Folder..4/..5\ | 42
108999 | R510/LR230A | R510/LR230A |  | R510 | / | LR230A | Standard actuator | 1 | Scenario 2 |  | PPK¦SelectPro¦VDI3805¦Internet_EU |  |  | R510/LR230A | Characterised control valve | 1400 kPa | 200 kPa |  | EU\Inbox\Combinations\Folder..4/..5\ | 42
109009 | R510/LR24A-S | R510/LR24A-S |  | R510 | / | LR24A-S | Standard actuator | 0 | Scenario 2 |  | PPK¦SelectPro¦VDI3805¦Internet_EU |  |  | R510/LR24A-S | Characterised control valve | 1400 kPa | 200 kPa |  | EU\Inbox\Combinations\Folder..4/..5\ | 42
109000 | R510+LR230A-S | R510+LR230A-S |  | R510 | + | LR230A-S | Standard actuator | 0 | Scenario 2 |  | PPK¦SelectPro¦VDI3805¦Internet_EU |  |  | R510+LR230A-S | Characterised control valve | 1400 kPa | 200 kPa |  | EU\Inbox\Combinations\Folder..4/..5\ | 42
109010 | R510+LR24A-SR | R510+LR24A-SR |  | R510 | + | LR24A-SR | Standard actuator | 1 | Scenario 2 |  | PPK¦SelectPro¦VDI3805¦Internet_EU |  |  | R510+LR24A-SR | Characterised control valve | 1400 kPa | 200 kPa |  | EU\Inbox\Combinations\Folder..4/..5\ | 42
109001 | R510/LR230A-S | R510/LR230A-S |  | R510 | / | LR230A-S | Standard actuator | 0 | Scenario 2 |  | PPK¦SelectPro¦VDI3805¦Internet_EU |  |  | R510/LR230A-S | Characterised control valve | 1400 kPa | 200 kPa |  | EU\Inbox\Combinations\Folder..4/..5\ | 42
109011 | R510/LR24A-SR | R510/LR24A-SR |  | R510 | / | LR24A-SR | Standard actuator | 1 | Scenario 2 |  | PPK¦SelectPro¦VDI3805¦Internet_EU |  |  | R510/LR24A-SR | Characterised control valve | 1400 kPa | 200 kPa |  | EU\Inbox\Combinations\Folder..4/..5\ | 42
109002 | R510+LR24A | R510+LR24A |  | R510 | + | LR24A | Standard actuator | 1 | Scenario 2 |  | PPK¦SelectPro¦VDI3805¦Internet_EU |  |  | R510+LR24A | Characterised control valve | 1400 kPa | 200 kPa |  | EU\Inbox\Combinations\Folder..4/..5\ | 42
109123 | R511/LR24A | R511/LR24A |  | R511 | / | LR24A | Standard actuator | 1 | Scenario 2 |  | PPK¦SelectPro¦VDI3805¦Internet_EU |  |  | R511/LR24A | Characterised control valve | 1400 kPa | 200 kPa |  | EU\Inbox\Combinations\Folder..4/..5\ | 42
109134 | R511+LRC24A-SR | R511+LRC24A-SR |  | R511 | + | LRC24A-SR | Fast runner | 1 | Scenario 2 |  | PPK¦SelectPro¦VDI3805¦Internet_EU |  |  | R511+LRC24A-SR | Characterised control valve | 1400 kPa | 200 kPa |  | EU\Inbox\Combinations\Folder..4/..5\ | 42
109135 | R511/LRC24A-SR | R511/LRC24A-SR |  | R511 | / | LRC24A-SR | Fast runner | 1 | Scenario 2 |  | PPK¦SelectPro¦VDI3805¦Internet_EU |  |  | R511/LRC24A-SR | Characterised control valve | 1400 kPa | 200 kPa |  | EU\Inbox\Combinations\Folder..4/..5\ | 41
109126 | R511+LR24A-MP | R511+LR24A-MP |  | R511 | + | LR24A-MP | Communicative actuator | 0 | Scenario 2 |  | PPK¦SelectPro¦VDI3805¦Internet_EU |  |  | R511+LR24A-MP | Characterised control valve | 1400 kPa | 200 kPa |  | EU\Inbox\Combinations\Folder..4/..5\ | 39
109127 | R511/LR24A-MP | R511/LR24A-MP |  | R511 | / | LR24A-MP | Communicative actuator | 0 | Scenario 2 |  | PPK¦SelectPro¦VDI3805¦Internet_EU |  |  | R511/LR24A-MP | Characterised control valve | 1400 kPa | 200 kPa |  | EU\Inbox\Combinations\Folder..4/..5\ | 40
109118 | R511+LR230A | R511+LR230A |  | R511 | + | LR230A | Standard actuator | 1 | Scenario 2 |  | PPK¦SelectPro¦VDI3805¦Internet_EU |  |  | R511+LR230A | Characterised control valve | 1400 kPa | 200 kPa |  | EU\Inbox\Combinations\Folder..4/..5\ | 42
109128 | R511+LR24A-S | R511+LR24A-S |  | R511 | + | LR24A-S | Standard actuator | 0 | Scenario 2 |  | PPK¦SelectPro¦VDI3805¦Internet_EU |  |  | R511+LR24A-S | Characterised control valve | 1400 kPa | 200 kPa |  | EU\Inbox\Combinations\Folder..4/..5\ | 40
109119 | R511/LR230A | R511/LR230A |  | R511 | / | LR230A | Standard actuator | 1 | Scenario 2 |  | PPK¦SelectPro¦VDI3805¦Internet_EU |  |  | R511/LR230A | Characterised control valve | 1400 kPa | 200 kPa |  | EU\Inbox\Combinations\Folder..4/..5\ | 41
109129 | R511/LR24A-S | R511/LR24A-S |  | R511 | / | LR24A-S | Standard actuator | 0 | Scenario 2 |  | PPK¦SelectPro¦VDI3805¦Internet_EU |  |  | R511/LR24A-S | Characterised control valve | 1400 kPa | 200 kPa |  | EU\Inbox\Combinations\Folder..4/..5\ | 41
109120 | R511+LR230A-S | R511+LR230A-S |  | R511 | + | LR230A-S | Standard actuator | 0 | Scenario 2 |  | PPK¦SelectPro¦VDI3805¦Internet_EU |  |  | R511+LR230A-S | Characterised control valve | 1400 kPa | 200 kPa |  | EU\Inbox\Combinations\Folder..4/..5\ | 41
109130 | R511+LR24A-SR | R511+LR24A-SR |  | R511 | + | LR24A-SR | Standard actuator | 1 | Scenario 2 |  | PPK¦SelectPro¦VDI3805¦Internet_EU |  |  | R511+LR24A-SR | Characterised control valve | 1400 kPa | 200 kPa |  | EU\Inbox\Combinations\Folder..4/..5\ | 40
109121 | R511/LR230A-S | R511/LR230A-S |  | R511 | / | LR230A-S | Standard actuator | 0 | Scenario 2 |  | PPK¦SelectPro¦VDI3805¦Internet_EU |  |  | R511/LR230A-S | Characterised control valve | 1400 kPa | 200 kPa |  | EU\Inbox\Combinations\Folder..4/..5\ | 41
109131 | R511/LR24A-SR | R511/LR24A-SR |  | R511 | / | LR24A-SR | Standard actuator | 1 | Scenario 2 |  | PPK¦SelectPro¦VDI3805¦Internet_EU |  |  | R511/LR24A-SR | Characterised control valve | 1400 kPa | 200 kPa |  | EU\Inbox\Combinations\Folder..4/..5\ | 42
109122 | R511+LR24A | R511+LR24A |  | R511 | + | LR24A | Standard actuator | 1 | Scenario 2 |  | PPK¦SelectPro¦VDI3805¦Internet_EU |  |  | R511+LR24A | Characterised control valve | 1400 kPa | 200 kPa |  | EU\Inbox\Combinations\Folder..4/..5\ | 41
109243 | R512/LR24A | R512/LR24A |  | R512 | / | LR24A | Standard actuator | 1 | Scenario 2 |  | PPK¦SelectPro¦VDI3805¦Internet_EU |  |  | R512/LR24A | Characterised control valve | 1400 kPa | 200 kPa |  | EU\Inbox\Combinations\Folder..4/..5\ | 43
109254 | R512+LRC24A-SR | R512+LRC24A-SR |  | R512 | + | LRC24A-SR | Fast runner | 1 | Scenario 2 |  | PPK¦SelectPro¦VDI3805¦Internet_EU |  |  | R512+LRC24A-SR | Characterised control valve | 1400 kPa | 200 kPa |  | EU\Inbox\Combinations\Folder..4/..5\ | 43
109255 | R512/LRC24A-SR | R512/LRC24A-SR |  | R512 | / | LRC24A-SR | Fast runner | 1 | Scenario 2 |  | PPK¦SelectPro¦VDI3805¦Internet_EU |  |  | R512/LRC24A-SR | Characterised control valve | 1400 kPa | 200 kPa |  | EU\Inbox\Combinations\Folder..4/..5\ | 44
109246 | R512+LR24A-MP | R512+LR24A-MP |  | R512 | + | LR24A-MP | Communicative actuator | 0 | Scenario 2 |  | PPK¦SelectPro¦VDI3805¦Internet_EU |  |  | R512+LR24A-MP | Characterised control valve | 1400 kPa | 200 kPa |  | EU\Inbox\Combinations\Folder..4/..5\ | 42
109247 | R512/LR24A-MP | R512/LR24A-MP |  | R512 | / | LR24A-MP | Communicative actuator | 0 | Scenario 2 |  | PPK¦SelectPro¦VDI3805¦Internet_EU |  |  | R512/LR24A-MP | Characterised control valve | 1400 kPa | 200 kPa |  | EU\Inbox\Combinations\Folder..4/..5\ | 42
109248 | R512+LR24A-S | R512+LR24A-S |  | R512 | + | LR24A-S | Standard actuator | 0 | Scenario 2 |  | PPK¦SelectPro¦VDI3805¦Internet_EU |  |  | R512+LR24A-S | Characterised control valve | 1400 kPa | 200 kPa |  | EU\Inbox\Combinations\Folder..4/..5\ | 42
109238 | R512+LR230A | R512+LR230A |  | R512 | + | LR230A | Standard actuator | 1 | Scenario 2 |  | PPK¦SelectPro¦VDI3805¦Internet_EU |  |  | R512+LR230A | Characterised control valve | 1400 kPa | 200 kPa |  | EU\Inbox\Combinations\Folder..4/..5\ | 44
109249 | R512/LR24A-S | R512/LR24A-S |  | R512 | / | LR24A-S | Standard actuator | 0 | Scenario 2 |  | PPK¦SelectPro¦VDI3805¦Internet_EU |  |  | R512/LR24A-S | Characterised control valve | 1400 kPa | 200 kPa |  | EU\Inbox\Combinations\Folder..4/..5\ | 43
109239 | R512/LR230A | R512/LR230A |  | R512 | / | LR230A | Standard actuator | 1 | Scenario 2 |  | PPK¦SelectPro¦VDI3805¦Internet_EU |  |  | R512/LR230A | Characterised control valve | 1400 kPa | 200 kPa |  | EU\Inbox\Combinations\Folder..4/..5\ | 40
109250 | R512+LR24A-SR | R512+LR24A-SR |  | R512 | + | LR24A-SR | Standard actuator | 1 | Scenario 2 |  | PPK¦SelectPro¦VDI3805¦Internet_EU |  |  | R512+LR24A-SR | Characterised control valve | 1400 kPa | 200 kPa |  | EU\Inbox\Combinations\Folder..4/..5\ | 43
109240 | R512+LR230A-S | R512+LR230A-S |  | R512 | + | LR230A-S | Standard actuator | 0 | Scenario 2 |  | PPK¦SelectPro¦VDI3805¦Internet_EU |  |  | R512+LR230A-S | Characterised control valve | 1400 kPa | 200 kPa |  | EU\Inbox\Combinations\Folder..4/..5\ | 43
109251 | R512/LR24A-SR | R512/LR24A-SR |  | R512 | / | LR24A-SR | Standard actuator | 1 | Scenario 2 |  | PPK¦SelectPro¦VDI3805¦Internet_EU |  |  | R512/LR24A-SR | Characterised control valve | 1400 kPa | 200 kPa |  | EU\Inbox\Combinations\Folder..4/..5\ | 42
109241 | R512/LR230A-S | R512/LR230A-S |  | R512 | / | LR230A-S | Standard actuator | 0 | Scenario 2 |  | PPK¦SelectPro¦VDI3805¦Internet_EU |  |  | R512/LR230A-S | Characterised control valve | 1400 kPa | 200 kPa |  | EU\Inbox\Combinations\Folder..4/..5\ | 43
109242 | R512+LR24A | R512+LR24A |  | R512 | + | LR24A | Standard actuator | 1 | Scenario 2 |  | PPK¦SelectPro¦VDI3805¦Internet_EU |  |  | R512+LR24A | Characterised control valve | 1400 kPa | 200 kPa |  | EU\Inbox\Combinations\Folder..4/..5\ | 43
109346 | R409+LR230A | R409+LR230A |  | R409 | + | LR230A | Standard actuator | 1 | Scenario 2 |  | PPK¦SelectPro¦VDI3805¦Internet_EU |  |  | R409+LR230A | Characterised control valve | 1400 kPa | 200 kPa |  | EU\Inbox\Combinations\Folder..4/..5\ | 42
109347 | R409/LR230A | R409/LR230A |  | R409 | / | LR230A | Standard actuator | 1 | Scenario 2 |  | PPK¦SelectPro¦VDI3805¦Internet_EU |  |  | R409/LR230A | Characterised control valve | 1400 kPa | 200 kPa |  | EU\Inbox\Combinations\Folder..4/..5\ | 44
109348 | R409+LR230A-S | R409+LR230A-S |  | R409 | + | LR230A-S | Standard actuator | 0 | Scenario 2 |  | PPK¦SelectPro¦VDI3805¦Internet_EU |  |  | R409+LR230A-S | Characterised control valve | 1400 kPa | 200 kPa |  | EU\Inbox\Combinations\Folder..4/..5\ | 43
109349 | R409/LR230A-S | R409/LR230A-S |  | R409 | / | LR230A-S | Standard actuator | 0 | Scenario 2 |  | PPK¦SelectPro¦VDI3805¦Internet_EU |  |  | R409/LR230A-S | Characterised control valve | 1400 kPa | 200 kPa |  | EU\Inbox\Combinations\Folder..4/..5\ | 43
109350 | R409+LR24A | R409+LR24A |  | R409 | + | LR24A | Standard actuator | 1 | Scenario 2 |  | PPK¦SelectPro¦VDI3805¦Internet_EU |  |  | R409+LR24A | Characterised control valve | 1400 kPa | 200 kPa |  | EU\Inbox\Combinations\Folder..4/..5\ | 44
109351 | R409/LR24A | R409/LR24A |  | R409 | / | LR24A | Standard actuator | 1 | Scenario 2 |  | PPK¦SelectPro¦VDI3805¦Internet_EU |  |  | R409/LR24A | Characterised control valve | 1400 kPa | 200 kPa |  | EU\Inbox\Combinations\Folder..4/..5\ | 44
109363 | R409/LRC24A-SR | R409/LRC24A-SR |  | R409 | / | LRC24A-SR | Fast runner | 1 | Scenario 2 |  | PPK¦SelectPro¦VDI3805¦Internet_EU |  |  | R409/LRC24A-SR | Characterised control valve | 1400 kPa | 200 kPa |  | EU\Inbox\Combinations\Folder..4/..5\ | 42
109423 | R513/LR24A-SR | R513/LR24A-SR |  | R513 | / | LR24A-SR | Standard actuator | 1 | Scenario 2 |  | PPK¦SelectPro¦VDI3805¦Internet_EU |  |  | R513/LR24A-SR | Characterised control valve | 1400 kPa | 200 kPa |  | EU\Inbox\Combinations\Folder..4/..5\ | 42
109424 | R513+LRC24A-SR | R513+LRC24A-SR |  | R513 | + | LRC24A-SR | Fast runner | 1 | Scenario 2 |  | PPK¦SelectPro¦VDI3805¦Internet_EU |  |  | R513+LRC24A-SR | Characterised control valve | 1400 kPa | 200 kPa |  | EU\Inbox\Combinations\Folder..4/..5\ | 40
109354 | R409+LR24A-MP | R409+LR24A-MP |  | R409 | + | LR24A-MP | Communicative actuator | 0 | Scenario 2 |  | PPK¦SelectPro¦VDI3805¦Internet_EU |  |  | R409+LR24A-MP | Characterised control valve | 1400 kPa | 200 kPa |  | EU\Inbox\Combinations\Folder..4/..5\ | 41
109425 | R513/LRC24A-SR | R513/LRC24A-SR |  | R513 | / | LRC24A-SR | Fast runner | 1 | Scenario 2 |  | PPK¦SelectPro¦VDI3805¦Internet_EU |  |  | R513/LRC24A-SR | Characterised control valve | 1400 kPa | 200 kPa |  | EU\Inbox\Combinations\Folder..4/..5\ | 41
109355 | R409/LR24A-MP | R409/LR24A-MP |  | R409 | / | LR24A-MP | Communicative actuator | 0 | Scenario 2 |  | PPK¦SelectPro¦VDI3805¦Internet_EU |  |  | R409/LR24A-MP | Characterised control valve | 1400 kPa | 200 kPa |  | EU\Inbox\Combinations\Folder..4/..5\ | 42
109356 | R409+LR24A-S | R409+LR24A-S |  | R409 | + | LR24A-S | Standard actuator | 0 | Scenario 2 |  | PPK¦SelectPro¦VDI3805¦Internet_EU |  |  | R409+LR24A-S | Characterised control valve | 1400 kPa | 200 kPa |  | EU\Inbox\Combinations\Folder..4/..5\ | 43
109357 | R409/LR24A-S | R409/LR24A-S |  | R409 | / | LR24A-S | Standard actuator | 0 | Scenario 2 |  | PPK¦SelectPro¦VDI3805¦Internet_EU |  |  | R409/LR24A-S | Characterised control valve | 1400 kPa | 200 kPa |  | EU\Inbox\Combinations\Folder..4/..5\ | 42
109358 | R409+LR24A-SR | R409+LR24A-SR |  | R409 | + | LR24A-SR | Standard actuator | 1 | Scenario 2 |  | PPK¦SelectPro¦VDI3805¦Internet_EU |  |  | R409+LR24A-SR | Characterised control valve | 1400 kPa | 200 kPa |  | EU\Inbox\Combinations\Folder..4/..5\ | 44
109359 | R409/LR24A-SR | R409/LR24A-SR |  | R409 | / | LR24A-SR | Standard actuator | 1 | Scenario 2 |  | PPK¦SelectPro¦VDI3805¦Internet_EU |  |  | R409/LR24A-SR | Characterised control valve | 1400 kPa | 200 kPa |  | EU\Inbox\Combinations\Folder..4/..5\ | 43
109422 | R513+LR24A-SR | R513+LR24A-SR |  | R513 | + | LR24A-SR | Standard actuator | 1 | Scenario 2 |  | PPK¦SelectPro¦VDI3805¦Internet_EU |  |  | R513+LR24A-SR | Characterised control valve | 1400 kPa | 200 kPa |  | EU\Inbox\Combinations\Folder..4/..5\ | 42
109362 | R409+LRC24A-SR | R409+LRC24A-SR |  | R409 | + | LRC24A-SR | Fast runner | 1 | Scenario 2 |  | PPK¦SelectPro¦VDI3805¦Internet_EU |  |  | R409+LRC24A-SR | Characterised control valve | 1400 kPa | 200 kPa |  | EU\Inbox\Combinations\Folder..4/..5\ | 43
109533 | R515/LR24A-MP | R515/LR24A-MP |  | R515 | / | LR24A-MP | Communicative actuator | 0 | Scenario 1 |  | PPK¦SelectPro¦VDI3805¦Internet_EU |  |  | R515/LR24A-MP | Change-over ball valve | 1400 kPa | 400 kPa |  | EU\Inbox\Combinations\Folder..4/..5\ | 42
109524 | R515+LR230A | R515+LR230A |  | R515 | + | LR230A | Standard actuator | 1 | Scenario 1 |  | PPK¦SelectPro¦VDI3805¦Internet_EU |  |  | R515+LR230A | Change-over ball valve | 1400 kPa | 400 kPa |  | EU\Inbox\Combinations\Folder..4/..5\ | 42
109534 | R515+LR24A-S | R515+LR24A-S |  | R515 | + | LR24A-S | Standard actuator | 0 | Scenario 1 |  | PPK¦SelectPro¦VDI3805¦Internet_EU |  |  | R515+LR24A-S | Change-over ball valve | 1400 kPa | 400 kPa |  | EU\Inbox\Combinations\Folder..4/..5\ | 42
109525 | R515/LR230A | R515/LR230A |  | R515 | / | LR230A | Standard actuator | 1 | Scenario 1 |  | PPK¦SelectPro¦VDI3805¦Internet_EU |  |  | R515/LR230A | Change-over ball valve | 1400 kPa | 400 kPa |  | EU\Inbox\Combinations\Folder..4/..5\ | 44
109535 | R515/LR24A-S | R515/LR24A-S |  | R515 | / | LR24A-S | Standard actuator | 0 | Scenario 1 |  | PPK¦SelectPro¦VDI3805¦Internet_EU |  |  | R515/LR24A-S | Change-over ball valve | 1400 kPa | 400 kPa |  | EU\Inbox\Combinations\Folder..4/..5\ | 42
109526 | R515+LR230A-S | R515+LR230A-S |  | R515 | + | LR230A-S | Standard actuator | 0 | Scenario 1 |  | PPK¦SelectPro¦VDI3805¦Internet_EU |  |  | R515+LR230A-S | Change-over ball valve | 1400 kPa | 400 kPa |  | EU\Inbox\Combinations\Folder..4/..5\ | 43
109546 | R515+LRF24 | R515+LRF24 |  | R515 | + | LRF24 | Actuator with emergency control function | 1 | Scenario 1 |  | PPK¦SelectPro¦VDI3805¦Internet_EU |  |  | R515+LRF24 | Change-over ball valve | 1400 kPa | 400 kPa |  | EU\Inbox\Combinations\Folder..4/..5\ | 44
109527 | R515/LR230A-S | R515/LR230A-S |  | R515 | / | LR230A-S | Standard actuator | 0 | Scenario 1 |  | PPK¦SelectPro¦VDI3805¦Internet_EU |  |  | R515/LR230A-S | Change-over ball valve | 1400 kPa | 400 kPa |  | EU\Inbox\Combinations\Folder..4/..5\ | 42
109547 | R515/LRF24 | R515/LRF24 |  | R515 | / | LRF24 | Actuator with emergency control function | 1 | Scenario 1 |  | PPK¦SelectPro¦VDI3805¦Internet_EU |  |  | R515/LRF24 | Change-over ball valve | 1400 kPa | 400 kPa |  | EU\Inbox\Combinations\Folder..4/..5\ | 44
109528 | R515+LR24A | R515+LR24A |  | R515 | + | LR24A | Standard actuator | 1 | Scenario 1 |  | PPK¦SelectPro¦VDI3805¦Internet_EU |  |  | R515+LR24A | Change-over ball valve | 1400 kPa | 400 kPa |  | EU\Inbox\Combinations\Folder..4/..5\ | 42
109538 | R515+LRF230 | R515+LRF230 |  | R515 | + | LRF230 | Actuator with emergency control function | 1 | Scenario 1 |  | PPK¦SelectPro¦VDI3805¦Internet_EU |  |  | R515+LRF230 | Change-over ball valve | 1400 kPa | 400 kPa |  | EU\Inbox\Combinations\Folder..4/..5\ | 43
109529 | R515/LR24A | R515/LR24A |  | R515 | / | LR24A | Standard actuator | 1 | Scenario 1 |  | PPK¦SelectPro¦VDI3805¦Internet_EU |  |  | R515/LR24A | Change-over ball valve | 1400 kPa | 400 kPa |  | EU\Inbox\Combinations\Folder..4/..5\ | 44
109539 | R515/LRF230 | R515/LRF230 |  | R515 | / | LRF230 | Actuator with emergency control function | 1 | Scenario 1 |  | PPK¦SelectPro¦VDI3805¦Internet_EU |  |  | R515/LRF230 | Change-over ball valve | 1400 kPa | 400 kPa |  | EU\Inbox\Combinations\Folder..4/..5\ | 45
109532 | R515+LR24A-MP | R515+LR24A-MP |  | R515 | + | LR24A-MP | Communicative actuator | 0 | Scenario 1 |  | PPK¦SelectPro¦VDI3805¦Internet_EU |  |  | R515+LR24A-MP | Change-over ball valve | 1400 kPa | 400 kPa |  | EU\Inbox\Combinations\Folder..4/..5\ | 42
109693 | R410/LR24A-S | R410/LR24A-S |  | R410 | / | LR24A-S | Standard actuator | 0 | Scenario 2 |  | PPK¦SelectPro¦VDI3805¦Internet_EU |  |  | R410/LR24A-S | Characterised control valve | 1400 kPa | 200 kPa |  | EU\Inbox\Combinations\Folder..4/..5\ | 39
109683 | R410/LR230A | R410/LR230A |  | R410 | / | LR230A | Standard actuator | 1 | Scenario 2 |  | PPK¦SelectPro¦VDI3805¦Internet_EU |  |  | R410/LR230A | Characterised control valve | 1400 kPa | 200 kPa |  | EU\Inbox\Combinations\Folder..4/..5\ | 41
109694 | R410+LR24A-SR | R410+LR24A-SR |  | R410 | + | LR24A-SR | Standard actuator | 1 | Scenario 2 |  | PPK¦SelectPro¦VDI3805¦Internet_EU |  |  | R410+LR24A-SR | Characterised control valve | 1400 kPa | 200 kPa |  | EU\Inbox\Combinations\Folder..4/..5\ | 40
109684 | R410+LR230A-S | R410+LR230A-S |  | R410 | + | LR230A-S | Standard actuator | 0 | Scenario 2 |  | PPK¦SelectPro¦VDI3805¦Internet_EU |  |  | R410+LR230A-S | Characterised control valve | 1400 kPa | 200 kPa |  | EU\Inbox\Combinations\Folder..4/..5\ | 41
109695 | R410/LR24A-SR | R410/LR24A-SR |  | R410 | / | LR24A-SR | Standard actuator | 1 | Scenario 2 |  | PPK¦SelectPro¦VDI3805¦Internet_EU |  |  | R410/LR24A-SR | Characterised control valve | 1400 kPa | 200 kPa |  | EU\Inbox\Combinations\Folder..4/..5\ | 41
109685 | R410/LR230A-S | R410/LR230A-S |  | R410 | / | LR230A-S | Standard actuator | 0 | Scenario 2 |  | PPK¦SelectPro¦VDI3805¦Internet_EU |  |  | R410/LR230A-S | Characterised control valve | 1400 kPa | 200 kPa |  | EU\Inbox\Combinations\Folder..4/..5\ | 40
109686 | R410+LR24A | R410+LR24A |  | R410 | + | LR24A | Standard actuator | 1 | Scenario 2 |  | PPK¦SelectPro¦VDI3805¦Internet_EU |  |  | R410+LR24A | Characterised control valve | 1400 kPa | 200 kPa |  | EU\Inbox\Combinations\Folder..4/..5\ | 41
109687 | R410/LR24A | R410/LR24A |  | R410 | / | LR24A | Standard actuator | 1 | Scenario 2 |  | PPK¦SelectPro¦VDI3805¦Internet_EU |  |  | R410/LR24A | Characterised control valve | 1400 kPa | 200 kPa |  | EU\Inbox\Combinations\Folder..4/..5\ | 39
109698 | R410+LRC24A-SR | R410+LRC24A-SR |  | R410 | + | LRC24A-SR | Fast runner | 1 | Scenario 2 |  | PPK¦SelectPro¦VDI3805¦Internet_EU |  |  | R410+LRC24A-SR | Characterised control valve | 1400 kPa | 200 kPa |  | EU\Inbox\Combinations\Folder..4/..5\ | 40
109699 | R410/LRC24A-SR | R410/LRC24A-SR |  | R410 | / | LRC24A-SR | Fast runner | 1 | Scenario 2 |  | PPK¦SelectPro¦VDI3805¦Internet_EU |  |  | R410/LRC24A-SR | Characterised control valve | 1400 kPa | 200 kPa |  | EU\Inbox\Combinations\Folder..4/..5\ | 39
109690 | R410+LR24A-MP | R410+LR24A-MP |  | R410 | + | LR24A-MP | Communicative actuator | 0 | Scenario 2 |  | PPK¦SelectPro¦VDI3805¦Internet_EU |  |  | R410+LR24A-MP | Characterised control valve | 1400 kPa | 200 kPa |  | EU\Inbox\Combinations\Folder..4/..5\ | 40
109691 | R410/LR24A-MP | R410/LR24A-MP |  | R410 | / | LR24A-MP | Communicative actuator | 0 | Scenario 2 |  | PPK¦SelectPro¦VDI3805¦Internet_EU |  |  | R410/LR24A-MP | Characterised control valve | 1400 kPa | 200 kPa |  | EU\Inbox\Combinations\Folder..4/..5\ | 40
109692 | R410+LR24A-S | R410+LR24A-S |  | R410 | + | LR24A-S | Standard actuator | 0 | Scenario 2 |  | PPK¦SelectPro¦VDI3805¦Internet_EU |  |  | R410+LR24A-S | Characterised control valve | 1400 kPa | 200 kPa |  | EU\Inbox\Combinations\Folder..4/..5\ | 40
109682 | R410+LR230A | R410+LR230A |  | R410 | + | LR230A | Standard actuator | 1 | Scenario 2 |  | PPK¦SelectPro¦VDI3805¦Internet_EU |  |  | R410+LR230A | Characterised control valve | 1400 kPa | 200 kPa |  | EU\Inbox\Combinations\Folder..4/..5\ | 40
109783 | R517/LR24A | R517/LR24A |  | R517 | / | LR24A | Standard actuator | 1 | Scenario 2 |  | PPK¦SelectPro¦VDI3805¦Internet_EU |  |  | R517/LR24A | Characterised control valve | 1400 kPa | 200 kPa |  | EU\Inbox\Combinations\Folder..4/..5\ | 40
109794 | R517+LRC24A-SR | R517+LRC24A-SR |  | R517 | + | LRC24A-SR | Fast runner | 1 | Scenario 2 |  | PPK¦SelectPro¦VDI3805¦Internet_EU |  |  | R517+LRC24A-SR | Characterised control valve | 1400 kPa | 200 kPa |  | EU\Inbox\Combinations\Folder..4/..5\ | 38
109795 | R517/LRC24A-SR | R517/LRC24A-SR |  | R517 | / | LRC24A-SR | Fast runner | 1 | Scenario 2 |  | PPK¦SelectPro¦VDI3805¦Internet_EU |  |  | R517/LRC24A-SR | Characterised control valve | 1400 kPa | 200 kPa |  | EU\Inbox\Combinations\Folder..4/..5\ | 41
109786 | R517+LR24A-MP | R517+LR24A-MP |  | R517 | + | LR24A-MP | Communicative actuator | 0 | Scenario 2 |  | PPK¦SelectPro¦VDI3805¦Internet_EU |  |  | R517+LR24A-MP | Characterised control valve | 1400 kPa | 200 kPa |  | EU\Inbox\Combinations\Folder..4/..5\ | 40
109787 | R517/LR24A-MP | R517/LR24A-MP |  | R517 | / | LR24A-MP | Communicative actuator | 0 | Scenario 2 |  | PPK¦SelectPro¦VDI3805¦Internet_EU |  |  | R517/LR24A-MP | Characterised control valve | 1400 kPa | 200 kPa |  | EU\Inbox\Combinations\Folder..4/..5\ | 38
109788 | R517+LR24A-S | R517+LR24A-S |  | R517 | + | LR24A-S | Standard actuator | 0 | Scenario 2 |  | PPK¦SelectPro¦VDI3805¦Internet_EU |  |  | R517+LR24A-S | Characterised control valve | 1400 kPa | 200 kPa |  | EU\Inbox\Combinations\Folder..4/..5\ | 41
109778 | R517+LR230A | R517+LR230A |  | R517 | + | LR230A | Standard actuator | 1 | Scenario 2 |  | PPK¦SelectPro¦VDI3805¦Internet_EU |  |  | R517+LR230A | Characterised control valve | 1400 kPa | 200 kPa |  | EU\Inbox\Combinations\Folder..4/..5\ | 41
109789 | R517/LR24A-S | R517/LR24A-S |  | R517 | / | LR24A-S | Standard actuator | 0 | Scenario 2 |  | PPK¦SelectPro¦VDI3805¦Internet_EU |  |  | R517/LR24A-S | Characterised control valve | 1400 kPa | 200 kPa |  | EU\Inbox\Combinations\Folder..4/..5\ | 40
109779 | R517/LR230A | R517/LR230A |  | R517 | / | LR230A | Standard actuator | 1 | Scenario 2 |  | PPK¦SelectPro¦VDI3805¦Internet_EU |  |  | R517/LR230A | Characterised control valve | 1400 kPa | 200 kPa |  | EU\Inbox\Combinations\Folder..4/..5\ | 38
109790 | R517+LR24A-SR | R517+LR24A-SR |  | R517 | + | LR24A-SR | Standard actuator | 1 | Scenario 2 |  | PPK¦SelectPro¦VDI3805¦Internet_EU |  |  | R517+LR24A-SR | Characterised control valve | 1400 kPa | 200 kPa |  | EU\Inbox\Combinations\Folder..4/..5\ | 39
109780 | R517+LR230A-S | R517+LR230A-S |  | R517 | + | LR230A-S | Standard actuator | 0 | Scenario 2 |  | PPK¦SelectPro¦VDI3805¦Internet_EU |  |  | R517+LR230A-S | Characterised control valve | 1400 kPa | 200 kPa |  | EU\Inbox\Combinations\Folder..4/..5\ | 40
109791 | R517/LR24A-SR | R517/LR24A-SR |  | R517 | / | LR24A-SR | Standard actuator | 1 | Scenario 2 |  | PPK¦SelectPro¦VDI3805¦Internet_EU |  |  | R517/LR24A-SR | Characterised control valve | 1400 kPa | 200 kPa |  | EU\Inbox\Combinations\Folder..4/..5\ | 41
109781 | R517/LR230A-S | R517/LR230A-S |  | R517 | / | LR230A-S | Standard actuator | 0 | Scenario 2 |  | PPK¦SelectPro¦VDI3805¦Internet_EU |  |  | R517/LR230A-S | Characterised control valve | 1400 kPa | 200 kPa |  | EU\Inbox\Combinations\Folder..4/..5\ | 39
109782 | R517+LR24A | R517+LR24A |  | R517 | + | LR24A | Standard actuator | 1 | Scenario 2 |  | PPK¦SelectPro¦VDI3805¦Internet_EU |  |  | R517+LR24A | Characterised control valve | 1400 kPa | 200 kPa |  | EU\Inbox\Combinations\Folder..4/..5\ | 39
109876 | R518+LR230A | R518+LR230A |  | R518 | + | LR230A | Standard actuator | 1 | Scenario 2 |  | PPK¦SelectPro¦VDI3805¦Internet_EU |  |  | R518+LR230A | Characterised control valve | 1400 kPa | 200 kPa |  | EU\Inbox\Combinations\Folder..4/..5\ | 42
109877 | R518/LR230A | R518/LR230A |  | R518 | / | LR230A | Standard actuator | 1 | Scenario 2 |  | PPK¦SelectPro¦VDI3805¦Internet_EU |  |  | R518/LR230A | Characterised control valve | 1400 kPa | 200 kPa |  | EU\Inbox\Combinations\Folder..4/..5\ | 41
109878 | R518+LR230A-S | R518+LR230A-S |  | R518 | + | LR230A-S | Standard actuator | 0 | Scenario 2 |  | PPK¦SelectPro¦VDI3805¦Internet_EU |  |  | R518+LR230A-S | Characterised control valve | 1400 kPa | 200 kPa |  | EU\Inbox\Combinations\Folder..4/..5\ | 42
109879 | R518/LR230A-S | R518/LR230A-S |  | R518 | / | LR230A-S | Standard actuator | 0 | Scenario 2 |  | PPK¦SelectPro¦VDI3805¦Internet_EU |  |  | R518/LR230A-S | Characterised control valve | 1400 kPa | 200 kPa |  | EU\Inbox\Combinations\Folder..4/..5\ | 42
109880 | R518+LR24A | R518+LR24A |  | R518 | + | LR24A | Standard actuator | 1 | Scenario 2 |  | PPK¦SelectPro¦VDI3805¦Internet_EU |  |  | R518+LR24A | Characterised control valve | 1400 kPa | 200 kPa |  | EU\Inbox\Combinations\Folder..4/..5\ | 40
109881 | R518/LR24A | R518/LR24A |  | R518 | / | LR24A | Standard actuator | 1 | Scenario 2 |  | PPK¦SelectPro¦VDI3805¦Internet_EU |  |  | R518/LR24A | Characterised control valve | 1400 kPa | 200 kPa |  | EU\Inbox\Combinations\Folder..4/..5\ | 42
109973 | R411/LR24A-MP | R411/LR24A-MP |  | R411 | / | LR24A-MP | Communicative actuator | 0 | Scenario 2 |  | PPK¦SelectPro¦VDI3805¦Internet_EU |  |  | R411/LR24A-MP | Characterised control valve | 1400 kPa | 200 kPa |  | EU\Inbox\Combinations\Folder..4/..5\ | 40
109974 | R411+LR24A-S | R411+LR24A-S |  | R411 | + | LR24A-S | Standard actuator | 0 | Scenario 2 |  | PPK¦SelectPro¦VDI3805¦Internet_EU |  |  | R411+LR24A-S | Characterised control valve | 1400 kPa | 200 kPa |  | EU\Inbox\Combinations\Folder..4/..5\ | 41
109964 | R411+LR230A | R411+LR230A |  | R411 | + | LR230A | Standard actuator | 1 | Scenario 2 |  | PPK¦SelectPro¦VDI3805¦Internet_EU |  |  | R411+LR230A | Characterised control valve | 1400 kPa | 200 kPa |  | EU\Inbox\Combinations\Folder..4/..5\ | 41
109975 | R411/LR24A-S | R411/LR24A-S |  | R411 | / | LR24A-S | Standard actuator | 0 | Scenario 2 |  | PPK¦SelectPro¦VDI3805¦Internet_EU |  |  | R411/LR24A-S | Characterised control valve | 1400 kPa | 200 kPa |  | EU\Inbox\Combinations\Folder..4/..5\ | 41
109965 | R411/LR230A | R411/LR230A |  | R411 | / | LR230A | Standard actuator | 1 | Scenario 2 |  | PPK¦SelectPro¦VDI3805¦Internet_EU |  |  | R411/LR230A | Characterised control valve | 1400 kPa | 200 kPa |  | EU\Inbox\Combinations\Folder..4/..5\ | 41
109976 | R411+LR24A-SR | R411+LR24A-SR |  | R411 | + | LR24A-SR | Standard actuator | 1 | Scenario 2 |  | PPK¦SelectPro¦VDI3805¦Internet_EU |  |  | R411+LR24A-SR | Characterised control valve | 1400 kPa | 200 kPa |  | EU\Inbox\Combinations\Folder..4/..5\ | 41
109966 | R411+LR230A-S | R411+LR230A-S |  | R411 | + | LR230A-S | Standard actuator | 0 | Scenario 2 |  | PPK¦SelectPro¦VDI3805¦Internet_EU |  |  | R411+LR230A-S | Characterised control valve | 1400 kPa | 200 kPa |  | EU\Inbox\Combinations\Folder..4/..5\ | 41
109977 | R411/LR24A-SR | R411/LR24A-SR |  | R411 | / | LR24A-SR | Standard actuator | 1 | Scenario 2 |  | PPK¦SelectPro¦VDI3805¦Internet_EU |  |  | R411/LR24A-SR | Characterised control valve | 1400 kPa | 200 kPa |  | EU\Inbox\Combinations\Folder..4/..5\ | 41
109967 | R411/LR230A-S | R411/LR230A-S |  | R411 | / | LR230A-S | Standard actuator | 0 | Scenario 2 |  | PPK¦SelectPro¦VDI3805¦Internet_EU |  |  | R411/LR230A-S | Characterised control valve | 1400 kPa | 200 kPa |  | EU\Inbox\Combinations\Folder..4/..5\ | 41
109968 | R411+LR24A | R411+LR24A |  | R411 | + | LR24A | Standard actuator | 1 | Scenario 2 |  | PPK¦SelectPro¦VDI3805¦Internet_EU |  |  | R411+LR24A | Characterised control valve | 1400 kPa | 200 kPa |  | EU\Inbox\Combinations\Folder..4/..5\ | 41
109969 | R411/LR24A | R411/LR24A |  | R411 | / | LR24A | Standard actuator | 1 | Scenario 2 |  | PPK¦SelectPro¦VDI3805¦Internet_EU |  |  | R411/LR24A | Characterised control valve | 1400 kPa | 200 kPa |  | EU\Inbox\Combinations\Folder..4/..5\ | 41
109980 | R411+LRC24A-SR | R411+LRC24A-SR |  | R411 | + | LRC24A-SR | Fast runner | 1 | Scenario 2 |  | PPK¦SelectPro¦VDI3805¦Internet_EU |  |  | R411+LRC24A-SR | Characterised control valve | 1400 kPa | 200 kPa |  | EU\Inbox\Combinations\Folder..4/..5\ | 41
109981 | R411/LRC24A-SR | R411/LRC24A-SR |  | R411 | / | LRC24A-SR | Fast runner | 1 | Scenario 2 |  | PPK¦SelectPro¦VDI3805¦Internet_EU |  |  | R411/LRC24A-SR | Characterised control valve | 1400 kPa | 200 kPa |  | EU\Inbox\Combinations\Folder..4/..5\ | 41
109972 | R411+LR24A-MP | R411+LR24A-MP |  | R411 | + | LR24A-MP | Communicative actuator | 0 | Scenario 2 |  | PPK¦SelectPro¦VDI3805¦Internet_EU |  |  | R411+LR24A-MP | Characterised control valve | 1400 kPa | 200 kPa |  | EU\Inbox\Combinations\Folder..4/..5\ | 40
110063 | R518/LRC24A-SR | R518/LRC24A-SR |  | R518 | / | LRC24A-SR | Fast runner | 1 | Scenario 2 |  | PPK¦SelectPro¦VDI3805¦Internet_EU |  |  | R518/LRC24A-SR | Characterised control valve | 1400 kPa | 200 kPa |  | EU\Inbox\Combinations\Folder..4/..5\ | 43
110054 | R518+LR24A-MP | R518+LR24A-MP |  | R518 | + | LR24A-MP | Communicative actuator | 0 | Scenario 2 |  | PPK¦SelectPro¦VDI3805¦Internet_EU |  |  | R518+LR24A-MP | Characterised control valve | 1400 kPa | 200 kPa |  | EU\Inbox\Combinations\Folder..4/..5\ | 42
110055 | R518/LR24A-MP | R518/LR24A-MP |  | R518 | / | LR24A-MP | Communicative actuator | 0 | Scenario 2 |  | PPK¦SelectPro¦VDI3805¦Internet_EU |  |  | R518/LR24A-MP | Characterised control valve | 1400 kPa | 200 kPa |  | EU\Inbox\Combinations\Folder..4/..5\ | 42
110056 | R518+LR24A-S | R518+LR24A-S |  | R518 | + | LR24A-S | Standard actuator | 0 | Scenario 2 |  | PPK¦SelectPro¦VDI3805¦Internet_EU |  |  | R518+LR24A-S | Characterised control valve | 1400 kPa | 200 kPa |  | EU\Inbox\Combinations\Folder..4/..5\ | 43
110057 | R518/LR24A-S | R518/LR24A-S |  | R518 | / | LR24A-S | Standard actuator | 0 | Scenario 2 |  | PPK¦SelectPro¦VDI3805¦Internet_EU |  |  | R518/LR24A-S | Characterised control valve | 1400 kPa | 200 kPa |  | EU\Inbox\Combinations\Folder..4/..5\ | 43
110058 | R518+LR24A-SR | R518+LR24A-SR |  | R518 | + | LR24A-SR | Standard actuator | 1 | Scenario 2 |  | PPK¦SelectPro¦VDI3805¦Internet_EU |  |  | R518+LR24A-SR | Characterised control valve | 1400 kPa | 200 kPa |  | EU\Inbox\Combinations\Folder..4/..5\ | 43
110059 | R518/LR24A-SR | R518/LR24A-SR |  | R518 | / | LR24A-SR | Standard actuator | 1 | Scenario 2 |  | PPK¦SelectPro¦VDI3805¦Internet_EU |  |  | R518/LR24A-SR | Characterised control valve | 1400 kPa | 200 kPa |  | EU\Inbox\Combinations\Folder..4/..5\ | 43
110062 | R518+LRC24A-SR | R518+LRC24A-SR |  | R518 | + | LRC24A-SR | Fast runner | 1 | Scenario 2 |  | PPK¦SelectPro¦VDI3805¦Internet_EU |  |  | R518+LRC24A-SR | Characterised control valve | 1400 kPa | 200 kPa |  | EU\Inbox\Combinations\Folder..4/..5\ | 43
110143 | R520/LR230A-S | R520/LR230A-S |  | R520 | / | LR230A-S | Standard actuator | 0 | Scenario 1 |  | PPK¦SelectPro¦VDI3805¦Internet_EU |  |  | R520/LR230A-S | Change-over ball valve | 1400 kPa | 400 kPa |  | EU\Inbox\Combinations\Folder..4/..5\ | 44
110144 | R520+LR24A | R520+LR24A |  | R520 | + | LR24A | Standard actuator | 1 | Scenario 1 |  | PPK¦SelectPro¦VDI3805¦Internet_EU |  |  | R520+LR24A | Change-over ball valve | 1400 kPa | 400 kPa |  | EU\Inbox\Combinations\Folder..4/..5\ | 45
110145 | R520/LR24A | R520/LR24A |  | R520 | / | LR24A | Standard actuator | 1 | Scenario 1 |  | PPK¦SelectPro¦VDI3805¦Internet_EU |  |  | R520/LR24A | Change-over ball valve | 1400 kPa | 400 kPa |  | EU\Inbox\Combinations\Folder..4/..5\ | 45
110148 | R520+LR24A-MP | R520+LR24A-MP |  | R520 | + | LR24A-MP | Communicative actuator | 0 | Scenario 1 |  | PPK¦SelectPro¦VDI3805¦Internet_EU |  |  | R520+LR24A-MP | Change-over ball valve | 1400 kPa | 400 kPa |  | EU\Inbox\Combinations\Folder..4/..5\ | 43
110149 | R520/LR24A-MP | R520/LR24A-MP |  | R520 | / | LR24A-MP | Communicative actuator | 0 | Scenario 1 |  | PPK¦SelectPro¦VDI3805¦Internet_EU |  |  | R520/LR24A-MP | Change-over ball valve | 1400 kPa | 400 kPa |  | EU\Inbox\Combinations\Folder..4/..5\ | 42
110150 | R520+LR24A-S | R520+LR24A-S |  | R520 | + | LR24A-S | Standard actuator | 0 | Scenario 1 |  | PPK¦SelectPro¦VDI3805¦Internet_EU |  |  | R520+LR24A-S | Change-over ball valve | 1400 kPa | 400 kPa |  | EU\Inbox\Combinations\Folder..4/..5\ | 44
110140 | R520+LR230A | R520+LR230A |  | R520 | + | LR230A | Standard actuator | 1 | Scenario 1 |  | PPK¦SelectPro¦VDI3805¦Internet_EU |  |  | R520+LR230A | Change-over ball valve | 1400 kPa | 400 kPa |  | EU\Inbox\Combinations\Folder..4/..5\ | 44
110151 | R520/LR24A-S | R520/LR24A-S |  | R520 | / | LR24A-S | Standard actuator | 0 | Scenario 1 |  | PPK¦SelectPro¦VDI3805¦Internet_EU |  |  | R520/LR24A-S | Change-over ball valve | 1400 kPa | 400 kPa |  | EU\Inbox\Combinations\Folder..4/..5\ | 44
110141 | R520/LR230A | R520/LR230A |  | R520 | / | LR230A | Standard actuator | 1 | Scenario 1 |  | PPK¦SelectPro¦VDI3805¦Internet_EU |  |  | R520/LR230A | Change-over ball valve | 1400 kPa | 400 kPa |  | EU\Inbox\Combinations\Folder..4/..5\ | 45
110142 | R520+LR230A-S | R520+LR230A-S |  | R520 | + | LR230A-S | Standard actuator | 0 | Scenario 1 |  | PPK¦SelectPro¦VDI3805¦Internet_EU |  |  | R520+LR230A-S | Change-over ball valve | 1400 kPa | 400 kPa |  | EU\Inbox\Combinations\Folder..4/..5\ | 43
110163 | R520/LRF24 | R520/LRF24 |  | R520 | / | LRF24 | Actuator with emergency control function | 1 | Scenario 1 |  | PPK¦SelectPro¦VDI3805¦Internet_EU |  |  | R520/LRF24 | Change-over ball valve | 1400 kPa | 400 kPa |  | EU\Inbox\Combinations\Folder..4/..5\ | 44
110154 | R520+LRF230 | R520+LRF230 |  | R520 | + | LRF230 | Actuator with emergency control function | 1 | Scenario 1 |  | PPK¦SelectPro¦VDI3805¦Internet_EU |  |  | R520+LRF230 | Change-over ball valve | 1400 kPa | 400 kPa |  | EU\Inbox\Combinations\Folder..4/..5\ | 45
110155 | R520/LRF230 | R520/LRF230 |  | R520 | / | LRF230 | Actuator with emergency control function | 1 | Scenario 1 |  | PPK¦SelectPro¦VDI3805¦Internet_EU |  |  | R520/LRF230 | Change-over ball valve | 1400 kPa | 400 kPa |  | EU\Inbox\Combinations\Folder..4/..5\ | 45
110162 | R520+LRF24 | R520+LRF24 |  | R520 | + | LRF24 | Actuator with emergency control function | 1 | Scenario 1 |  | PPK¦SelectPro¦VDI3805¦Internet_EU |  |  | R520+LRF24 | Change-over ball valve | 1400 kPa | 400 kPa |  | EU\Inbox\Combinations\Folder..4/..5\ | 44
110243 | R412/LR230A | R412/LR230A |  | R412 | / | LR230A | Standard actuator | 1 | Scenario 2 |  | PPK¦SelectPro¦VDI3805¦Internet_EU |  |  | R412/LR230A | Characterised control valve | 1400 kPa | 200 kPa |  | EU\Inbox\Combinations\Folder..4/..5\ | 43
110253 | R412/LR24A-S | R412/LR24A-S |  | R412 | / | LR24A-S | Standard actuator | 0 | Scenario 2 |  | PPK¦SelectPro¦VDI3805¦Internet_EU |  |  | R412/LR24A-S | Characterised control valve | 1400 kPa | 200 kPa |  | EU\Inbox\Combinations\Folder..4/..5\ | 43
110244 | R412+LR230A-S | R412+LR230A-S |  | R412 | + | LR230A-S | Standard actuator | 0 | Scenario 2 |  | PPK¦SelectPro¦VDI3805¦Internet_EU |  |  | R412+LR230A-S | Characterised control valve | 1400 kPa | 200 kPa |  | EU\Inbox\Combinations\Folder..4/..5\ | 43
110254 | R412+LR24A-SR | R412+LR24A-SR |  | R412 | + | LR24A-SR | Standard actuator | 1 | Scenario 2 |  | PPK¦SelectPro¦VDI3805¦Internet_EU |  |  | R412+LR24A-SR | Characterised control valve | 1400 kPa | 200 kPa |  | EU\Inbox\Combinations\Folder..4/..5\ | 43
110245 | R412/LR230A-S | R412/LR230A-S |  | R412 | / | LR230A-S | Standard actuator | 0 | Scenario 2 |  | PPK¦SelectPro¦VDI3805¦Internet_EU |  |  | R412/LR230A-S | Characterised control valve | 1400 kPa | 200 kPa |  | EU\Inbox\Combinations\Folder..4/..5\ | 43
110255 | R412/LR24A-SR | R412/LR24A-SR |  | R412 | / | LR24A-SR | Standard actuator | 1 | Scenario 2 |  | PPK¦SelectPro¦VDI3805¦Internet_EU |  |  | R412/LR24A-SR | Characterised control valve | 1400 kPa | 200 kPa |  | EU\Inbox\Combinations\Folder..4/..5\ | 43
110246 | R412+LR24A | R412+LR24A |  | R412 | + | LR24A | Standard actuator | 1 | Scenario 2 |  | PPK¦SelectPro¦VDI3805¦Internet_EU |  |  | R412+LR24A | Characterised control valve | 1400 kPa | 200 kPa |  | EU\Inbox\Combinations\Folder..4/..5\ | 43
110247 | R412/LR24A | R412/LR24A |  | R412 | / | LR24A | Standard actuator | 1 | Scenario 2 |  | PPK¦SelectPro¦VDI3805¦Internet_EU |  |  | R412/LR24A | Characterised control valve | 1400 kPa | 200 kPa |  | EU\Inbox\Combinations\Folder..4/..5\ | 43
110258 | R412+LRC24A-SR | R412+LRC24A-SR |  | R412 | + | LRC24A-SR | Fast runner | 1 | Scenario 2 |  | PPK¦SelectPro¦VDI3805¦Internet_EU |  |  | R412+LRC24A-SR | Characterised control valve | 1400 kPa | 200 kPa |  | EU\Inbox\Combinations\Folder..4/..5\ | 43
110259 | R412/LRC24A-SR | R412/LRC24A-SR |  | R412 | / | LRC24A-SR | Fast runner | 1 | Scenario 2 |  | PPK¦SelectPro¦VDI3805¦Internet_EU |  |  | R412/LRC24A-SR | Characterised control valve | 1400 kPa | 200 kPa |  | EU\Inbox\Combinations\Folder..4/..5\ | 43
110250 | R412+LR24A-MP | R412+LR24A-MP |  | R412 | + | LR24A-MP | Communicative actuator | 0 | Scenario 2 |  | PPK¦SelectPro¦VDI3805¦Internet_EU |  |  | R412+LR24A-MP | Characterised control valve | 1400 kPa | 200 kPa |  | EU\Inbox\Combinations\Folder..4/..5\ | 42
110251 | R412/LR24A-MP | R412/LR24A-MP |  | R412 | / | LR24A-MP | Communicative actuator | 0 | Scenario 2 |  | PPK¦SelectPro¦VDI3805¦Internet_EU |  |  | R412/LR24A-MP | Characterised control valve | 1400 kPa | 200 kPa |  | EU\Inbox\Combinations\Folder..4/..5\ | 42
110252 | R412+LR24A-S | R412+LR24A-S |  | R412 | + | LR24A-S | Standard actuator | 0 | Scenario 2 |  | PPK¦SelectPro¦VDI3805¦Internet_EU |  |  | R412+LR24A-S | Characterised control valve | 1400 kPa | 200 kPa |  | EU\Inbox\Combinations\Folder..4/..5\ | 43
110242 | R412+LR230A | R412+LR230A |  | R412 | + | LR230A | Standard actuator | 1 | Scenario 2 |  | PPK¦SelectPro¦VDI3805¦Internet_EU |  |  | R412+LR230A | Characterised control valve | 1400 kPa | 200 kPa |  | EU\Inbox\Combinations\Folder..4/..5\ | 43
110363 | R413/LR230A | R413/LR230A |  | R413 | / | LR230A | Standard actuator | 1 | Scenario 2 |  | PPK¦SelectPro¦VDI3805¦Internet_EU |  |  | R413/LR230A | Characterised control valve | 1400 kPa | 200 kPa |  | EU\Inbox\Combinations\Folder..4/..5\ | 43
110373 | R413/LR24A-S | R413/LR24A-S |  | R413 | / | LR24A-S | Standard actuator | 0 | Scenario 2 |  | PPK¦SelectPro¦VDI3805¦Internet_EU |  |  | R413/LR24A-S | Characterised control valve | 1400 kPa | 200 kPa |  | EU\Inbox\Combinations\Folder..4/..5\ | 43
110364 | R413+LR230A-S | R413+LR230A-S |  | R413 | + | LR230A-S | Standard actuator | 0 | Scenario 2 |  | PPK¦SelectPro¦VDI3805¦Internet_EU |  |  | R413+LR230A-S | Characterised control valve | 1400 kPa | 200 kPa |  | EU\Inbox\Combinations\Folder..4/..5\ | 43
110374 | R413+LR24A-SR | R413+LR24A-SR |  | R413 | + | LR24A-SR | Standard actuator | 1 | Scenario 2 |  | PPK¦SelectPro¦VDI3805¦Internet_EU |  |  | R413+LR24A-SR | Characterised control valve | 1400 kPa | 200 kPa |  | EU\Inbox\Combinations\Folder..4/..5\ | 43
110365 | R413/LR230A-S | R413/LR230A-S |  | R413 | / | LR230A-S | Standard actuator | 0 | Scenario 2 |  | PPK¦SelectPro¦VDI3805¦Internet_EU |  |  | R413/LR230A-S | Characterised control valve | 1400 kPa | 200 kPa |  | EU\Inbox\Combinations\Folder..4/..5\ | 43
110375 | R413/LR24A-SR | R413/LR24A-SR |  | R413 | / | LR24A-SR | Standard actuator | 1 | Scenario 2 |  | PPK¦SelectPro¦VDI3805¦Internet_EU |  |  | R413/LR24A-SR | Characterised control valve | 1400 kPa | 200 kPa |  | EU\Inbox\Combinations\Folder..4/..5\ | 43
110366 | R413+LR24A | R413+LR24A |  | R413 | + | LR24A | Standard actuator | 1 | Scenario 2 |  | PPK¦SelectPro¦VDI3805¦Internet_EU |  |  | R413+LR24A | Characterised control valve | 1400 kPa | 200 kPa |  | EU\Inbox\Combinations\Folder..4/..5\ | 43
110367 | R413/LR24A | R413/LR24A |  | R413 | / | LR24A | Standard actuator | 1 | Scenario 2 |  | PPK¦SelectPro¦VDI3805¦Internet_EU |  |  | R413/LR24A | Characterised control valve | 1400 kPa | 200 kPa |  | EU\Inbox\Combinations\Folder..4/..5\ | 43
110378 | R413+LRC24A-SR | R413+LRC24A-SR |  | R413 | + | LRC24A-SR | Fast runner | 1 | Scenario 2 |  | PPK¦SelectPro¦VDI3805¦Internet_EU |  |  | R413+LRC24A-SR | Characterised control valve | 1400 kPa | 200 kPa |  | EU\Inbox\Combinations\Folder..4/..5\ | 43
110379 | R413/LRC24A-SR | R413/LRC24A-SR |  | R413 | / | LRC24A-SR | Fast runner | 1 | Scenario 2 |  | PPK¦SelectPro¦VDI3805¦Internet_EU |  |  | R413/LRC24A-SR | Characterised control valve | 1400 kPa | 200 kPa |  | EU\Inbox\Combinations\Folder..4/..5\ | 43
110370 | R413+LR24A-MP | R413+LR24A-MP |  | R413 | + | LR24A-MP | Communicative actuator | 0 | Scenario 2 |  | PPK¦SelectPro¦VDI3805¦Internet_EU |  |  | R413+LR24A-MP | Characterised control valve | 1400 kPa | 200 kPa |  | EU\Inbox\Combinations\Folder..4/..5\ | 42
110371 | R413/LR24A-MP | R413/LR24A-MP |  | R413 | / | LR24A-MP | Communicative actuator | 0 | Scenario 2 |  | PPK¦SelectPro¦VDI3805¦Internet_EU |  |  | R413/LR24A-MP | Characterised control valve | 1400 kPa | 200 kPa |  | EU\Inbox\Combinations\Folder..4/..5\ | 42
110372 | R413+LR24A-S | R413+LR24A-S |  | R413 | + | LR24A-S | Standard actuator | 0 | Scenario 2 |  | PPK¦SelectPro¦VDI3805¦Internet_EU |  |  | R413+LR24A-S | Characterised control valve | 1400 kPa | 200 kPa |  | EU\Inbox\Combinations\Folder..4/..5\ | 43
110362 | R413+LR230A | R413+LR230A |  | R413 | + | LR230A | Standard actuator | 1 | Scenario 2 |  | PPK¦SelectPro¦VDI3805¦Internet_EU |  |  | R413+LR230A | Characterised control valve | 1400 kPa | 200 kPa |  | EU\Inbox\Combinations\Folder..4/..5\ | 43
110483 | R414/LR230A | R414/LR230A |  | R414 | / | LR230A | Standard actuator | 1 | Scenario 2 |  | PPK¦SelectPro¦VDI3805¦Internet_EU |  |  | R414/LR230A | Characterised control valve | 1400 kPa | 200 kPa |  | EU\Inbox\Combinations\Folder..4/..5\ | 39
110493 | R414/LR24A-S | R414/LR24A-S |  | R414 | / | LR24A-S | Standard actuator | 0 | Scenario 2 |  | PPK¦SelectPro¦VDI3805¦Internet_EU |  |  | R414/LR24A-S | Characterised control valve | 1400 kPa | 200 kPa |  | EU\Inbox\Combinations\Folder..4/..5\ | 40
110484 | R414+LR230A-S | R414+LR230A-S |  | R414 | + | LR230A-S | Standard actuator | 0 | Scenario 2 |  | PPK¦SelectPro¦VDI3805¦Internet_EU |  |  | R414+LR230A-S | Characterised control valve | 1400 kPa | 200 kPa |  | EU\Inbox\Combinations\Folder..4/..5\ | 39
110494 | R414+LR24A-SR | R414+LR24A-SR |  | R414 | + | LR24A-SR | Standard actuator | 1 | Scenario 2 |  | PPK¦SelectPro¦VDI3805¦Internet_EU |  |  | R414+LR24A-SR | Characterised control valve | 1400 kPa | 200 kPa |  | EU\Inbox\Combinations\Folder..4/..5\ | 40
110485 | R414/LR230A-S | R414/LR230A-S |  | R414 | / | LR230A-S | Standard actuator | 0 | Scenario 2 |  | PPK¦SelectPro¦VDI3805¦Internet_EU |  |  | R414/LR230A-S | Characterised control valve | 1400 kPa | 200 kPa |  | EU\Inbox\Combinations\Folder..4/..5\ | 39
110495 | R414/LR24A-SR | R414/LR24A-SR |  | R414 | / | LR24A-SR | Standard actuator | 1 | Scenario 2 |  | PPK¦SelectPro¦VDI3805¦Internet_EU |  |  | R414/LR24A-SR | Characterised control valve | 1400 kPa | 200 kPa |  | EU\Inbox\Combinations\Folder..4/..5\ | 40
110486 | R414+LR24A | R414+LR24A |  | R414 | + | LR24A | Standard actuator | 1 | Scenario 2 |  | PPK¦SelectPro¦VDI3805¦Internet_EU |  |  | R414+LR24A | Characterised control valve | 1400 kPa | 200 kPa |  | EU\Inbox\Combinations\Folder..4/..5\ | 39
110487 | R414/LR24A | R414/LR24A |  | R414 | / | LR24A | Standard actuator | 1 | Scenario 2 |  | PPK¦SelectPro¦VDI3805¦Internet_EU |  |  | R414/LR24A | Characterised control valve | 1400 kPa | 200 kPa |  | EU\Inbox\Combinations\Folder..4/..5\ | 40
110498 | R414+LRC24A-SR | R414+LRC24A-SR |  | R414 | + | LRC24A-SR | Fast runner | 1 | Scenario 2 |  | PPK¦SelectPro¦VDI3805¦Internet_EU |  |  | R414+LRC24A-SR | Characterised control valve | 1400 kPa | 200 kPa |  | EU\Inbox\Combinations\Folder..4/..5\ | 39
110499 | R414/LRC24A-SR | R414/LRC24A-SR |  | R414 | / | LRC24A-SR | Fast runner | 1 | Scenario 2 |  | PPK¦SelectPro¦VDI3805¦Internet_EU |  |  | R414/LRC24A-SR | Characterised control valve | 1400 kPa | 200 kPa |  | EU\Inbox\Combinations\Folder..4/..5\ | 39
110490 | R414+LR24A-MP | R414+LR24A-MP |  | R414 | + | LR24A-MP | Communicative actuator | 0 | Scenario 2 |  | PPK¦SelectPro¦VDI3805¦Internet_EU |  |  | R414+LR24A-MP | Characterised control valve | 1400 kPa | 200 kPa |  | EU\Inbox\Combinations\Folder..4/..5\ | 39
110491 | R414/LR24A-MP | R414/LR24A-MP |  | R414 | / | LR24A-MP | Communicative actuator | 0 | Scenario 2 |  | PPK¦SelectPro¦VDI3805¦Internet_EU |  |  | R414/LR24A-MP | Characterised control valve | 1400 kPa | 200 kPa |  | EU\Inbox\Combinations\Folder..4/..5\ | 38
110492 | R414+LR24A-S | R414+LR24A-S |  | R414 | + | LR24A-S | Standard actuator | 0 | Scenario 2 |  | PPK¦SelectPro¦VDI3805¦Internet_EU |  |  | R414+LR24A-S | Characterised control valve | 1400 kPa | 200 kPa |  | EU\Inbox\Combinations\Folder..4/..5\ | 38
110482 | R414+LR230A | R414+LR230A |  | R414 | + | LR230A | Standard actuator | 1 | Scenario 2 |  | PPK¦SelectPro¦VDI3805¦Internet_EU |  |  | R414+LR230A | Characterised control valve | 1400 kPa | 200 kPa |  | EU\Inbox\Combinations\Folder..4/..5\ | 39
110593 | R522/LR24A | R522/LR24A |  | R522 | / | LR24A | Standard actuator | 1 | Scenario 2 |  | PPK¦SelectPro¦VDI3805¦Internet_EU |  |  | R522/LR24A | Characterised control valve | 1400 kPa | 200 kPa |  | EU\Inbox\Combinations\Folder..4/..5\ | 41
110624 | R415+LR24A-MP | R415+LR24A-MP |  | R415 | + | LR24A-MP | Communicative actuator | 0 | Scenario 1 |  | PPK¦SelectPro¦VDI3805¦Internet_EU |  |  | R415+LR24A-MP | Open-close ball valve | 1400 kPa | 400 kPa |  | EU\Inbox\Combinations\Folder..4/..5\ | 40
110625 | R415/LR24A-MP | R415/LR24A-MP |  | R415 | / | LR24A-MP | Communicative actuator | 0 | Scenario 1 |  | PPK¦SelectPro¦VDI3805¦Internet_EU |  |  | R415/LR24A-MP | Open-close ball valve | 1400 kPa | 400 kPa |  | EU\Inbox\Combinations\Folder..4/..5\ | 40
110616 | R415+LR230A | R415+LR230A |  | R415 | + | LR230A | Standard actuator | 1 | Scenario 1 |  | PPK¦SelectPro¦VDI3805¦Internet_EU |  |  | R415+LR230A | Open-close ball valve | 1400 kPa | 400 kPa |  | EU\Inbox\Combinations\Folder..4/..5\ | 42
110626 | R415+LR24A-S | R415+LR24A-S |  | R415 | + | LR24A-S | Standard actuator | 0 | Scenario 1 |  | PPK¦SelectPro¦VDI3805¦Internet_EU |  |  | R415+LR24A-S | Open-close ball valve | 1400 kPa | 400 kPa |  | EU\Inbox\Combinations\Folder..4/..5\ | 42
110617 | R415/LR230A | R415/LR230A |  | R415 | / | LR230A | Standard actuator | 1 | Scenario 1 |  | PPK¦SelectPro¦VDI3805¦Internet_EU |  |  | R415/LR230A | Open-close ball valve | 1400 kPa | 400 kPa |  | EU\Inbox\Combinations\Folder..4/..5\ | 42
110627 | R415/LR24A-S | R415/LR24A-S |  | R415 | / | LR24A-S | Standard actuator | 0 | Scenario 1 |  | PPK¦SelectPro¦VDI3805¦Internet_EU |  |  | R415/LR24A-S | Open-close ball valve | 1400 kPa | 400 kPa |  | EU\Inbox\Combinations\Folder..4/..5\ | 41
110618 | R415+LR230A-S | R415+LR230A-S |  | R415 | + | LR230A-S | Standard actuator | 0 | Scenario 1 |  | PPK¦SelectPro¦VDI3805¦Internet_EU |  |  | R415+LR230A-S | Open-close ball valve | 1400 kPa | 400 kPa |  | EU\Inbox\Combinations\Folder..4/..5\ | 41
110619 | R415/LR230A-S | R415/LR230A-S |  | R415 | / | LR230A-S | Standard actuator | 0 | Scenario 1 |  | PPK¦SelectPro¦VDI3805¦Internet_EU |  |  | R415/LR230A-S | Open-close ball valve | 1400 kPa | 400 kPa |  | EU\Inbox\Combinations\Folder..4/..5\ | 41
110588 | R522+LR230A | R522+LR230A |  | R522 | + | LR230A | Standard actuator | 1 | Scenario 2 |  | PPK¦SelectPro¦VDI3805¦Internet_EU |  |  | R522+LR230A | Characterised control valve | 1400 kPa | 200 kPa |  | EU\Inbox\Combinations\Folder..4/..5\ | 41
110620 | R415+LR24A | R415+LR24A |  | R415 | + | LR24A | Standard actuator | 1 | Scenario 1 |  | PPK¦SelectPro¦VDI3805¦Internet_EU |  |  | R415+LR24A | Open-close ball valve | 1400 kPa | 400 kPa |  | EU\Inbox\Combinations\Folder..4/..5\ | 43
110589 | R522/LR230A | R522/LR230A |  | R522 | / | LR230A | Standard actuator | 1 | Scenario 2 |  | PPK¦SelectPro¦VDI3805¦Internet_EU |  |  | R522/LR230A | Characterised control valve | 1400 kPa | 200 kPa |  | EU\Inbox\Combinations\Folder..4/..5\ | 39
110630 | R415+LRF230 | R415+LRF230 |  | R415 | + | LRF230 | Actuator with emergency control function | 1 | Scenario 1 |  | PPK¦SelectPro¦VDI3805¦Internet_EU |  |  | R415+LRF230 | Open-close ball valve | 1400 kPa | 400 kPa |  | EU\Inbox\Combinations\Folder..4/..5\ | 43
110621 | R415/LR24A | R415/LR24A |  | R415 | / | LR24A | Standard actuator | 1 | Scenario 1 |  | PPK¦SelectPro¦VDI3805¦Internet_EU |  |  | R415/LR24A | Open-close ball valve | 1400 kPa | 400 kPa |  | EU\Inbox\Combinations\Folder..4/..5\ | 42
110590 | R522+LR230A-S | R522+LR230A-S |  | R522 | + | LR230A-S | Standard actuator | 0 | Scenario 2 |  | PPK¦SelectPro¦VDI3805¦Internet_EU |  |  | R522+LR230A-S | Characterised control valve | 1400 kPa | 200 kPa |  | EU\Inbox\Combinations\Folder..4/..5\ | 39
110631 | R415/LRF230 | R415/LRF230 |  | R415 | / | LRF230 | Actuator with emergency control function | 1 | Scenario 1 |  | PPK¦SelectPro¦VDI3805¦Internet_EU |  |  | R415/LRF230 | Open-close ball valve | 1400 kPa | 400 kPa |  | EU\Inbox\Combinations\Folder..4/..5\ | 44
110591 | R522/LR230A-S | R522/LR230A-S |  | R522 | / | LR230A-S | Standard actuator | 0 | Scenario 2 |  | PPK¦SelectPro¦VDI3805¦Internet_EU |  |  | R522/LR230A-S | Characterised control valve | 1400 kPa | 200 kPa |  | EU\Inbox\Combinations\Folder..4/..5\ | 40
110592 | R522+LR24A | R522+LR24A |  | R522 | + | LR24A | Standard actuator | 1 | Scenario 2 |  | PPK¦SelectPro¦VDI3805¦Internet_EU |  |  | R522+LR24A | Characterised control valve | 1400 kPa | 200 kPa |  | EU\Inbox\Combinations\Folder..4/..5\ | 40
110638 | R415+LRF24 | R415+LRF24 |  | R415 | + | LRF24 | Actuator with emergency control function | 1 | Scenario 1 |  | PPK¦SelectPro¦VDI3805¦Internet_EU |  |  | R415+LRF24 | Open-close ball valve | 1400 kPa | 400 kPa |  | EU\Inbox\Combinations\Folder..4/..5\ | 42
110639 | R415/LRF24 | R415/LRF24 |  | R415 | / | LRF24 | Actuator with emergency control function | 1 | Scenario 1 |  | PPK¦SelectPro¦VDI3805¦Internet_EU |  |  | R415/LRF24 | Open-close ball valve | 1400 kPa | 400 kPa |  | EU\Inbox\Combinations\Folder..4/..5\ | 42
110743 | R522/LR24A-MP | R522/LR24A-MP |  | R522 | / | LR24A-MP | Communicative actuator | 0 | Scenario 2 |  | PPK¦SelectPro¦VDI3805¦Internet_EU |  |  | R522/LR24A-MP | Characterised control valve | 1400 kPa | 200 kPa |  | EU\Inbox\Combinations\Folder..4/..5\ | 43
110744 | R522+LR24A-S | R522+LR24A-S |  | R522 | + | LR24A-S | Standard actuator | 0 | Scenario 2 |  | PPK¦SelectPro¦VDI3805¦Internet_EU |  |  | R522+LR24A-S | Characterised control valve | 1400 kPa | 200 kPa |  | EU\Inbox\Combinations\Folder..4/..5\ | 44
110734 | R417+LR24A-MP | R417+LR24A-MP |  | R417 | + | LR24A-MP | Communicative actuator | 0 | Scenario 2 |  | PPK¦SelectPro¦VDI3805¦Internet_EU |  |  | R417+LR24A-MP | Characterised control valve | 1400 kPa | 200 kPa |  | EU\Inbox\Combinations\Folder..4/..5\ | 42
110745 | R522/LR24A-S | R522/LR24A-S |  | R522 | / | LR24A-S | Standard actuator | 0 | Scenario 2 |  | PPK¦SelectPro¦VDI3805¦Internet_EU |  |  | R522/LR24A-S | Characterised control valve | 1400 kPa | 200 kPa |  | EU\Inbox\Combinations\Folder..4/..5\ | 44
110735 | R417/LR24A-MP | R417/LR24A-MP |  | R417 | / | LR24A-MP | Communicative actuator | 0 | Scenario 2 |  | PPK¦SelectPro¦VDI3805¦Internet_EU |  |  | R417/LR24A-MP | Characterised control valve | 1400 kPa | 200 kPa |  | EU\Inbox\Combinations\Folder..4/..5\ | 43
110726 | R417+LR230A | R417+LR230A |  | R417 | + | LR230A | Standard actuator | 1 | Scenario 2 |  | PPK¦SelectPro¦VDI3805¦Internet_EU |  |  | R417+LR230A | Characterised control valve | 1400 kPa | 200 kPa |  | EU\Inbox\Combinations\Folder..4/..5\ | 44
110746 | R522+LR24A-SR | R522+LR24A-SR |  | R522 | + | LR24A-SR | Standard actuator | 1 | Scenario 2 |  | PPK¦SelectPro¦VDI3805¦Internet_EU |  |  | R522+LR24A-SR | Characterised control valve | 1400 kPa | 200 kPa |  | EU\Inbox\Combinations\Folder..4/..5\ | 45
110736 | R417+LR24A-S | R417+LR24A-S |  | R417 | + | LR24A-S | Standard actuator | 0 | Scenario 2 |  | PPK¦SelectPro¦VDI3805¦Internet_EU |  |  | R417+LR24A-S | Characterised control valve | 1400 kPa | 200 kPa |  | EU\Inbox\Combinations\Folder..4/..5\ | 43
110727 | R417/LR230A | R417/LR230A |  | R417 | / | LR230A | Standard actuator | 1 | Scenario 2 |  | PPK¦SelectPro¦VDI3805¦Internet_EU |  |  | R417/LR230A | Characterised control valve | 1400 kPa | 200 kPa |  | EU\Inbox\Combinations\Folder..4/..5\ | 44
110747 | R522/LR24A-SR | R522/LR24A-SR |  | R522 | / | LR24A-SR | Standard actuator | 1 | Scenario 2 |  | PPK¦SelectPro¦VDI3805¦Internet_EU |  |  | R522/LR24A-SR | Characterised control valve | 1400 kPa | 200 kPa |  | EU\Inbox\Combinations\Folder..4/..5\ | 44
110728 | R417+LR230A-S | R417+LR230A-S |  | R417 | + | LR230A-S | Standard actuator | 0 | Scenario 2 |  | PPK¦SelectPro¦VDI3805¦Internet_EU |  |  | R417+LR230A-S | Characterised control valve | 1400 kPa | 200 kPa |  | EU\Inbox\Combinations\Folder..4/..5\ | 43
110737 | R417/LR24A-S | R417/LR24A-S |  | R417 | / | LR24A-S | Standard actuator | 0 | Scenario 2 |  | PPK¦SelectPro¦VDI3805¦Internet_EU |  |  | R417/LR24A-S | Characterised control valve | 1400 kPa | 200 kPa |  | EU\Inbox\Combinations\Folder..4/..5\ | 44
110729 | R417/LR230A-S | R417/LR230A-S |  | R417 | / | LR230A-S | Standard actuator | 0 | Scenario 2 |  | PPK¦SelectPro¦VDI3805¦Internet_EU |  |  | R417/LR230A-S | Characterised control valve | 1400 kPa | 200 kPa |  | EU\Inbox\Combinations\Folder..4/..5\ | 44
110738 | R417+LR24A-SR | R417+LR24A-SR |  | R417 | + | LR24A-SR | Standard actuator | 1 | Scenario 2 |  | PPK¦SelectPro¦VDI3805¦Internet_EU |  |  | R417+LR24A-SR | Characterised control valve | 1400 kPa | 200 kPa |  | EU\Inbox\Combinations\Folder..4/..5\ | 44
110730 | R417+LR24A | R417+LR24A |  | R417 | + | LR24A | Standard actuator | 1 | Scenario 2 |  | PPK¦SelectPro¦VDI3805¦Internet_EU |  |  | R417+LR24A | Characterised control valve | 1400 kPa | 200 kPa |  | EU\Inbox\Combinations\Folder..4/..5\ | 44
110739 | R417/LR24A-SR | R417/LR24A-SR |  | R417 | / | LR24A-SR | Standard actuator | 1 | Scenario 2 |  | PPK¦SelectPro¦VDI3805¦Internet_EU |  |  | R417/LR24A-SR | Characterised control valve | 1400 kPa | 200 kPa |  | EU\Inbox\Combinations\Folder..4/..5\ | 43
110750 | R522+LRC24A-SR | R522+LRC24A-SR |  | R522 | + | LRC24A-SR | Fast runner | 1 | Scenario 2 |  | PPK¦SelectPro¦VDI3805¦Internet_EU |  |  | R522+LRC24A-SR | Characterised control valve | 1400 kPa | 200 kPa |  | EU\Inbox\Combinations\Folder..4/..5\ | 44
110731 | R417/LR24A | R417/LR24A |  | R417 | / | LR24A | Standard actuator | 1 | Scenario 2 |  | PPK¦SelectPro¦VDI3805¦Internet_EU |  |  | R417/LR24A | Characterised control valve | 1400 kPa | 200 kPa |  | EU\Inbox\Combinations\Folder..4/..5\ | 44
110751 | R522/LRC24A-SR | R522/LRC24A-SR |  | R522 | / | LRC24A-SR | Fast runner | 1 | Scenario 2 |  | PPK¦SelectPro¦VDI3805¦Internet_EU |  |  | R522/LRC24A-SR | Characterised control valve | 1400 kPa | 200 kPa |  | EU\Inbox\Combinations\Folder..4/..5\ | 45
110742 | R522+LR24A-MP | R522+LR24A-MP |  | R522 | + | LR24A-MP | Communicative actuator | 0 | Scenario 2 |  | PPK¦SelectPro¦VDI3805¦Internet_EU |  |  | R522+LR24A-MP | Characterised control valve | 1400 kPa | 200 kPa |  | EU\Inbox\Combinations\Folder..4/..5\ | 42
110843 | R523/LRC24A-SR | R523/LRC24A-SR |  | R523 | / | LRC24A-SR | Fast runner | 1 | Scenario 2 |  | PPK¦SelectPro¦VDI3805¦Internet_EU |  |  | R523/LRC24A-SR | Characterised control valve | 1400 kPa | 200 kPa |  | EU\Inbox\Combinations\Folder..4/..5\ | 40
110834 | R523+LR24A-MP | R523+LR24A-MP |  | R523 | + | LR24A-MP | Communicative actuator | 0 | Scenario 2 |  | PPK¦SelectPro¦VDI3805¦Internet_EU |  |  | R523+LR24A-MP | Characterised control valve | 1400 kPa | 200 kPa |  | EU\Inbox\Combinations\Folder..4/..5\ | 38
110835 | R523/LR24A-MP | R523/LR24A-MP |  | R523 | / | LR24A-MP | Communicative actuator | 0 | Scenario 2 |  | PPK¦SelectPro¦VDI3805¦Internet_EU |  |  | R523/LR24A-MP | Characterised control valve | 1400 kPa | 200 kPa |  | EU\Inbox\Combinations\Folder..4/..5\ | 37
110836 | R523+LR24A-S | R523+LR24A-S |  | R523 | + | LR24A-S | Standard actuator | 0 | Scenario 2 |  | PPK¦SelectPro¦VDI3805¦Internet_EU |  |  | R523+LR24A-S | Characterised control valve | 1400 kPa | 200 kPa |  | EU\Inbox\Combinations\Folder..4/..5\ | 39
110826 | R523+LR230A | R523+LR230A |  | R523 | + | LR230A | Standard actuator | 1 | Scenario 2 |  | PPK¦SelectPro¦VDI3805¦Internet_EU |  |  | R523+LR230A | Characterised control valve | 1400 kPa | 200 kPa |  | EU\Inbox\Combinations\Folder..4/..5\ | 40
110837 | R523/LR24A-S | R523/LR24A-S |  | R523 | / | LR24A-S | Standard actuator | 0 | Scenario 2 |  | PPK¦SelectPro¦VDI3805¦Internet_EU |  |  | R523/LR24A-S | Characterised control valve | 1400 kPa | 200 kPa |  | EU\Inbox\Combinations\Folder..4/..5\ | 38
110827 | R523/LR230A | R523/LR230A |  | R523 | / | LR230A | Standard actuator | 1 | Scenario 2 |  | PPK¦SelectPro¦VDI3805¦Internet_EU |  |  | R523/LR230A | Characterised control valve | 1400 kPa | 200 kPa |  | EU\Inbox\Combinations\Folder..4/..5\ | 40
110838 | R523+LR24A-SR | R523+LR24A-SR |  | R523 | + | LR24A-SR | Standard actuator | 1 | Scenario 2 |  | PPK¦SelectPro¦VDI3805¦Internet_EU |  |  | R523+LR24A-SR | Characterised control valve | 1400 kPa | 200 kPa |  | EU\Inbox\Combinations\Folder..4/..5\ | 39
110828 | R523+LR230A-S | R523+LR230A-S |  | R523 | + | LR230A-S | Standard actuator | 0 | Scenario 2 |  | PPK¦SelectPro¦VDI3805¦Internet_EU |  |  | R523+LR230A-S | Characterised control valve | 1400 kPa | 200 kPa |  | EU\Inbox\Combinations\Folder..4/..5\ | 38
110839 | R523/LR24A-SR | R523/LR24A-SR |  | R523 | / | LR24A-SR | Standard actuator | 1 | Scenario 2 |  | PPK¦SelectPro¦VDI3805¦Internet_EU |  |  | R523/LR24A-SR | Characterised control valve | 1400 kPa | 200 kPa |  | EU\Inbox\Combinations\Folder..4/..5\ | 40
110829 | R523/LR230A-S | R523/LR230A-S |  | R523 | / | LR230A-S | Standard actuator | 0 | Scenario 2 |  | PPK¦SelectPro¦VDI3805¦Internet_EU |  |  | R523/LR230A-S | Characterised control valve | 1400 kPa | 200 kPa |  | EU\Inbox\Combinations\Folder..4/..5\ | 39
110830 | R523+LR24A | R523+LR24A |  | R523 | + | LR24A | Standard actuator | 1 | Scenario 2 |  | PPK¦SelectPro¦VDI3805¦Internet_EU |  |  | R523+LR24A | Characterised control valve | 1400 kPa | 200 kPa |  | EU\Inbox\Combinations\Folder..4/..5\ | 40
110831 | R523/LR24A | R523/LR24A |  | R523 | / | LR24A | Standard actuator | 1 | Scenario 2 |  | PPK¦SelectPro¦VDI3805¦Internet_EU |  |  | R523/LR24A | Characterised control valve | 1400 kPa | 200 kPa |  | EU\Inbox\Combinations\Folder..4/..5\ | 39
110842 | R523+LRC24A-SR | R523+LRC24A-SR |  | R523 | + | LRC24A-SR | Fast runner | 1 | Scenario 2 |  | PPK¦SelectPro¦VDI3805¦Internet_EU |  |  | R523+LRC24A-SR | Characterised control valve | 1400 kPa | 200 kPa |  | EU\Inbox\Combinations\Folder..4/..5\ | 40
110923 | R525/LR24A-MP | R525/LR24A-MP |  | R525 | / | LR24A-MP | Communicative actuator | 0 | Scenario 1 |  | PPK¦SelectPro¦VDI3805¦Internet_EU |  |  | R525/LR24A-MP | Change-over ball valve | 1400 kPa | 400 kPa |  | EU\Inbox\Combinations\Folder..4/..5\ | 39
110924 | R525+LR24A-S | R525+LR24A-S |  | R525 | + | LR24A-S | Standard actuator | 0 | Scenario 1 |  | PPK¦SelectPro¦VDI3805¦Internet_EU |  |  | R525+LR24A-S | Change-over ball valve | 1400 kPa | 400 kPa |  | EU\Inbox\Combinations\Folder..4/..5\ | 41
110914 | R525+LR230A | R525+LR230A |  | R525 | + | LR230A | Standard actuator | 1 | Scenario 1 |  | PPK¦SelectPro¦VDI3805¦Internet_EU |  |  | R525+LR230A | Change-over ball valve | 1400 kPa | 400 kPa |  | EU\Inbox\Combinations\Folder..4/..5\ | 41
110925 | R525/LR24A-S | R525/LR24A-S |  | R525 | / | LR24A-S | Standard actuator | 0 | Scenario 1 |  | PPK¦SelectPro¦VDI3805¦Internet_EU |  |  | R525/LR24A-S | Change-over ball valve | 1400 kPa | 400 kPa |  | EU\Inbox\Combinations\Folder..4/..5\ | 39
110915 | R525/LR230A | R525/LR230A |  | R525 | / | LR230A | Standard actuator | 1 | Scenario 1 |  | PPK¦SelectPro¦VDI3805¦Internet_EU |  |  | R525/LR230A | Change-over ball valve | 1400 kPa | 400 kPa |  | EU\Inbox\Combinations\Folder..4/..5\ | 41
110936 | R525+LRF24 | R525+LRF24 |  | R525 | + | LRF24 | Actuator with emergency control function | 1 | Scenario 1 |  | PPK¦SelectPro¦VDI3805¦Internet_EU |  |  | R525+LRF24 | Change-over ball valve | 1400 kPa | 400 kPa |  | EU\Inbox\Combinations\Folder..4/..5\ | 41
110916 | R525+LR230A-S | R525+LR230A-S |  | R525 | + | LR230A-S | Standard actuator | 0 | Scenario 1 |  | PPK¦SelectPro¦VDI3805¦Internet_EU |  |  | R525+LR230A-S | Change-over ball valve | 1400 kPa | 400 kPa |  | EU\Inbox\Combinations\Folder..4/..5\ | 41
110937 | R525/LRF24 | R525/LRF24 |  | R525 | / | LRF24 | Actuator with emergency control function | 1 | Scenario 1 |  | PPK¦SelectPro¦VDI3805¦Internet_EU |  |  | R525/LRF24 | Change-over ball valve | 1400 kPa | 400 kPa |  | EU\Inbox\Combinations\Folder..4/..5\ | 42
110917 | R525/LR230A-S | R525/LR230A-S |  | R525 | / | LR230A-S | Standard actuator | 0 | Scenario 1 |  | PPK¦SelectPro¦VDI3805¦Internet_EU |  |  | R525/LR230A-S | Change-over ball valve | 1400 kPa | 400 kPa |  | EU\Inbox\Combinations\Folder..4/..5\ | 40
110928 | R525+LRF230 | R525+LRF230 |  | R525 | + | LRF230 | Actuator with emergency control function | 1 | Scenario 1 |  | PPK¦SelectPro¦VDI3805¦Internet_EU |  |  | R525+LRF230 | Change-over ball valve | 1400 kPa | 400 kPa |  | EU\Inbox\Combinations\Folder..4/..5\ | 41
110918 | R525+LR24A | R525+LR24A |  | R525 | + | LR24A | Standard actuator | 1 | Scenario 1 |  | PPK¦SelectPro¦VDI3805¦Internet_EU |  |  | R525+LR24A | Change-over ball valve | 1400 kPa | 400 kPa |  | EU\Inbox\Combinations\Folder..4/..5\ | 42
110929 | R525/LRF230 | R525/LRF230 |  | R525 | / | LRF230 | Actuator with emergency control function | 1 | Scenario 1 |  | PPK¦SelectPro¦VDI3805¦Internet_EU |  |  | R525/LRF230 | Change-over ball valve | 1400 kPa | 400 kPa |  | EU\Inbox\Combinations\Folder..4/..5\ | 41
110919 | R525/LR24A | R525/LR24A |  | R525 | / | LR24A | Standard actuator | 1 | Scenario 1 |  | PPK¦SelectPro¦VDI3805¦Internet_EU |  |  | R525/LR24A | Change-over ball valve | 1400 kPa | 400 kPa |  | EU\Inbox\Combinations\Folder..4/..5\ | 42
110922 | R525+LR24A-MP | R525+LR24A-MP |  | R525 | + | LR24A-MP | Communicative actuator | 0 | Scenario 1 |  | PPK¦SelectPro¦VDI3805¦Internet_EU |  |  | R525+LR24A-MP | Change-over ball valve | 1400 kPa | 400 kPa |  | EU\Inbox\Combinations\Folder..4/..5\ | 38
110966 | R417+LRC24A-SR | R417+LRC24A-SR |  | R417 | + | LRC24A-SR | Fast runner | 1 | Scenario 2 |  | PPK¦SelectPro¦VDI3805¦Internet_EU |  |  | R417+LRC24A-SR | Characterised control valve | 1400 kPa | 200 kPa |  | EU\Inbox\Combinations\Folder..4/..5\ | 39
110967 | R417/LRC24A-SR | R417/LRC24A-SR |  | R417 | / | LRC24A-SR | Fast runner | 1 | Scenario 2 |  | PPK¦SelectPro¦VDI3805¦Internet_EU |  |  | R417/LRC24A-SR | Characterised control valve | 1400 kPa | 200 kPa |  | EU\Inbox\Combinations\Folder..4/..5\ | 39
111053 | R418/LR24A | R418/LR24A |  | R418 | / | LR24A | Standard actuator | 1 | Scenario 2 |  | PPK¦SelectPro¦VDI3805¦Internet_EU |  |  | R418/LR24A | Characterised control valve | 1400 kPa | 200 kPa |  | EU\Inbox\Combinations\Folder..4/..5\ | 41
111064 | R418+LRC24A-SR | R418+LRC24A-SR |  | R418 | + | LRC24A-SR | Fast runner | 1 | Scenario 2 |  | PPK¦SelectPro¦VDI3805¦Internet_EU |  |  | R418+LRC24A-SR | Characterised control valve | 1400 kPa | 200 kPa |  | EU\Inbox\Combinations\Folder..4/..5\ | 40
111065 | R418/LRC24A-SR | R418/LRC24A-SR |  | R418 | / | LRC24A-SR | Fast runner | 1 | Scenario 2 |  | PPK¦SelectPro¦VDI3805¦Internet_EU |  |  | R418/LRC24A-SR | Characterised control valve | 1400 kPa | 200 kPa |  | EU\Inbox\Combinations\Folder..4/..5\ | 39
111056 | R418+LR24A-MP | R418+LR24A-MP |  | R418 | + | LR24A-MP | Communicative actuator | 0 | Scenario 2 |  | PPK¦SelectPro¦VDI3805¦Internet_EU |  |  | R418+LR24A-MP | Characterised control valve | 1400 kPa | 200 kPa |  | EU\Inbox\Combinations\Folder..4/..5\ | 39
111057 | R418/LR24A-MP | R418/LR24A-MP |  | R418 | / | LR24A-MP | Communicative actuator | 0 | Scenario 2 |  | PPK¦SelectPro¦VDI3805¦Internet_EU |  |  | R418/LR24A-MP | Characterised control valve | 1400 kPa | 200 kPa |  | EU\Inbox\Combinations\Folder..4/..5\ | 38
111048 | R418+LR230A | R418+LR230A |  | R418 | + | LR230A | Standard actuator | 1 | Scenario 2 |  | PPK¦SelectPro¦VDI3805¦Internet_EU |  |  | R418+LR230A | Characterised control valve | 1400 kPa | 200 kPa |  | EU\Inbox\Combinations\Folder..4/..5\ | 40
111058 | R418+LR24A-S | R418+LR24A-S |  | R418 | + | LR24A-S | Standard actuator | 0 | Scenario 2 |  | PPK¦SelectPro¦VDI3805¦Internet_EU |  |  | R418+LR24A-S | Characterised control valve | 1400 kPa | 200 kPa |  | EU\Inbox\Combinations\Folder..4/..5\ | 40
111049 | R418/LR230A | R418/LR230A |  | R418 | / | LR230A | Standard actuator | 1 | Scenario 2 |  | PPK¦SelectPro¦VDI3805¦Internet_EU |  |  | R418/LR230A | Characterised control valve | 1400 kPa | 200 kPa |  | EU\Inbox\Combinations\Folder..4/..5\ | 39
111059 | R418/LR24A-S | R418/LR24A-S |  | R418 | / | LR24A-S | Standard actuator | 0 | Scenario 2 |  | PPK¦SelectPro¦VDI3805¦Internet_EU |  |  | R418/LR24A-S | Characterised control valve | 1400 kPa | 200 kPa |  | EU\Inbox\Combinations\Folder..4/..5\ | 40
111050 | R418+LR230A-S | R418+LR230A-S |  | R418 | + | LR230A-S | Standard actuator | 0 | Scenario 2 |  | PPK¦SelectPro¦VDI3805¦Internet_EU |  |  | R418+LR230A-S | Characterised control valve | 1400 kPa | 200 kPa |  | EU\Inbox\Combinations\Folder..4/..5\ | 40
111060 | R418+LR24A-SR | R418+LR24A-SR |  | R418 | + | LR24A-SR | Standard actuator | 1 | Scenario 2 |  | PPK¦SelectPro¦VDI3805¦Internet_EU |  |  | R418+LR24A-SR | Characterised control valve | 1400 kPa | 200 kPa |  | EU\Inbox\Combinations\Folder..4/..5\ | 41
111051 | R418/LR230A-S | R418/LR230A-S |  | R418 | / | LR230A-S | Standard actuator | 0 | Scenario 2 |  | PPK¦SelectPro¦VDI3805¦Internet_EU |  |  | R418/LR230A-S | Characterised control valve | 1400 kPa | 200 kPa |  | EU\Inbox\Combinations\Folder..4/..5\ | 40
111061 | R418/LR24A-SR | R418/LR24A-SR |  | R418 | / | LR24A-SR | Standard actuator | 1 | Scenario 2 |  | PPK¦SelectPro¦VDI3805¦Internet_EU |  |  | R418/LR24A-SR | Characterised control valve | 1400 kPa | 200 kPa |  | EU\Inbox\Combinations\Folder..4/..5\ | 40
111052 | R418+LR24A | R418+LR24A |  | R418 | + | LR24A | Standard actuator | 1 | Scenario 2 |  | PPK¦SelectPro¦VDI3805¦Internet_EU |  |  | R418+LR24A | Characterised control valve | 1400 kPa | 200 kPa |  | EU\Inbox\Combinations\Folder..4/..5\ | 40
111163 | R529/LR230A-S | R529/LR230A-S |  | R529 | / | LR230A-S | Standard actuator | 0 | Scenario 2 |  | SelectPro¦VDI3805¦Internet_EU |  |  | R529/LR230A-S | Characterised control valve | 1400 kPa | 200 kPa |  | EU\Inbox\Combinations\Folder..4/..5\ | 39
111173 | R529/LR24A-SR | R529/LR24A-SR |  | R529 | / | LR24A-SR | Standard actuator | 0 | Scenario 2 |  | SelectPro¦VDI3805¦Internet_EU |  |  | R529/LR24A-SR | Characterised control valve | 1400 kPa | 200 kPa |  | EU\Inbox\Combinations\Folder..4/..5\ | 39
111164 | R529+LR24A | R529+LR24A |  | R529 | + | LR24A | Standard actuator | 0 | Scenario 2 |  | SelectPro¦VDI3805¦Internet_EU |  |  | R529+LR24A | Characterised control valve | 1400 kPa | 200 kPa |  | EU\Inbox\Combinations\Folder..4/..5\ | 40
111165 | R529/LR24A | R529/LR24A |  | R529 | / | LR24A | Standard actuator | 0 | Scenario 2 |  | SelectPro¦VDI3805¦Internet_EU |  |  | R529/LR24A | Characterised control valve | 1400 kPa | 200 kPa |  | EU\Inbox\Combinations\Folder..4/..5\ | 38
111176 | R529+LRC24A-SR | R529+LRC24A-SR |  | R529 | + | LRC24A-SR | Fast runner | 0 | Scenario 2 |  | SelectPro¦VDI3805¦Internet_EU |  |  | R529+LRC24A-SR | Characterised control valve | 1400 kPa | 200 kPa |  | EU\Inbox\Combinations\Folder..4/..5\ | 41
111177 | R529/LRC24A-SR | R529/LRC24A-SR |  | R529 | / | LRC24A-SR | Fast runner | 0 | Scenario 2 |  | SelectPro¦VDI3805¦Internet_EU |  |  | R529/LRC24A-SR | Characterised control valve | 1400 kPa | 200 kPa |  | EU\Inbox\Combinations\Folder..4/..5\ | 40
111168 | R529+LR24A-MP | R529+LR24A-MP |  | R529 | + | LR24A-MP | Communicative actuator | 0 | Scenario 2 |  | SelectPro¦VDI3805¦Internet_EU |  |  | R529+LR24A-MP | Characterised control valve | 1400 kPa | 200 kPa |  | EU\Inbox\Combinations\Folder..4/..5\ | 40
111169 | R529/LR24A-MP | R529/LR24A-MP |  | R529 | / | LR24A-MP | Communicative actuator | 0 | Scenario 2 |  | SelectPro¦VDI3805¦Internet_EU |  |  | R529/LR24A-MP | Characterised control valve | 1400 kPa | 200 kPa |  | EU\Inbox\Combinations\Folder..4/..5\ | 41
111170 | R529+LR24A-S | R529+LR24A-S |  | R529 | + | LR24A-S | Standard actuator | 0 | Scenario 2 |  | SelectPro¦VDI3805¦Internet_EU |  |  | R529+LR24A-S | Characterised control valve | 1400 kPa | 200 kPa |  | EU\Inbox\Combinations\Folder..4/..5\ | 39
111160 | R529+LR230A | R529+LR230A |  | R529 | + | LR230A | Standard actuator | 0 | Scenario 2 |  | SelectPro¦VDI3805¦Internet_EU |  |  | R529+LR230A | Characterised control valve | 1400 kPa | 200 kPa |  | EU\Inbox\Combinations\Folder..4/..5\ | 39
111171 | R529/LR24A-S | R529/LR24A-S |  | R529 | / | LR24A-S | Standard actuator | 0 | Scenario 2 |  | SelectPro¦VDI3805¦Internet_EU |  |  | R529/LR24A-S | Characterised control valve | 1400 kPa | 200 kPa |  | EU\Inbox\Combinations\Folder..4/..5\ | 39
111161 | R529/LR230A | R529/LR230A |  | R529 | / | LR230A | Standard actuator | 0 | Scenario 2 |  | SelectPro¦VDI3805¦Internet_EU |  |  | R529/LR230A | Characterised control valve | 1400 kPa | 200 kPa |  | EU\Inbox\Combinations\Folder..4/..5\ | 40
111172 | R529+LR24A-SR | R529+LR24A-SR |  | R529 | + | LR24A-SR | Standard actuator | 0 | Scenario 2 |  | SelectPro¦VDI3805¦Internet_EU |  |  | R529+LR24A-SR | Characterised control valve | 1400 kPa | 200 kPa |  | EU\Inbox\Combinations\Folder..4/..5\ | 40
111162 | R529+LR230A-S | R529+LR230A-S |  | R529 | + | LR230A-S | Standard actuator | 0 | Scenario 2 |  | SelectPro¦VDI3805¦Internet_EU |  |  | R529+LR230A-S | Characterised control valve | 1400 kPa | 200 kPa |  | EU\Inbox\Combinations\Folder..4/..5\ | 39
111264 | R419+LR230A | R419+LR230A |  | R419 | + | LR230A | Standard actuator | 1 | Scenario 2 |  | PPK¦SelectPro¦VDI3805¦Internet_EU |  |  | R419+LR230A | Characterised control valve | 1400 kPa | 200 kPa |  | EU\Inbox\Combinations\Folder..4/..5\ | 43
111265 | R419/LR230A | R419/LR230A |  | R419 | / | LR230A | Standard actuator | 1 | Scenario 2 |  | PPK¦SelectPro¦VDI3805¦Internet_EU |  |  | R419/LR230A | Characterised control valve | 1400 kPa | 200 kPa |  | EU\Inbox\Combinations\Folder..4/..5\ | 41
111266 | R419+LR230A-S | R419+LR230A-S |  | R419 | + | LR230A-S | Standard actuator | 0 | Scenario 2 |  | PPK¦SelectPro¦VDI3805¦Internet_EU |  |  | R419+LR230A-S | Characterised control valve | 1400 kPa | 200 kPa |  | EU\Inbox\Combinations\Folder..4/..5\ | 41
111267 | R419/LR230A-S | R419/LR230A-S |  | R419 | / | LR230A-S | Standard actuator | 0 | Scenario 2 |  | PPK¦SelectPro¦VDI3805¦Internet_EU |  |  | R419/LR230A-S | Characterised control valve | 1400 kPa | 200 kPa |  | EU\Inbox\Combinations\Folder..4/..5\ | 42
111268 | R419+LR24A | R419+LR24A |  | R419 | + | LR24A | Standard actuator | 1 | Scenario 2 |  | PPK¦SelectPro¦VDI3805¦Internet_EU |  |  | R419+LR24A | Characterised control valve | 1400 kPa | 200 kPa |  | EU\Inbox\Combinations\Folder..4/..5\ | 42
111269 | R419/LR24A | R419/LR24A |  | R419 | / | LR24A | Standard actuator | 1 | Scenario 2 |  | PPK¦SelectPro¦VDI3805¦Internet_EU |  |  | R419/LR24A | Characterised control valve | 1400 kPa | 200 kPa |  | EU\Inbox\Combinations\Folder..4/..5\ | 42
111272 | R419+LR24A-MP | R419+LR24A-MP |  | R419 | + | LR24A-MP | Communicative actuator | 0 | Scenario 2 |  | PPK¦SelectPro¦VDI3805¦Internet_EU |  |  | R419+LR24A-MP | Characterised control valve | 1400 kPa | 200 kPa |  | EU\Inbox\Combinations\Folder..4/..5\ | 41
111273 | R419/LR24A-MP | R419/LR24A-MP |  | R419 | / | LR24A-MP | Communicative actuator | 0 | Scenario 2 |  | PPK¦SelectPro¦VDI3805¦Internet_EU |  |  | R419/LR24A-MP | Characterised control valve | 1400 kPa | 200 kPa |  | EU\Inbox\Combinations\Folder..4/..5\ | 41
111274 | R419+LR24A-S | R419+LR24A-S |  | R419 | + | LR24A-S | Standard actuator | 0 | Scenario 2 |  | PPK¦SelectPro¦VDI3805¦Internet_EU |  |  | R419+LR24A-S | Characterised control valve | 1400 kPa | 200 kPa |  | EU\Inbox\Combinations\Folder..4/..5\ | 41
111275 | R419/LR24A-S | R419/LR24A-S |  | R419 | / | LR24A-S | Standard actuator | 0 | Scenario 2 |  | PPK¦SelectPro¦VDI3805¦Internet_EU |  |  | R419/LR24A-S | Characterised control valve | 1400 kPa | 200 kPa |  | EU\Inbox\Combinations\Folder..4/..5\ | 41
111276 | R419+LR24A-SR | R419+LR24A-SR |  | R419 | + | LR24A-SR | Standard actuator | 1 | Scenario 2 |  | PPK¦SelectPro¦VDI3805¦Internet_EU |  |  | R419+LR24A-SR | Characterised control valve | 1400 kPa | 200 kPa |  | EU\Inbox\Combinations\Folder..4/..5\ | 41
111277 | R419/LR24A-SR | R419/LR24A-SR |  | R419 | / | LR24A-SR | Standard actuator | 1 | Scenario 2 |  | PPK¦SelectPro¦VDI3805¦Internet_EU |  |  | R419/LR24A-SR | Characterised control valve | 1400 kPa | 200 kPa |  | EU\Inbox\Combinations\Folder..4/..5\ | 42
111280 | R419+LRC24A-SR | R419+LRC24A-SR |  | R419 | + | LRC24A-SR | Fast runner | 1 | Scenario 2 |  | PPK¦SelectPro¦VDI3805¦Internet_EU |  |  | R419+LRC24A-SR | Characterised control valve | 1400 kPa | 200 kPa |  | EU\Inbox\Combinations\Folder..4/..5\ | 41
111281 | R419/LRC24A-SR | R419/LRC24A-SR |  | R419 | / | LRC24A-SR | Fast runner | 1 | Scenario 2 |  | PPK¦SelectPro¦VDI3805¦Internet_EU |  |  | R419/LRC24A-SR | Characterised control valve | 1400 kPa | 200 kPa |  | EU\Inbox\Combinations\Folder..4/..5\ | 42
111363 | R420/LR24A | R420/LR24A |  | R420 | / | LR24A | Standard actuator | 1 | Scenario 1 |  | PPK¦SelectPro¦VDI3805¦Internet_EU |  |  | R420/LR24A | Open-close ball valve | 1400 kPa | 400 kPa |  | EU\Inbox\Combinations\Folder..4/..5\ | 43
111366 | R420+LR24A-MP | R420+LR24A-MP |  | R420 | + | LR24A-MP | Communicative actuator | 0 | Scenario 1 |  | PPK¦SelectPro¦VDI3805¦Internet_EU |  |  | R420+LR24A-MP | Open-close ball valve | 1400 kPa | 400 kPa |  | EU\Inbox\Combinations\Folder..4/..5\ | 42
111367 | R420/LR24A-MP | R420/LR24A-MP |  | R420 | / | LR24A-MP | Communicative actuator | 0 | Scenario 1 |  | PPK¦SelectPro¦VDI3805¦Internet_EU |  |  | R420/LR24A-MP | Open-close ball valve | 1400 kPa | 400 kPa |  | EU\Inbox\Combinations\Folder..4/..5\ | 41
111368 | R420+LR24A-S | R420+LR24A-S |  | R420 | + | LR24A-S | Standard actuator | 0 | Scenario 1 |  | PPK¦SelectPro¦VDI3805¦Internet_EU |  |  | R420+LR24A-S | Open-close ball valve | 1400 kPa | 400 kPa |  | EU\Inbox\Combinations\Folder..4/..5\ | 43
111358 | R420+LR230A | R420+LR230A |  | R420 | + | LR230A | Standard actuator | 1 | Scenario 1 |  | PPK¦SelectPro¦VDI3805¦Internet_EU |  |  | R420+LR230A | Open-close ball valve | 1400 kPa | 400 kPa |  | EU\Inbox\Combinations\Folder..4/..5\ | 42
111369 | R420/LR24A-S | R420/LR24A-S |  | R420 | / | LR24A-S | Standard actuator | 0 | Scenario 1 |  | PPK¦SelectPro¦VDI3805¦Internet_EU |  |  | R420/LR24A-S | Open-close ball valve | 1400 kPa | 400 kPa |  | EU\Inbox\Combinations\Folder..4/..5\ | 41
111359 | R420/LR230A | R420/LR230A |  | R420 | / | LR230A | Standard actuator | 1 | Scenario 1 |  | PPK¦SelectPro¦VDI3805¦Internet_EU |  |  | R420/LR230A | Open-close ball valve | 1400 kPa | 400 kPa |  | EU\Inbox\Combinations\Folder..4/..5\ | 44
111360 | R420+LR230A-S | R420+LR230A-S |  | R420 | + | LR230A-S | Standard actuator | 0 | Scenario 1 |  | PPK¦SelectPro¦VDI3805¦Internet_EU |  |  | R420+LR230A-S | Open-close ball valve | 1400 kPa | 400 kPa |  | EU\Inbox\Combinations\Folder..4/..5\ | 42
111361 | R420/LR230A-S | R420/LR230A-S |  | R420 | / | LR230A-S | Standard actuator | 0 | Scenario 1 |  | PPK¦SelectPro¦VDI3805¦Internet_EU |  |  | R420/LR230A-S | Open-close ball valve | 1400 kPa | 400 kPa |  | EU\Inbox\Combinations\Folder..4/..5\ | 42
111362 | R420+LR24A | R420+LR24A |  | R420 | + | LR24A | Standard actuator | 1 | Scenario 1 |  | PPK¦SelectPro¦VDI3805¦Internet_EU |  |  | R420+LR24A | Open-close ball valve | 1400 kPa | 400 kPa |  | EU\Inbox\Combinations\Folder..4/..5\ | 42
111503 | R532/NR24A | R532/NR24A |  | R532 | / | NR24A | Standard actuator | 1 | Scenario 1 |  | PPK¦SelectPro¦VDI3805¦Internet_EU |  |  | R532/NR24A | Change-over ball valve | 1400 kPa | 400 kPa |  | EU\Inbox\Combinations\Folder..4/..5\ | 39
111463 | R531/NR24A-S | R531/NR24A-S |  | R531 | / | NR24A-S | Standard actuator | 0 | Scenario 2 |  | PPK¦SelectPro¦VDI3805¦Internet_EU |  |  | R531/NR24A-S | Characterised control valve | 1400 kPa | 200 kPa |  | EU\Inbox\Combinations\Folder..4/..5\ | 42
111453 | R531/NR230A | R531/NR230A |  | R531 | / | NR230A | Standard actuator | 1 | Scenario 2 |  | PPK¦SelectPro¦VDI3805¦Internet_EU |  |  | R531/NR230A | Characterised control valve | 1400 kPa | 200 kPa |  | EU\Inbox\Combinations\Folder..4/..5\ | 42
111464 | R531+NR24A-SR | R531+NR24A-SR |  | R531 | + | NR24A-SR | Standard actuator | 1 | Scenario 2 |  | PPK¦SelectPro¦VDI3805¦Internet_EU |  |  | R531+NR24A-SR | Characterised control valve | 1400 kPa | 200 kPa |  | EU\Inbox\Combinations\Folder..4/..5\ | 40
111454 | R531+NR230A-S | R531+NR230A-S |  | R531 | + | NR230A-S | Standard actuator | 0 | Scenario 2 |  | PPK¦SelectPro¦VDI3805¦Internet_EU |  |  | R531+NR230A-S | Characterised control valve | 1400 kPa | 200 kPa |  | EU\Inbox\Combinations\Folder..4/..5\ | 39
111465 | R531/NR24A-SR | R531/NR24A-SR |  | R531 | / | NR24A-SR | Standard actuator | 1 | Scenario 2 |  | PPK¦SelectPro¦VDI3805¦Internet_EU |  |  | R531/NR24A-SR | Characterised control valve | 1400 kPa | 200 kPa |  | EU\Inbox\Combinations\Folder..4/..5\ | 40
111455 | R531/NR230A-S | R531/NR230A-S |  | R531 | / | NR230A-S | Standard actuator | 0 | Scenario 2 |  | PPK¦SelectPro¦VDI3805¦Internet_EU |  |  | R531/NR230A-S | Characterised control valve | 1400 kPa | 200 kPa |  | EU\Inbox\Combinations\Folder..4/..5\ | 41
111506 | R532+NR24A-MP | R532+NR24A-MP |  | R532 | + | NR24A-MP | Communicative actuator | 0 | Scenario 1 |  | PPK¦SelectPro¦VDI3805¦Internet_EU |  |  | R532+NR24A-MP | Change-over ball valve | 1400 kPa | 400 kPa |  | EU\Inbox\Combinations\Folder..4/..5\ | 37
111456 | R531+NR24A | R531+NR24A |  | R531 | + | NR24A | Standard actuator | 1 | Scenario 2 |  | PPK¦SelectPro¦VDI3805¦Internet_EU |  |  | R531+NR24A | Characterised control valve | 1400 kPa | 200 kPa |  | EU\Inbox\Combinations\Folder..4/..5\ | 42
111507 | R532/NR24A-MP | R532/NR24A-MP |  | R532 | / | NR24A-MP | Communicative actuator | 0 | Scenario 1 |  | PPK¦SelectPro¦VDI3805¦Internet_EU |  |  | R532/NR24A-MP | Change-over ball valve | 1400 kPa | 400 kPa |  | EU\Inbox\Combinations\Folder..4/..5\ | 37
111457 | R531/NR24A | R531/NR24A |  | R531 | / | NR24A | Standard actuator | 1 | Scenario 2 |  | PPK¦SelectPro¦VDI3805¦Internet_EU |  |  | R531/NR24A | Characterised control valve | 1400 kPa | 200 kPa |  | EU\Inbox\Combinations\Folder..4/..5\ | 42
111508 | R532+NR24A-S | R532+NR24A-S |  | R532 | + | NR24A-S | Standard actuator | 0 | Scenario 1 |  | PPK¦SelectPro¦VDI3805¦Internet_EU |  |  | R532+NR24A-S | Change-over ball valve | 1400 kPa | 400 kPa |  | EU\Inbox\Combinations\Folder..4/..5\ | 38
111468 | R531+NRC24A-SR | R531+NRC24A-SR |  | R531 | + | NRC24A-SR | Fast runner | 1 | Scenario 2 |  | PPK¦SelectPro¦VDI3805¦Internet_EU |  |  | R531+NRC24A-SR | Characterised control valve | 1400 kPa | 200 kPa |  | EU\Inbox\Combinations\Folder..4/..5\ | 39
111498 | R532+NR230A | R532+NR230A |  | R532 | + | NR230A | Standard actuator | 1 | Scenario 1 |  | PPK¦SelectPro¦VDI3805¦Internet_EU |  |  | R532+NR230A | Change-over ball valve | 1400 kPa | 400 kPa |  | EU\Inbox\Combinations\Folder..4/..5\ | 39
111509 | R532/NR24A-S | R532/NR24A-S |  | R532 | / | NR24A-S | Standard actuator | 0 | Scenario 1 |  | PPK¦SelectPro¦VDI3805¦Internet_EU |  |  | R532/NR24A-S | Change-over ball valve | 1400 kPa | 400 kPa |  | EU\Inbox\Combinations\Folder..4/..5\ | 38
111469 | R531/NRC24A-SR | R531/NRC24A-SR |  | R531 | / | NRC24A-SR | Fast runner | 1 | Scenario 2 |  | PPK¦SelectPro¦VDI3805¦Internet_EU |  |  | R531/NRC24A-SR | Characterised control valve | 1400 kPa | 200 kPa |  | EU\Inbox\Combinations\Folder..4/..5\ | 39
111499 | R532/NR230A | R532/NR230A |  | R532 | / | NR230A | Standard actuator | 1 | Scenario 1 |  | PPK¦SelectPro¦VDI3805¦Internet_EU |  |  | R532/NR230A | Change-over ball valve | 1400 kPa | 400 kPa |  | EU\Inbox\Combinations\Folder..4/..5\ | 38
111500 | R532+NR230A-S | R532+NR230A-S |  | R532 | + | NR230A-S | Standard actuator | 0 | Scenario 1 |  | PPK¦SelectPro¦VDI3805¦Internet_EU |  |  | R532+NR230A-S | Change-over ball valve | 1400 kPa | 400 kPa |  | EU\Inbox\Combinations\Folder..4/..5\ | 37
111460 | R531+NR24A-MP | R531+NR24A-MP |  | R531 | + | NR24A-MP | Communicative actuator | 0 | Scenario 2 |  | PPK¦SelectPro¦VDI3805¦Internet_EU |  |  | R531+NR24A-MP | Characterised control valve | 1400 kPa | 200 kPa |  | EU\Inbox\Combinations\Folder..4/..5\ | 40
111501 | R532/NR230A-S | R532/NR230A-S |  | R532 | / | NR230A-S | Standard actuator | 0 | Scenario 1 |  | PPK¦SelectPro¦VDI3805¦Internet_EU |  |  | R532/NR230A-S | Change-over ball valve | 1400 kPa | 400 kPa |  | EU\Inbox\Combinations\Folder..4/..5\ | 37
111461 | R531/NR24A-MP | R531/NR24A-MP |  | R531 | / | NR24A-MP | Communicative actuator | 0 | Scenario 2 |  | PPK¦SelectPro¦VDI3805¦Internet_EU |  |  | R531/NR24A-MP | Characterised control valve | 1400 kPa | 200 kPa |  | EU\Inbox\Combinations\Folder..4/..5\ | 41
111502 | R532+NR24A | R532+NR24A |  | R532 | + | NR24A | Standard actuator | 1 | Scenario 1 |  | PPK¦SelectPro¦VDI3805¦Internet_EU |  |  | R532+NR24A | Change-over ball valve | 1400 kPa | 400 kPa |  | EU\Inbox\Combinations\Folder..4/..5\ | 39
111462 | R531+NR24A-S | R531+NR24A-S |  | R531 | + | NR24A-S | Standard actuator | 0 | Scenario 2 |  | PPK¦SelectPro¦VDI3805¦Internet_EU |  |  | R531+NR24A-S | Characterised control valve | 1400 kPa | 200 kPa |  | EU\Inbox\Combinations\Folder..4/..5\ | 42
111452 | R531+NR230A | R531+NR230A |  | R531 | + | NR230A | Standard actuator | 1 | Scenario 2 |  | PPK¦SelectPro¦VDI3805¦Internet_EU |  |  | R531+NR230A | Characterised control valve | 1400 kPa | 200 kPa |  | EU\Inbox\Combinations\Folder..4/..5\ | 42
112122 | R422+LRF24-SR | R422+LRF24-SR |  | R422 | + | LRF24-SR | Actuator with emergency control function | 1 | Scenario 2 |  | PPK¦SelectPro¦VDI3805¦Internet_EU |  |  | R422+LRF24-SR | Characterised control valve | 1400 kPa | 200 kPa |  | EU\Inbox\Combinations\Folder..4/..5\ | 41
112142 | R513+LRF24-SR | R513+LRF24-SR |  | R513 | + | LRF24-SR | Actuator with emergency control function | 1 | Scenario 2 |  | PPK¦SelectPro¦VDI3805¦Internet_EU |  |  | R513+LRF24-SR | Characterised control valve | 1400 kPa | 200 kPa |  | EU\Inbox\Combinations\Folder..4/..5\ | 40
112102 | R410+LRF24-SR | R410+LRF24-SR |  | R410 | + | LRF24-SR | Actuator with emergency control function | 1 | Scenario 2 |  | PPK¦SelectPro¦VDI3805¦Internet_EU |  |  | R410+LRF24-SR | Characterised control valve | 1400 kPa | 200 kPa |  | EU\Inbox\Combinations\Folder..4/..5\ | 40
112152 | R522+LRF24-SR | R522+LRF24-SR |  | R522 | + | LRF24-SR | Actuator with emergency control function | 1 | Scenario 2 |  | PPK¦SelectPro¦VDI3805¦Internet_EU |  |  | R522+LRF24-SR | Characterised control valve | 1400 kPa | 200 kPa |  | EU\Inbox\Combinations\Folder..4/..5\ | 41
112166 | D625N+SR230A-SR-5 | D625N+SR230A-SR-5 |  | D625N | + | SR230A-SR-5 | Standard actuator | 0 | Scenario 2 |  | PPK¦SelectPro¦VDI3805¦Internet_EU |  |  | D625N+SR230A-SR-5 | Butterfly valve | 1200 kPa | 1.6 kPa |  | EU\Inbox\Combinations\Folder..6/..7\ | 36
112123 | R422/LRF24-SR | R422/LRF24-SR |  | R422 | / | LRF24-SR | Actuator with emergency control function | 1 | Scenario 2 |  | PPK¦SelectPro¦VDI3805¦Internet_EU |  |  | R422/LRF24-SR | Characterised control valve | 1400 kPa | 200 kPa |  | EU\Inbox\Combinations\Folder..4/..5\ | 41
112143 | R513/LRF24-SR | R513/LRF24-SR |  | R513 | / | LRF24-SR | Actuator with emergency control function | 1 | Scenario 2 |  | PPK¦SelectPro¦VDI3805¦Internet_EU |  |  | R513/LRF24-SR | Characterised control valve | 1400 kPa | 200 kPa |  | EU\Inbox\Combinations\Folder..4/..5\ | 40
112103 | R410/LRF24-SR | R410/LRF24-SR |  | R410 | / | LRF24-SR | Actuator with emergency control function | 1 | Scenario 2 |  | PPK¦SelectPro¦VDI3805¦Internet_EU |  |  | R410/LRF24-SR | Characterised control valve | 1400 kPa | 200 kPa |  | EU\Inbox\Combinations\Folder..4/..5\ | 40
112153 | R522/LRF24-SR | R522/LRF24-SR |  | R522 | / | LRF24-SR | Actuator with emergency control function | 1 | Scenario 2 |  | PPK¦SelectPro¦VDI3805¦Internet_EU |  |  | R522/LRF24-SR | Characterised control valve | 1400 kPa | 200 kPa |  | EU\Inbox\Combinations\Folder..4/..5\ | 41
112167 | D625N/SR230A-SR-5 | D625N/SR230A-SR-5 |  | D625N | / | SR230A-SR-5 | Standard actuator | 0 | Scenario 2 |  | PPK¦SelectPro¦VDI3805¦Internet_EU |  |  | D625N/SR230A-SR-5 | Butterfly valve | 1200 kPa | 1.6 kPa |  | EU\Inbox\Combinations\Folder..6/..7\ | 36
112134 | R509+LRF24-SR | R509+LRF24-SR |  | R509 | + | LRF24-SR | Actuator with emergency control function | 1 | Scenario 2 |  | PPK¦SelectPro¦VDI3805¦Internet_EU |  |  | R509+LRF24-SR | Characterised control valve | 1400 kPa | 200 kPa |  | EU\Inbox\Combinations\Folder..4/..5\ | 40
112124 | R423+LRF24-SR | R423+LRF24-SR |  | R423 | + | LRF24-SR | Actuator with emergency control function | 1 | Scenario 2 |  | PPK¦SelectPro¦VDI3805¦Internet_EU |  |  | R423+LRF24-SR | Characterised control valve | 1400 kPa | 200 kPa |  | EU\Inbox\Combinations\Folder..4/..5\ | 41
112104 | R411+LRF24-SR | R411+LRF24-SR |  | R411 | + | LRF24-SR | Actuator with emergency control function | 1 | Scenario 2 |  | PPK¦SelectPro¦VDI3805¦Internet_EU |  |  | R411+LRF24-SR | Characterised control valve | 1400 kPa | 200 kPa |  | EU\Inbox\Combinations\Folder..4/..5\ | 40
112154 | R523+LRF24-SR | R523+LRF24-SR |  | R523 | + | LRF24-SR | Actuator with emergency control function | 1 | Scenario 2 |  | PPK¦SelectPro¦VDI3805¦Internet_EU |  |  | R523+LRF24-SR | Characterised control valve | 1400 kPa | 200 kPa |  | EU\Inbox\Combinations\Folder..4/..5\ | 41
112168 | D625N+SR24A-SR-5 | D625N+SR24A-SR-5 |  | D625N | + | SR24A-SR-5 | Standard actuator | 0 | Scenario 2 |  | PPK¦SelectPro¦VDI3805¦Internet_EU |  |  | D625N+SR24A-SR-5 | Butterfly valve | 1200 kPa | 1.6 kPa |  | EU\Inbox\Combinations\Folder..6/..7\ | 36
112114 | R417+LRF24-SR | R417+LRF24-SR |  | R417 | + | LRF24-SR | Actuator with emergency control function | 1 | Scenario 2 |  | PPK¦SelectPro¦VDI3805¦Internet_EU |  |  | R417+LRF24-SR | Characterised control valve | 1400 kPa | 200 kPa |  | EU\Inbox\Combinations\Folder..4/..5\ | 41
112135 | R509/LRF24-SR | R509/LRF24-SR |  | R509 | / | LRF24-SR | Actuator with emergency control function | 1 | Scenario 2 |  | PPK¦SelectPro¦VDI3805¦Internet_EU |  |  | R509/LRF24-SR | Characterised control valve | 1400 kPa | 200 kPa |  | EU\Inbox\Combinations\Folder..4/..5\ | 40
112125 | R423/LRF24-SR | R423/LRF24-SR |  | R423 | / | LRF24-SR | Actuator with emergency control function | 1 | Scenario 2 |  | PPK¦SelectPro¦VDI3805¦Internet_EU |  |  | R423/LRF24-SR | Characterised control valve | 1400 kPa | 200 kPa |  | EU\Inbox\Combinations\Folder..4/..5\ | 41
112105 | R411/LRF24-SR | R411/LRF24-SR |  | R411 | / | LRF24-SR | Actuator with emergency control function | 1 | Scenario 2 |  | PPK¦SelectPro¦VDI3805¦Internet_EU |  |  | R411/LRF24-SR | Characterised control valve | 1400 kPa | 200 kPa |  | EU\Inbox\Combinations\Folder..4/..5\ | 40
112155 | R523/LRF24-SR | R523/LRF24-SR |  | R523 | / | LRF24-SR | Actuator with emergency control function | 1 | Scenario 2 |  | PPK¦SelectPro¦VDI3805¦Internet_EU |  |  | R523/LRF24-SR | Characterised control valve | 1400 kPa | 200 kPa |  | EU\Inbox\Combinations\Folder..4/..5\ | 41
112169 | D625N/SR24A-SR-5 | D625N/SR24A-SR-5 |  | D625N | / | SR24A-SR-5 | Standard actuator | 0 | Scenario 2 |  | PPK¦SelectPro¦VDI3805¦Internet_EU |  |  | D625N/SR24A-SR-5 | Butterfly valve | 1200 kPa | 1.6 kPa |  | EU\Inbox\Combinations\Folder..6/..7\ | 36
112136 | R510+LRF24-SR | R510+LRF24-SR |  | R510 | + | LRF24-SR | Actuator with emergency control function | 1 | Scenario 2 |  | PPK¦SelectPro¦VDI3805¦Internet_EU |  |  | R510+LRF24-SR | Characterised control valve | 1400 kPa | 200 kPa |  | EU\Inbox\Combinations\Folder..4/..5\ | 40
112115 | R417/LRF24-SR | R417/LRF24-SR |  | R417 | / | LRF24-SR | Actuator with emergency control function | 1 | Scenario 2 |  | PPK¦SelectPro¦VDI3805¦Internet_EU |  |  | R417/LRF24-SR | Characterised control valve | 1400 kPa | 200 kPa |  | EU\Inbox\Combinations\Folder..4/..5\ | 41
112126 | R424+LRF24-SR | R424+LRF24-SR |  | R424 | + | LRF24-SR | Actuator with emergency control function | 1 | Scenario 2 |  | PPK¦SelectPro¦VDI3805¦Internet_EU |  |  | R424+LRF24-SR | Characterised control valve | 1400 kPa | 200 kPa |  | EU\Inbox\Combinations\Folder..4/..5\ | 41
112146 | R517+LRF24-SR | R517+LRF24-SR |  | R517 | + | LRF24-SR | Actuator with emergency control function | 1 | Scenario 2 |  | PPK¦SelectPro¦VDI3805¦Internet_EU |  |  | R517+LRF24-SR | Characterised control valve | 1400 kPa | 200 kPa |  | EU\Inbox\Combinations\Folder..4/..5\ | 41
112106 | R412+LRF24-SR | R412+LRF24-SR |  | R412 | + | LRF24-SR | Actuator with emergency control function | 1 | Scenario 2 |  | PPK¦SelectPro¦VDI3805¦Internet_EU |  |  | R412+LRF24-SR | Characterised control valve | 1400 kPa | 200 kPa |  | EU\Inbox\Combinations\Folder..4/..5\ | 40
112137 | R510/LRF24-SR | R510/LRF24-SR |  | R510 | / | LRF24-SR | Actuator with emergency control function | 1 | Scenario 2 |  | PPK¦SelectPro¦VDI3805¦Internet_EU |  |  | R510/LRF24-SR | Characterised control valve | 1400 kPa | 200 kPa |  | EU\Inbox\Combinations\Folder..4/..5\ | 40
112127 | R424/LRF24-SR | R424/LRF24-SR |  | R424 | / | LRF24-SR | Actuator with emergency control function | 1 | Scenario 2 |  | PPK¦SelectPro¦VDI3805¦Internet_EU |  |  | R424/LRF24-SR | Characterised control valve | 1400 kPa | 200 kPa |  | EU\Inbox\Combinations\Folder..4/..5\ | 41
112147 | R517/LRF24-SR | R517/LRF24-SR |  | R517 | / | LRF24-SR | Actuator with emergency control function | 1 | Scenario 2 |  | PPK¦SelectPro¦VDI3805¦Internet_EU |  |  | R517/LRF24-SR | Characterised control valve | 1400 kPa | 200 kPa |  | EU\Inbox\Combinations\Folder..4/..5\ | 41
112107 | R412/LRF24-SR | R412/LRF24-SR |  | R412 | / | LRF24-SR | Actuator with emergency control function | 1 | Scenario 2 |  | PPK¦SelectPro¦VDI3805¦Internet_EU |  |  | R412/LRF24-SR | Characterised control valve | 1400 kPa | 200 kPa |  | EU\Inbox\Combinations\Folder..4/..5\ | 40
112170 | D632N+SR230A-SR-5 | D632N+SR230A-SR-5 |  | D632N | + | SR230A-SR-5 | Standard actuator | 0 | Scenario 2 |  | PPK¦SelectPro¦VDI3805¦Internet_EU |  |  | D632N+SR230A-SR-5 | Butterfly valve | 1200 kPa | 2.5 kPa |  | EU\Inbox\Combinations\Folder..6/..7\ | 38
112116 | R418+LRF24-SR | R418+LRF24-SR |  | R418 | + | LRF24-SR | Actuator with emergency control function | 1 | Scenario 2 |  | PPK¦SelectPro¦VDI3805¦Internet_EU |  |  | R418+LRF24-SR | Characterised control valve | 1400 kPa | 200 kPa |  | EU\Inbox\Combinations\Folder..4/..5\ | 41
112138 | R511+LRF24-SR | R511+LRF24-SR |  | R511 | + | LRF24-SR | Actuator with emergency control function | 1 | Scenario 2 |  | PPK¦SelectPro¦VDI3805¦Internet_EU |  |  | R511+LRF24-SR | Characterised control valve | 1400 kPa | 200 kPa |  | EU\Inbox\Combinations\Folder..4/..5\ | 40
112148 | R518+LRF24-SR | R518+LRF24-SR |  | R518 | + | LRF24-SR | Actuator with emergency control function | 1 | Scenario 2 |  | PPK¦SelectPro¦VDI3805¦Internet_EU |  |  | R518+LRF24-SR | Characterised control valve | 1400 kPa | 200 kPa |  | EU\Inbox\Combinations\Folder..4/..5\ | 41
112108 | R413+LRF24-SR | R413+LRF24-SR |  | R413 | + | LRF24-SR | Actuator with emergency control function | 1 | Scenario 2 |  | PPK¦SelectPro¦VDI3805¦Internet_EU |  |  | R413+LRF24-SR | Characterised control valve | 1400 kPa | 200 kPa |  | EU\Inbox\Combinations\Folder..4/..5\ | 40
112171 | D632N/SR230A-SR-5 | D632N/SR230A-SR-5 |  | D632N | / | SR230A-SR-5 | Standard actuator | 0 | Scenario 2 |  | PPK¦SelectPro¦VDI3805¦Internet_EU |  |  | D632N/SR230A-SR-5 | Butterfly valve | 1200 kPa | 2.5 kPa |  | EU\Inbox\Combinations\Folder..6/..7\ | 38
112117 | R418/LRF24-SR | R418/LRF24-SR |  | R418 | / | LRF24-SR | Actuator with emergency control function | 1 | Scenario 2 |  | PPK¦SelectPro¦VDI3805¦Internet_EU |  |  | R418/LRF24-SR | Characterised control valve | 1400 kPa | 200 kPa |  | EU\Inbox\Combinations\Folder..4/..5\ | 41
112139 | R511/LRF24-SR | R511/LRF24-SR |  | R511 | / | LRF24-SR | Actuator with emergency control function | 1 | Scenario 2 |  | PPK¦SelectPro¦VDI3805¦Internet_EU |  |  | R511/LRF24-SR | Characterised control valve | 1400 kPa | 200 kPa |  | EU\Inbox\Combinations\Folder..4/..5\ | 40
112149 | R518/LRF24-SR | R518/LRF24-SR |  | R518 | / | LRF24-SR | Actuator with emergency control function | 1 | Scenario 2 |  | PPK¦SelectPro¦VDI3805¦Internet_EU |  |  | R518/LRF24-SR | Characterised control valve | 1400 kPa | 200 kPa |  | EU\Inbox\Combinations\Folder..4/..5\ | 41
112109 | R413/LRF24-SR | R413/LRF24-SR |  | R413 | / | LRF24-SR | Actuator with emergency control function | 1 | Scenario 2 |  | PPK¦SelectPro¦VDI3805¦Internet_EU |  |  | R413/LRF24-SR | Characterised control valve | 1400 kPa | 200 kPa |  | EU\Inbox\Combinations\Folder..4/..5\ | 40
112158 | R529+LRF24-SR | R529+LRF24-SR |  | R529 | + | LRF24-SR | Actuator with emergency control function | 0 | Scenario 2 |  | SelectPro¦VDI3805¦Internet_EU |  |  | R529+LRF24-SR | Characterised control valve | 1400 kPa | 200 kPa |  | EU\Inbox\Combinations\Folder..4/..5\ | 38
112172 | D632N+SR24A-SR-5 | D632N+SR24A-SR-5 |  | D632N | + | SR24A-SR-5 | Standard actuator | 0 | Scenario 2 |  | PPK¦SelectPro¦VDI3805¦Internet_EU |  |  | D632N+SR24A-SR-5 | Butterfly valve | 1200 kPa | 2.5 kPa |  | EU\Inbox\Combinations\Folder..6/..7\ | 38
112118 | R419+LRF24-SR | R419+LRF24-SR |  | R419 | + | LRF24-SR | Actuator with emergency control function | 1 | Scenario 2 |  | PPK¦SelectPro¦VDI3805¦Internet_EU |  |  | R419+LRF24-SR | Characterised control valve | 1400 kPa | 200 kPa |  | EU\Inbox\Combinations\Folder..4/..5\ | 41
112140 | R512+LRF24-SR | R512+LRF24-SR |  | R512 | + | LRF24-SR | Actuator with emergency control function | 1 | Scenario 2 |  | PPK¦SelectPro¦VDI3805¦Internet_EU |  |  | R512+LRF24-SR | Characterised control valve | 1400 kPa | 200 kPa |  | EU\Inbox\Combinations\Folder..4/..5\ | 40
112110 | R414+LRF24-SR | R414+LRF24-SR |  | R414 | + | LRF24-SR | Actuator with emergency control function | 1 | Scenario 2 |  | PPK¦SelectPro¦VDI3805¦Internet_EU |  |  | R414+LRF24-SR | Characterised control valve | 1400 kPa | 200 kPa |  | EU\Inbox\Combinations\Folder..4/..5\ | 40
112159 | R529/LRF24-SR | R529/LRF24-SR |  | R529 | / | LRF24-SR | Actuator with emergency control function | 0 | Scenario 2 |  | SelectPro¦VDI3805¦Internet_EU |  |  | R529/LRF24-SR | Characterised control valve | 1400 kPa | 200 kPa |  | EU\Inbox\Combinations\Folder..4/..5\ | 38
112173 | D632N/SR24A-SR-5 | D632N/SR24A-SR-5 |  | D632N | / | SR24A-SR-5 | Standard actuator | 0 | Scenario 2 |  | PPK¦SelectPro¦VDI3805¦Internet_EU |  |  | D632N/SR24A-SR-5 | Butterfly valve | 1200 kPa | 2.5 kPa |  | EU\Inbox\Combinations\Folder..6/..7\ | 38
112119 | R419/LRF24-SR | R419/LRF24-SR |  | R419 | / | LRF24-SR | Actuator with emergency control function | 1 | Scenario 2 |  | PPK¦SelectPro¦VDI3805¦Internet_EU |  |  | R419/LRF24-SR | Characterised control valve | 1400 kPa | 200 kPa |  | EU\Inbox\Combinations\Folder..4/..5\ | 41
112141 | R512/LRF24-SR | R512/LRF24-SR |  | R512 | / | LRF24-SR | Actuator with emergency control function | 1 | Scenario 2 |  | PPK¦SelectPro¦VDI3805¦Internet_EU |  |  | R512/LRF24-SR | Characterised control valve | 1400 kPa | 200 kPa |  | EU\Inbox\Combinations\Folder..4/..5\ | 40
112111 | R414/LRF24-SR | R414/LRF24-SR |  | R414 | / | LRF24-SR | Actuator with emergency control function | 1 | Scenario 2 |  | PPK¦SelectPro¦VDI3805¦Internet_EU |  |  | R414/LRF24-SR | Characterised control valve | 1400 kPa | 200 kPa |  | EU\Inbox\Combinations\Folder..4/..5\ | 40
112100 | R409+LRF24-SR | R409+LRF24-SR |  | R409 | + | LRF24-SR | Actuator with emergency control function | 1 | Scenario 2 |  | PPK¦SelectPro¦VDI3805¦Internet_EU |  |  | R409+LRF24-SR | Characterised control valve | 1400 kPa | 200 kPa |  | EU\Inbox\Combinations\Folder..4/..5\ | 40
112174 | D640N+SR230A-SR-5 | D640N+SR230A-SR-5 |  | D640N | + | SR230A-SR-5 | Standard actuator | 0 | Scenario 2 |  | PPK¦SelectPro¦VDI3805¦Internet_EU |  |  | D640N+SR230A-SR-5 | Butterfly valve | 1200 kPa | 3.4 kPa |  | EU\Inbox\Combinations\Folder..6/..7\ | 36
112101 | R409/LRF24-SR | R409/LRF24-SR |  | R409 | / | LRF24-SR | Actuator with emergency control function | 1 | Scenario 2 |  | PPK¦SelectPro¦VDI3805¦Internet_EU |  |  | R409/LRF24-SR | Characterised control valve | 1400 kPa | 200 kPa |  | EU\Inbox\Combinations\Folder..4/..5\ | 40
112175 | D640N/SR230A-SR-5 | D640N/SR230A-SR-5 |  | D640N | / | SR230A-SR-5 | Standard actuator | 0 | Scenario 2 |  | PPK¦SelectPro¦VDI3805¦Internet_EU |  |  | D640N/SR230A-SR-5 | Butterfly valve | 1200 kPa | 3.4 kPa |  | EU\Inbox\Combinations\Folder..6/..7\ | 36
112176 | D640N+SR24A-SR-5 | D640N+SR24A-SR-5 |  | D640N | + | SR24A-SR-5 | Standard actuator | 0 | Scenario 2 |  | PPK¦SelectPro¦VDI3805¦Internet_EU |  |  | D640N+SR24A-SR-5 | Butterfly valve | 1200 kPa | 3.4 kPa |  | EU\Inbox\Combinations\Folder..6/..7\ | 36
112236 | R405DK+LRF24-SR | R405DK+LRF24-SR |  | R405DK | + | LRF24-SR | Actuator with emergency control function | 1 | Scenario 2 |  | PPK¦SelectPro¦VDI3805¦Internet_EU |  |  | R405DK+LRF24-SR | Characterised control valve | 1400 kPa | 400 kPa |  | EU\Inbox\Combinations\Folder..4/..5\ | 37
112177 | D640N/SR24A-SR-5 | D640N/SR24A-SR-5 |  | D640N | / | SR24A-SR-5 | Standard actuator | 0 | Scenario 2 |  | PPK¦SelectPro¦VDI3805¦Internet_EU |  |  | D640N/SR24A-SR-5 | Butterfly valve | 1200 kPa | 3.4 kPa |  | EU\Inbox\Combinations\Folder..6/..7\ | 36
112237 | R405DK/LRF24-SR | R405DK/LRF24-SR |  | R405DK | / | LRF24-SR | Actuator with emergency control function | 1 | Scenario 2 |  | PPK¦SelectPro¦VDI3805¦Internet_EU |  |  | R405DK/LRF24-SR | Characterised control valve | 1400 kPa | 400 kPa |  | EU\Inbox\Combinations\Folder..4/..5\ | 37
112288 | R412D+LRF24-SR | R412D+LRF24-SR |  | R412D | + | LRF24-SR | Actuator with emergency control function | 1 | Scenario 2 |  | PPK¦SelectPro¦VDI3805¦Internet_EU |  |  | R412D+LRF24-SR | Characterised control valve | 1400 kPa | 400 kPa |  | EU\Inbox\Combinations\Folder..4/..5\ | 42
112178 | D650N+SR230A-SR-5 | D650N+SR230A-SR-5 |  | D650N | + | SR230A-SR-5 | Standard actuator | 0 | Scenario 2 |  | PPK¦SelectPro¦VDI3805¦Internet_EU |  |  | D650N+SR230A-SR-5 | Butterfly valve | 1200 kPa | 3.1 kPa |  | EU\Inbox\Combinations\Folder..6/..7\ | 36
112248 | R407DK+LRF24-SR | R407DK+LRF24-SR |  | R407DK | + | LRF24-SR | Actuator with emergency control function | 1 | Scenario 2 |  | PPK¦SelectPro¦VDI3805¦Internet_EU |  |  | R407DK+LRF24-SR | Characterised control valve | 1400 kPa | 400 kPa |  | EU\Inbox\Combinations\Folder..4/..5\ | 37
112289 | R412D/LRF24-SR | R412D/LRF24-SR |  | R412D | / | LRF24-SR | Actuator with emergency control function | 1 | Scenario 2 |  | PPK¦SelectPro¦VDI3805¦Internet_EU |  |  | R412D/LRF24-SR | Characterised control valve | 1400 kPa | 400 kPa |  | EU\Inbox\Combinations\Folder..4/..5\ | 42
112179 | D650N/SR230A-SR-5 | D650N/SR230A-SR-5 |  | D650N | / | SR230A-SR-5 | Standard actuator | 0 | Scenario 2 |  | PPK¦SelectPro¦VDI3805¦Internet_EU |  |  | D650N/SR230A-SR-5 | Butterfly valve | 1200 kPa | 3.1 kPa |  | EU\Inbox\Combinations\Folder..6/..7\ | 36
112249 | R407DK/LRF24-SR | R407DK/LRF24-SR |  | R407DK | / | LRF24-SR | Actuator with emergency control function | 1 | Scenario 2 |  | PPK¦SelectPro¦VDI3805¦Internet_EU |  |  | R407DK/LRF24-SR | Characterised control valve | 1400 kPa | 400 kPa |  | EU\Inbox\Combinations\Folder..4/..5\ | 37
112230 | R404DK+LRF24-SR | R404DK+LRF24-SR |  | R404DK | + | LRF24-SR | Actuator with emergency control function | 1 | Scenario 2 |  | PPK¦SelectPro¦VDI3805¦Internet_EU |  |  | R404DK+LRF24-SR | Characterised control valve | 1400 kPa | 400 kPa |  | EU\Inbox\Combinations\Folder..4/..5\ | 37
112180 | D650N+SR24A-SR-5 | D650N+SR24A-SR-5 |  | D650N | + | SR24A-SR-5 | Standard actuator | 0 | Scenario 2 |  | PPK¦SelectPro¦VDI3805¦Internet_EU |  |  | D650N+SR24A-SR-5 | Butterfly valve | 1200 kPa | 3.1 kPa |  | EU\Inbox\Combinations\Folder..6/..7\ | 36
112260 | R409DK+LRF24-SR | R409DK+LRF24-SR |  | R409DK | + | LRF24-SR | Actuator with emergency control function | 1 | Scenario 2 |  | PPK¦SelectPro¦VDI3805¦Internet_EU |  |  | R409DK+LRF24-SR | Characterised control valve | 1400 kPa | 400 kPa |  | EU\Inbox\Combinations\Folder..4/..5\ | 37
112231 | R404DK/LRF24-SR | R404DK/LRF24-SR |  | R404DK | / | LRF24-SR | Actuator with emergency control function | 1 | Scenario 2 |  | PPK¦SelectPro¦VDI3805¦Internet_EU |  |  | R404DK/LRF24-SR | Characterised control valve | 1400 kPa | 400 kPa |  | EU\Inbox\Combinations\Folder..4/..5\ | 37
112181 | D650N/SR24A-SR-5 | D650N/SR24A-SR-5 |  | D650N | / | SR24A-SR-5 | Standard actuator | 0 | Scenario 2 |  | PPK¦SelectPro¦VDI3805¦Internet_EU |  |  | D650N/SR24A-SR-5 | Butterfly valve | 1200 kPa | 3.1 kPa |  | EU\Inbox\Combinations\Folder..6/..7\ | 36
112261 | R409DK/LRF24-SR | R409DK/LRF24-SR |  | R409DK | / | LRF24-SR | Actuator with emergency control function | 1 | Scenario 2 |  | PPK¦SelectPro¦VDI3805¦Internet_EU |  |  | R409DK/LRF24-SR | Characterised control valve | 1400 kPa | 400 kPa |  | EU\Inbox\Combinations\Folder..4/..5\ | 37
112182 | D665N+SR230A-SR-5 | D665N+SR230A-SR-5 |  | D665N | + | SR230A-SR-5 | Standard actuator | 0 | Scenario 2 |  | PPK¦SelectPro¦VDI3805¦Internet_EU |  |  | D665N+SR230A-SR-5 | Butterfly valve | 1200 kPa | 2.4 kPa |  | EU\Inbox\Combinations\Folder..6/..7\ | 36
112242 | R406DK+LRF24-SR | R406DK+LRF24-SR |  | R406DK | + | LRF24-SR | Actuator with emergency control function | 1 | Scenario 2 |  | PPK¦SelectPro¦VDI3805¦Internet_EU |  |  | R406DK+LRF24-SR | Characterised control valve | 1400 kPa | 400 kPa |  | EU\Inbox\Combinations\Folder..4/..5\ | 37
112183 | D665N/SR230A-SR-5 | D665N/SR230A-SR-5 |  | D665N | / | SR230A-SR-5 | Standard actuator | 0 | Scenario 2 |  | PPK¦SelectPro¦VDI3805¦Internet_EU |  |  | D665N/SR230A-SR-5 | Butterfly valve | 1200 kPa | 2.4 kPa |  | EU\Inbox\Combinations\Folder..6/..7\ | 36
112243 | R406DK/LRF24-SR | R406DK/LRF24-SR |  | R406DK | / | LRF24-SR | Actuator with emergency control function | 1 | Scenario 2 |  | PPK¦SelectPro¦VDI3805¦Internet_EU |  |  | R406DK/LRF24-SR | Characterised control valve | 1400 kPa | 400 kPa |  | EU\Inbox\Combinations\Folder..4/..5\ | 37
112294 | R413D+LRF24-SR | R413D+LRF24-SR |  | R413D | + | LRF24-SR | Actuator with emergency control function | 1 | Scenario 2 |  | PPK¦SelectPro¦VDI3805¦Internet_EU |  |  | R413D+LRF24-SR | Characterised control valve | 1400 kPa | 400 kPa |  | EU\Inbox\Combinations\Folder..4/..5\ | 42
112184 | D665N+SR24A-SR-5 | D665N+SR24A-SR-5 |  | D665N | + | SR24A-SR-5 | Standard actuator | 0 | Scenario 2 |  | PPK¦SelectPro¦VDI3805¦Internet_EU |  |  | D665N+SR24A-SR-5 | Butterfly valve | 1200 kPa | 2.4 kPa |  | EU\Inbox\Combinations\Folder..6/..7\ | 36
112254 | R408DK+LRF24-SR | R408DK+LRF24-SR |  | R408DK | + | LRF24-SR | Actuator with emergency control function | 1 | Scenario 2 |  | PPK¦SelectPro¦VDI3805¦Internet_EU |  |  | R408DK+LRF24-SR | Characterised control valve | 1400 kPa | 400 kPa |  | EU\Inbox\Combinations\Folder..4/..5\ | 37
112295 | R413D/LRF24-SR | R413D/LRF24-SR |  | R413D | / | LRF24-SR | Actuator with emergency control function | 1 | Scenario 2 |  | PPK¦SelectPro¦VDI3805¦Internet_EU |  |  | R413D/LRF24-SR | Characterised control valve | 1400 kPa | 400 kPa |  | EU\Inbox\Combinations\Folder..4/..5\ | 42
112185 | D665N/SR24A-SR-5 | D665N/SR24A-SR-5 |  | D665N | / | SR24A-SR-5 | Standard actuator | 0 | Scenario 2 |  | PPK¦SelectPro¦VDI3805¦Internet_EU |  |  | D665N/SR24A-SR-5 | Butterfly valve | 1200 kPa | 2.4 kPa |  | EU\Inbox\Combinations\Folder..6/..7\ | 36
112255 | R408DK/LRF24-SR | R408DK/LRF24-SR |  | R408DK | / | LRF24-SR | Actuator with emergency control function | 1 | Scenario 2 |  | PPK¦SelectPro¦VDI3805¦Internet_EU |  |  | R408DK/LRF24-SR | Characterised control valve | 1400 kPa | 400 kPa |  | EU\Inbox\Combinations\Folder..4/..5\ | 37
112328 | R417D+LRF24-SR | R417D+LRF24-SR |  | R417D | + | LRF24-SR | Actuator with emergency control function | 1 | Scenario 2 |  | PPK¦SelectPro¦VDI3805¦Internet_EU |  |  | R417D+LRF24-SR | Characterised control valve | 1400 kPa | 400 kPa |  | EU\Inbox\Combinations\Folder..4/..5\ | 42
112500 | R3015-1-1-B2+LR24A-MP | R3015-1-1-B2+LR24A-MP |  | R3015-1-1-B2 | + | LR24A-MP | Communicative actuator | 1 | Scenario 5 |  | PPK¦SelectPro¦VDI3805¦Internet_EU |  |  | R3015-1-1-B2+LR24A-MP | Characterised control valve | 100 kPa | 100 kPa |  | EU\Inbox\Combinations\Folder..2/..3\ | 43
112329 | R417D/LRF24-SR | R417D/LRF24-SR |  | R417D | / | LRF24-SR | Actuator with emergency control function | 1 | Scenario 2 |  | PPK¦SelectPro¦VDI3805¦Internet_EU |  |  | R417D/LRF24-SR | Characterised control valve | 1400 kPa | 400 kPa |  | EU\Inbox\Combinations\Folder..4/..5\ | 42
112501 | R3015-1-1-B2/LR24A-MP | R3015-1-1-B2/LR24A-MP |  | R3015-1-1-B2 | / | LR24A-MP | Communicative actuator | 1 | Scenario 5 |  | PPK¦SelectPro¦VDI3805¦Internet_EU |  |  | R3015-1-1-B2/LR24A-MP | Characterised control valve | 100 kPa | 100 kPa |  | EU\Inbox\Combinations\Folder..2/..3\ | 43
112300 | R414D+LRF24-SR | R414D+LRF24-SR |  | R414D | + | LRF24-SR | Actuator with emergency control function | 1 | Scenario 2 |  | PPK¦SelectPro¦VDI3805¦Internet_EU |  |  | R414D+LRF24-SR | Characterised control valve | 1400 kPa | 400 kPa |  | EU\Inbox\Combinations\Folder..4/..5\ | 42
112502 | R3015-1-1-B2+LR24A-SR | R3015-1-1-B2+LR24A-SR |  | R3015-1-1-B2 | + | LR24A-SR | Standard actuator | 1 | Scenario 5 |  | PPK¦SelectPro¦VDI3805¦Internet_EU |  |  | R3015-1-1-B2+LR24A-SR | Characterised control valve | 100 kPa | 100 kPa |  | EU\Inbox\Combinations\Folder..2/..3\ | 44
112340 | R419D+LRF24-SR | R419D+LRF24-SR |  | R419D | + | LRF24-SR | Actuator with emergency control function | 1 | Scenario 2 |  | PPK¦SelectPro¦VDI3805¦Internet_EU |  |  | R419D+LRF24-SR | Characterised control valve | 1400 kPa | 400 kPa |  | EU\Inbox\Combinations\Folder..4/..5\ | 42
112301 | R414D/LRF24-SR | R414D/LRF24-SR |  | R414D | / | LRF24-SR | Actuator with emergency control function | 1 | Scenario 2 |  | PPK¦SelectPro¦VDI3805¦Internet_EU |  |  | R414D/LRF24-SR | Characterised control valve | 1400 kPa | 400 kPa |  | EU\Inbox\Combinations\Folder..4/..5\ | 42
112503 | R3015-1-1-B2/LR24A-SR | R3015-1-1-B2/LR24A-SR |  | R3015-1-1-B2 | / | LR24A-SR | Standard actuator | 1 | Scenario 5 |  | PPK¦SelectPro¦VDI3805¦Internet_EU |  |  | R3015-1-1-B2/LR24A-SR | Characterised control valve | 100 kPa | 100 kPa |  | EU\Inbox\Combinations\Folder..2/..3\ | 44
112341 | R419D/LRF24-SR | R419D/LRF24-SR |  | R419D | / | LRF24-SR | Actuator with emergency control function | 1 | Scenario 2 |  | PPK¦SelectPro¦VDI3805¦Internet_EU |  |  | R419D/LRF24-SR | Characterised control valve | 1400 kPa | 400 kPa |  | EU\Inbox\Combinations\Folder..4/..5\ | 42
112506 | R3015-1-1P3-B2+LR24A-MP | R3015-1-1P3-B2+LR24A-MP |  | R3015-1-1P3-B2 | + | LR24A-MP | Communicative actuator | 1 | Scenario 5 |  | PPK¦SelectPro¦VDI3805¦Internet_EU |  |  | R3015-1-1P3-B2+LR24A-MP | Characterised control valve | 100 kPa | 100 kPa |  | EU\Inbox\Combinations\Folder..2/..3\ | 44
112334 | R418D+LRF24-SR | R418D+LRF24-SR |  | R418D | + | LRF24-SR | Actuator with emergency control function | 1 | Scenario 2 |  | PPK¦SelectPro¦VDI3805¦Internet_EU |  |  | R418D+LRF24-SR | Characterised control valve | 1400 kPa | 400 kPa |  | EU\Inbox\Combinations\Folder..4/..5\ | 42
112507 | R3015-1-1P3-B2/LR24A-MP | R3015-1-1P3-B2/LR24A-MP |  | R3015-1-1P3-B2 | / | LR24A-MP | Communicative actuator | 1 | Scenario 5 |  | PPK¦SelectPro¦VDI3805¦Internet_EU |  |  | R3015-1-1P3-B2/LR24A-MP | Characterised control valve | 100 kPa | 100 kPa |  | EU\Inbox\Combinations\Folder..2/..3\ | 44
112335 | R418D/LRF24-SR | R418D/LRF24-SR |  | R418D | / | LRF24-SR | Actuator with emergency control function | 1 | Scenario 2 |  | PPK¦SelectPro¦VDI3805¦Internet_EU |  |  | R418D/LRF24-SR | Characterised control valve | 1400 kPa | 400 kPa |  | EU\Inbox\Combinations\Folder..4/..5\ | 42
112578 | R3015-P25-P4-B2+LR24A-MP | R3015-P25-P4-B2+LR24A-MP |  | R3015-P25-P4-B2 | + | LR24A-MP | Communicative actuator | 1 | Scenario 5 |  | PPK¦SelectPro¦VDI3805¦Internet_EU |  |  | R3015-P25-P4-B2+LR24A-MP | Characterised control valve | 100 kPa | 100 kPa |  | EU\Inbox\Combinations\Folder..2/..3\ | 46
112568 | R3015-P25-1P3-B2+LR24A-SR | R3015-P25-1P3-B2+LR24A-SR |  | R3015-P25-1P3-B2 | + | LR24A-SR | Standard actuator | 1 | Scenario 5 |  | PPK¦SelectPro¦VDI3805¦Internet_EU |  |  | R3015-P25-1P3-B2+LR24A-SR | Characterised control valve | 100 kPa | 100 kPa |  | EU\Inbox\Combinations\Folder..2/..3\ | 43
112518 | R3015-1-P4-B2+LR24A-MP | R3015-1-P4-B2+LR24A-MP |  | R3015-1-P4-B2 | + | LR24A-MP | Communicative actuator | 1 | Scenario 5 |  | PPK¦SelectPro¦VDI3805¦Internet_EU |  |  | R3015-1-P4-B2+LR24A-MP | Characterised control valve | 100 kPa | 100 kPa |  | EU\Inbox\Combinations\Folder..2/..3\ | 44
112538 | R3015-1P3-1P3-B2+LR24A-SR | R3015-1P3-1P3-B2+LR24A-SR |  | R3015-1P3-1P3-B2 | + | LR24A-SR | Standard actuator | 1 | Scenario 5 |  | PPK¦SelectPro¦VDI3805¦Internet_EU |  |  | R3015-1P3-1P3-B2+LR24A-SR | Characterised control valve | 100 kPa | 100 kPa |  | EU\Inbox\Combinations\Folder..2/..3\ | 44
112508 | R3015-1-1P3-B2+LR24A-SR | R3015-1-1P3-B2+LR24A-SR |  | R3015-1-1P3-B2 | + | LR24A-SR | Standard actuator | 1 | Scenario 5 |  | PPK¦SelectPro¦VDI3805¦Internet_EU |  |  | R3015-1-1P3-B2+LR24A-SR | Characterised control valve | 100 kPa | 100 kPa |  | EU\Inbox\Combinations\Folder..2/..3\ | 44
112548 | R3015-1P3-P4-B2+LR24A-MP | R3015-1P3-P4-B2+LR24A-MP |  | R3015-1P3-P4-B2 | + | LR24A-MP | Communicative actuator | 1 | Scenario 5 |  | PPK¦SelectPro¦VDI3805¦Internet_EU |  |  | R3015-1P3-P4-B2+LR24A-MP | Characterised control valve | 100 kPa | 100 kPa |  | EU\Inbox\Combinations\Folder..2/..3\ | 43
112579 | R3015-P25-P4-B2/LR24A-MP | R3015-P25-P4-B2/LR24A-MP |  | R3015-P25-P4-B2 | / | LR24A-MP | Communicative actuator | 1 | Scenario 5 |  | PPK¦SelectPro¦VDI3805¦Internet_EU |  |  | R3015-P25-P4-B2/LR24A-MP | Characterised control valve | 100 kPa | 100 kPa |  | EU\Inbox\Combinations\Folder..2/..3\ | 46
112539 | R3015-1P3-1P3-B2/LR24A-SR | R3015-1P3-1P3-B2/LR24A-SR |  | R3015-1P3-1P3-B2 | / | LR24A-SR | Standard actuator | 1 | Scenario 5 |  | PPK¦SelectPro¦VDI3805¦Internet_EU |  |  | R3015-1P3-1P3-B2/LR24A-SR | Characterised control valve | 100 kPa | 100 kPa |  | EU\Inbox\Combinations\Folder..2/..3\ | 44
112519 | R3015-1-P4-B2/LR24A-MP | R3015-1-P4-B2/LR24A-MP |  | R3015-1-P4-B2 | / | LR24A-MP | Communicative actuator | 1 | Scenario 5 |  | PPK¦SelectPro¦VDI3805¦Internet_EU |  |  | R3015-1-P4-B2/LR24A-MP | Characterised control valve | 100 kPa | 100 kPa |  | EU\Inbox\Combinations\Folder..2/..3\ | 44
112569 | R3015-P25-1P3-B2/LR24A-SR | R3015-P25-1P3-B2/LR24A-SR |  | R3015-P25-1P3-B2 | / | LR24A-SR | Standard actuator | 1 | Scenario 5 |  | PPK¦SelectPro¦VDI3805¦Internet_EU |  |  | R3015-P25-1P3-B2/LR24A-SR | Characterised control valve | 100 kPa | 100 kPa |  | EU\Inbox\Combinations\Folder..2/..3\ | 43
112509 | R3015-1-1P3-B2/LR24A-SR | R3015-1-1P3-B2/LR24A-SR |  | R3015-1-1P3-B2 | / | LR24A-SR | Standard actuator | 1 | Scenario 5 |  | PPK¦SelectPro¦VDI3805¦Internet_EU |  |  | R3015-1-1P3-B2/LR24A-SR | Characterised control valve | 100 kPa | 100 kPa |  | EU\Inbox\Combinations\Folder..2/..3\ | 44
112549 | R3015-1P3-P4-B2/LR24A-MP | R3015-1P3-P4-B2/LR24A-MP |  | R3015-1P3-P4-B2 | / | LR24A-MP | Communicative actuator | 1 | Scenario 5 |  | PPK¦SelectPro¦VDI3805¦Internet_EU |  |  | R3015-1P3-P4-B2/LR24A-MP | Characterised control valve | 100 kPa | 100 kPa |  | EU\Inbox\Combinations\Folder..2/..3\ | 44
112530 | R3015-1P3-1-B2+LR24A-MP | R3015-1P3-1-B2+LR24A-MP |  | R3015-1P3-1-B2 | + | LR24A-MP | Communicative actuator | 1 | Scenario 5 |  | PPK¦SelectPro¦VDI3805¦Internet_EU |  |  | R3015-1P3-1-B2+LR24A-MP | Characterised control valve | 100 kPa | 100 kPa |  | EU\Inbox\Combinations\Folder..2/..3\ | 44
112580 | R3015-P25-P4-B2+LR24A-SR | R3015-P25-P4-B2+LR24A-SR |  | R3015-P25-P4-B2 | + | LR24A-SR | Standard actuator | 1 | Scenario 5 |  | PPK¦SelectPro¦VDI3805¦Internet_EU |  |  | R3015-P25-P4-B2+LR24A-SR | Characterised control valve | 100 kPa | 100 kPa |  | EU\Inbox\Combinations\Folder..2/..3\ | 43
112520 | R3015-1-P4-B2+LR24A-SR | R3015-1-P4-B2+LR24A-SR |  | R3015-1-P4-B2 | + | LR24A-SR | Standard actuator | 1 | Scenario 5 |  | PPK¦SelectPro¦VDI3805¦Internet_EU |  |  | R3015-1-P4-B2+LR24A-SR | Characterised control valve | 100 kPa | 100 kPa |  | EU\Inbox\Combinations\Folder..2/..3\ | 44
112550 | R3015-1P3-P4-B2+LR24A-SR | R3015-1P3-P4-B2+LR24A-SR |  | R3015-1P3-P4-B2 | + | LR24A-SR | Standard actuator | 1 | Scenario 5 |  | PPK¦SelectPro¦VDI3805¦Internet_EU |  |  | R3015-1P3-P4-B2+LR24A-SR | Characterised control valve | 100 kPa | 100 kPa |  | EU\Inbox\Combinations\Folder..2/..3\ | 41
112560 | R3015-P25-1-B2+LR24A-MP | R3015-P25-1-B2+LR24A-MP |  | R3015-P25-1-B2 | + | LR24A-MP | Communicative actuator | 1 | Scenario 5 |  | PPK¦SelectPro¦VDI3805¦Internet_EU |  |  | R3015-P25-1-B2+LR24A-MP | Characterised control valve | 100 kPa | 100 kPa |  | EU\Inbox\Combinations\Folder..2/..3\ | 44
112531 | R3015-1P3-1-B2/LR24A-MP | R3015-1P3-1-B2/LR24A-MP |  | R3015-1P3-1-B2 | / | LR24A-MP | Communicative actuator | 1 | Scenario 5 |  | PPK¦SelectPro¦VDI3805¦Internet_EU |  |  | R3015-1P3-1-B2/LR24A-MP | Characterised control valve | 100 kPa | 100 kPa |  | EU\Inbox\Combinations\Folder..2/..3\ | 44
112581 | R3015-P25-P4-B2/LR24A-SR | R3015-P25-P4-B2/LR24A-SR |  | R3015-P25-P4-B2 | / | LR24A-SR | Standard actuator | 1 | Scenario 5 |  | PPK¦SelectPro¦VDI3805¦Internet_EU |  |  | R3015-P25-P4-B2/LR24A-SR | Characterised control valve | 100 kPa | 100 kPa |  | EU\Inbox\Combinations\Folder..2/..3\ | 43
112521 | R3015-1-P4-B2/LR24A-SR | R3015-1-P4-B2/LR24A-SR |  | R3015-1-P4-B2 | / | LR24A-SR | Standard actuator | 1 | Scenario 5 |  | PPK¦SelectPro¦VDI3805¦Internet_EU |  |  | R3015-1-P4-B2/LR24A-SR | Characterised control valve | 100 kPa | 100 kPa |  | EU\Inbox\Combinations\Folder..2/..3\ | 44
112551 | R3015-1P3-P4-B2/LR24A-SR | R3015-1P3-P4-B2/LR24A-SR |  | R3015-1P3-P4-B2 | / | LR24A-SR | Standard actuator | 1 | Scenario 5 |  | PPK¦SelectPro¦VDI3805¦Internet_EU |  |  | R3015-1P3-P4-B2/LR24A-SR | Characterised control valve | 100 kPa | 100 kPa |  | EU\Inbox\Combinations\Folder..2/..3\ | 41
112561 | R3015-P25-1-B2/LR24A-MP | R3015-P25-1-B2/LR24A-MP |  | R3015-P25-1-B2 | / | LR24A-MP | Communicative actuator | 1 | Scenario 5 |  | PPK¦SelectPro¦VDI3805¦Internet_EU |  |  | R3015-P25-1-B2/LR24A-MP | Characterised control valve | 100 kPa | 100 kPa |  | EU\Inbox\Combinations\Folder..2/..3\ | 44
112532 | R3015-1P3-1-B2+LR24A-SR | R3015-1P3-1-B2+LR24A-SR |  | R3015-1P3-1-B2 | + | LR24A-SR | Standard actuator | 1 | Scenario 5 |  | PPK¦SelectPro¦VDI3805¦Internet_EU |  |  | R3015-1P3-1-B2+LR24A-SR | Characterised control valve | 100 kPa | 100 kPa |  | EU\Inbox\Combinations\Folder..2/..3\ | 44
112542 | R3015-1P3-P25-B2+LR24A-MP | R3015-1P3-P25-B2+LR24A-MP |  | R3015-1P3-P25-B2 | + | LR24A-MP | Communicative actuator | 1 | Scenario 5 |  | PPK¦SelectPro¦VDI3805¦Internet_EU |  |  | R3015-1P3-P25-B2+LR24A-MP | Characterised control valve | 100 kPa | 100 kPa |  | EU\Inbox\Combinations\Folder..2/..3\ | 44
112512 | R3015-1-P25-B2+LR24A-MP | R3015-1-P25-B2+LR24A-MP |  | R3015-1-P25-B2 | + | LR24A-MP | Communicative actuator | 1 | Scenario 5 |  | PPK¦SelectPro¦VDI3805¦Internet_EU |  |  | R3015-1-P25-B2+LR24A-MP | Characterised control valve | 100 kPa | 100 kPa |  | EU\Inbox\Combinations\Folder..2/..3\ | 44
112572 | R3015-P25-P25-B2+LR24A-MP | R3015-P25-P25-B2+LR24A-MP |  | R3015-P25-P25-B2 | + | LR24A-MP | Communicative actuator | 1 | Scenario 5 |  | PPK¦SelectPro¦VDI3805¦Internet_EU |  |  | R3015-P25-P25-B2+LR24A-MP | Characterised control valve | 100 kPa | 100 kPa |  | EU\Inbox\Combinations\Folder..2/..3\ | 46
112562 | R3015-P25-1-B2+LR24A-SR | R3015-P25-1-B2+LR24A-SR |  | R3015-P25-1-B2 | + | LR24A-SR | Standard actuator | 1 | Scenario 5 |  | PPK¦SelectPro¦VDI3805¦Internet_EU |  |  | R3015-P25-1-B2+LR24A-SR | Characterised control valve | 100 kPa | 100 kPa |  | EU\Inbox\Combinations\Folder..2/..3\ | 41
112533 | R3015-1P3-1-B2/LR24A-SR | R3015-1P3-1-B2/LR24A-SR |  | R3015-1P3-1-B2 | / | LR24A-SR | Standard actuator | 1 | Scenario 5 |  | PPK¦SelectPro¦VDI3805¦Internet_EU |  |  | R3015-1P3-1-B2/LR24A-SR | Characterised control valve | 100 kPa | 100 kPa |  | EU\Inbox\Combinations\Folder..2/..3\ | 44
112543 | R3015-1P3-P25-B2/LR24A-MP | R3015-1P3-P25-B2/LR24A-MP |  | R3015-1P3-P25-B2 | / | LR24A-MP | Communicative actuator | 1 | Scenario 5 |  | PPK¦SelectPro¦VDI3805¦Internet_EU |  |  | R3015-1P3-P25-B2/LR24A-MP | Characterised control valve | 100 kPa | 100 kPa |  | EU\Inbox\Combinations\Folder..2/..3\ | 44
112513 | R3015-1-P25-B2/LR24A-MP | R3015-1-P25-B2/LR24A-MP |  | R3015-1-P25-B2 | / | LR24A-MP | Communicative actuator | 1 | Scenario 5 |  | PPK¦SelectPro¦VDI3805¦Internet_EU |  |  | R3015-1-P25-B2/LR24A-MP | Characterised control valve | 100 kPa | 100 kPa |  | EU\Inbox\Combinations\Folder..2/..3\ | 44
112573 | R3015-P25-P25-B2/LR24A-MP | R3015-P25-P25-B2/LR24A-MP |  | R3015-P25-P25-B2 | / | LR24A-MP | Communicative actuator | 1 | Scenario 5 |  | PPK¦SelectPro¦VDI3805¦Internet_EU |  |  | R3015-P25-P25-B2/LR24A-MP | Characterised control valve | 100 kPa | 100 kPa |  | EU\Inbox\Combinations\Folder..2/..3\ | 46
112563 | R3015-P25-1-B2/LR24A-SR | R3015-P25-1-B2/LR24A-SR |  | R3015-P25-1-B2 | / | LR24A-SR | Standard actuator | 1 | Scenario 5 |  | PPK¦SelectPro¦VDI3805¦Internet_EU |  |  | R3015-P25-1-B2/LR24A-SR | Characterised control valve | 100 kPa | 100 kPa |  | EU\Inbox\Combinations\Folder..2/..3\ | 41
112584 | R3015-P25-P63-B2+LR24A-MP | R3015-P25-P63-B2+LR24A-MP |  | R3015-P25-P63-B2 | + | LR24A-MP | Communicative actuator | 1 | Scenario 5 |  | PPK¦SelectPro¦VDI3805¦Internet_EU |  |  | R3015-P25-P63-B2+LR24A-MP | Characterised control valve | 100 kPa | 100 kPa |  | EU\Inbox\Combinations\Folder..2/..3\ | 46
112524 | R3015-1-P63-B2+LR24A-MP | R3015-1-P63-B2+LR24A-MP |  | R3015-1-P63-B2 | + | LR24A-MP | Communicative actuator | 1 | Scenario 5 |  | PPK¦SelectPro¦VDI3805¦Internet_EU |  |  | R3015-1-P63-B2+LR24A-MP | Characterised control valve | 100 kPa | 100 kPa |  | EU\Inbox\Combinations\Folder..2/..3\ | 44
112514 | R3015-1-P25-B2+LR24A-SR | R3015-1-P25-B2+LR24A-SR |  | R3015-1-P25-B2 | + | LR24A-SR | Standard actuator | 1 | Scenario 5 |  | PPK¦SelectPro¦VDI3805¦Internet_EU |  |  | R3015-1-P25-B2+LR24A-SR | Characterised control valve | 100 kPa | 100 kPa |  | EU\Inbox\Combinations\Folder..2/..3\ | 44
112544 | R3015-1P3-P25-B2+LR24A-SR | R3015-1P3-P25-B2+LR24A-SR |  | R3015-1P3-P25-B2 | + | LR24A-SR | Standard actuator | 1 | Scenario 5 |  | PPK¦SelectPro¦VDI3805¦Internet_EU |  |  | R3015-1P3-P25-B2+LR24A-SR | Characterised control valve | 100 kPa | 100 kPa |  | EU\Inbox\Combinations\Folder..2/..3\ | 44
112574 | R3015-P25-P25-B2+LR24A-SR | R3015-P25-P25-B2+LR24A-SR |  | R3015-P25-P25-B2 | + | LR24A-SR | Standard actuator | 1 | Scenario 5 |  | PPK¦SelectPro¦VDI3805¦Internet_EU |  |  | R3015-P25-P25-B2+LR24A-SR | Characterised control valve | 100 kPa | 100 kPa |  | EU\Inbox\Combinations\Folder..2/..3\ | 43
112554 | R3015-1P3-P63-B2+LR24A-MP | R3015-1P3-P63-B2+LR24A-MP |  | R3015-1P3-P63-B2 | + | LR24A-MP | Communicative actuator | 1 | Scenario 5 |  | PPK¦SelectPro¦VDI3805¦Internet_EU |  |  | R3015-1P3-P63-B2+LR24A-MP | Characterised control valve | 100 kPa | 100 kPa |  | EU\Inbox\Combinations\Folder..2/..3\ | 43
112585 | R3015-P25-P63-B2/LR24A-MP | R3015-P25-P63-B2/LR24A-MP |  | R3015-P25-P63-B2 | / | LR24A-MP | Communicative actuator | 1 | Scenario 5 |  | PPK¦SelectPro¦VDI3805¦Internet_EU |  |  | R3015-P25-P63-B2/LR24A-MP | Characterised control valve | 100 kPa | 100 kPa |  | EU\Inbox\Combinations\Folder..2/..3\ | 46
112525 | R3015-1-P63-B2/LR24A-MP | R3015-1-P63-B2/LR24A-MP |  | R3015-1-P63-B2 | / | LR24A-MP | Communicative actuator | 1 | Scenario 5 |  | PPK¦SelectPro¦VDI3805¦Internet_EU |  |  | R3015-1-P63-B2/LR24A-MP | Characterised control valve | 100 kPa | 100 kPa |  | EU\Inbox\Combinations\Folder..2/..3\ | 44
112515 | R3015-1-P25-B2/LR24A-SR | R3015-1-P25-B2/LR24A-SR |  | R3015-1-P25-B2 | / | LR24A-SR | Standard actuator | 1 | Scenario 5 |  | PPK¦SelectPro¦VDI3805¦Internet_EU |  |  | R3015-1-P25-B2/LR24A-SR | Characterised control valve | 100 kPa | 100 kPa |  | EU\Inbox\Combinations\Folder..2/..3\ | 44
112545 | R3015-1P3-P25-B2/LR24A-SR | R3015-1P3-P25-B2/LR24A-SR |  | R3015-1P3-P25-B2 | / | LR24A-SR | Standard actuator | 1 | Scenario 5 |  | PPK¦SelectPro¦VDI3805¦Internet_EU |  |  | R3015-1P3-P25-B2/LR24A-SR | Characterised control valve | 100 kPa | 100 kPa |  | EU\Inbox\Combinations\Folder..2/..3\ | 43
112536 | R3015-1P3-1P3-B2+LR24A-MP | R3015-1P3-1P3-B2+LR24A-MP |  | R3015-1P3-1P3-B2 | + | LR24A-MP | Communicative actuator | 1 | Scenario 5 |  | PPK¦SelectPro¦VDI3805¦Internet_EU |  |  | R3015-1P3-1P3-B2+LR24A-MP | Characterised control valve | 100 kPa | 100 kPa |  | EU\Inbox\Combinations\Folder..2/..3\ | 44
112575 | R3015-P25-P25-B2/LR24A-SR | R3015-P25-P25-B2/LR24A-SR |  | R3015-P25-P25-B2 | / | LR24A-SR | Standard actuator | 1 | Scenario 5 |  | PPK¦SelectPro¦VDI3805¦Internet_EU |  |  | R3015-P25-P25-B2/LR24A-SR | Characterised control valve | 100 kPa | 100 kPa |  | EU\Inbox\Combinations\Folder..2/..3\ | 43
112555 | R3015-1P3-P63-B2/LR24A-MP | R3015-1P3-P63-B2/LR24A-MP |  | R3015-1P3-P63-B2 | / | LR24A-MP | Communicative actuator | 1 | Scenario 5 |  | PPK¦SelectPro¦VDI3805¦Internet_EU |  |  | R3015-1P3-P63-B2/LR24A-MP | Characterised control valve | 100 kPa | 100 kPa |  | EU\Inbox\Combinations\Folder..2/..3\ | 43
112586 | R3015-P25-P63-B2+LR24A-SR | R3015-P25-P63-B2+LR24A-SR |  | R3015-P25-P63-B2 | + | LR24A-SR | Standard actuator | 1 | Scenario 5 |  | PPK¦SelectPro¦VDI3805¦Internet_EU |  |  | R3015-P25-P63-B2+LR24A-SR | Characterised control valve | 100 kPa | 100 kPa |  | EU\Inbox\Combinations\Folder..2/..3\ | 43
112526 | R3015-1-P63-B2+LR24A-SR | R3015-1-P63-B2+LR24A-SR |  | R3015-1-P63-B2 | + | LR24A-SR | Standard actuator | 1 | Scenario 5 |  | PPK¦SelectPro¦VDI3805¦Internet_EU |  |  | R3015-1-P63-B2+LR24A-SR | Characterised control valve | 100 kPa | 100 kPa |  | EU\Inbox\Combinations\Folder..2/..3\ | 43
112537 | R3015-1P3-1P3-B2/LR24A-MP | R3015-1P3-1P3-B2/LR24A-MP |  | R3015-1P3-1P3-B2 | / | LR24A-MP | Communicative actuator | 1 | Scenario 5 |  | PPK¦SelectPro¦VDI3805¦Internet_EU |  |  | R3015-1P3-1P3-B2/LR24A-MP | Characterised control valve | 100 kPa | 100 kPa |  | EU\Inbox\Combinations\Folder..2/..3\ | 44
112556 | R3015-1P3-P63-B2+LR24A-SR | R3015-1P3-P63-B2+LR24A-SR |  | R3015-1P3-P63-B2 | + | LR24A-SR | Standard actuator | 1 | Scenario 5 |  | PPK¦SelectPro¦VDI3805¦Internet_EU |  |  | R3015-1P3-P63-B2+LR24A-SR | Characterised control valve | 100 kPa | 100 kPa |  | EU\Inbox\Combinations\Folder..2/..3\ | 41
112566 | R3015-P25-1P3-B2+LR24A-MP | R3015-P25-1P3-B2+LR24A-MP |  | R3015-P25-1P3-B2 | + | LR24A-MP | Communicative actuator | 1 | Scenario 5 |  | PPK¦SelectPro¦VDI3805¦Internet_EU |  |  | R3015-P25-1P3-B2+LR24A-MP | Characterised control valve | 100 kPa | 100 kPa |  | EU\Inbox\Combinations\Folder..2/..3\ | 44
112587 | R3015-P25-P63-B2/LR24A-SR | R3015-P25-P63-B2/LR24A-SR |  | R3015-P25-P63-B2 | / | LR24A-SR | Standard actuator | 1 | Scenario 5 |  | PPK¦SelectPro¦VDI3805¦Internet_EU |  |  | R3015-P25-P63-B2/LR24A-SR | Characterised control valve | 100 kPa | 100 kPa |  | EU\Inbox\Combinations\Folder..2/..3\ | 43
112527 | R3015-1-P63-B2/LR24A-SR | R3015-1-P63-B2/LR24A-SR |  | R3015-1-P63-B2 | / | LR24A-SR | Standard actuator | 1 | Scenario 5 |  | PPK¦SelectPro¦VDI3805¦Internet_EU |  |  | R3015-1-P63-B2/LR24A-SR | Characterised control valve | 100 kPa | 100 kPa |  | EU\Inbox\Combinations\Folder..2/..3\ | 44
112557 | R3015-1P3-P63-B2/LR24A-SR | R3015-1P3-P63-B2/LR24A-SR |  | R3015-1P3-P63-B2 | / | LR24A-SR | Standard actuator | 1 | Scenario 5 |  | PPK¦SelectPro¦VDI3805¦Internet_EU |  |  | R3015-1P3-P63-B2/LR24A-SR | Characterised control valve | 100 kPa | 100 kPa |  | EU\Inbox\Combinations\Folder..2/..3\ | 41
112567 | R3015-P25-1P3-B2/LR24A-MP | R3015-P25-1P3-B2/LR24A-MP |  | R3015-P25-1P3-B2 | / | LR24A-MP | Communicative actuator | 1 | Scenario 5 |  | PPK¦SelectPro¦VDI3805¦Internet_EU |  |  | R3015-P25-1P3-B2/LR24A-MP | Characterised control valve | 100 kPa | 100 kPa |  | EU\Inbox\Combinations\Folder..2/..3\ | 46
112628 | R3015-P63-1P3-B2+LR24A-SR | R3015-P63-1P3-B2+LR24A-SR |  | R3015-P63-1P3-B2 | + | LR24A-SR | Standard actuator | 1 | Scenario 5 |  | PPK¦SelectPro¦VDI3805¦Internet_EU |  |  | R3015-P63-1P3-B2+LR24A-SR | Characterised control valve | 100 kPa | 100 kPa |  | EU\Inbox\Combinations\Folder..2/..3\ | 42
112638 | R3015-P63-P4-B2+LR24A-MP | R3015-P63-P4-B2+LR24A-MP |  | R3015-P63-P4-B2 | + | LR24A-MP | Communicative actuator | 1 | Scenario 5 |  | PPK¦SelectPro¦VDI3805¦Internet_EU |  |  | R3015-P63-P4-B2+LR24A-MP | Characterised control valve | 100 kPa | 100 kPa |  | EU\Inbox\Combinations\Folder..2/..3\ | 45
112598 | R3015-P4-1P3-B2+LR24A-SR | R3015-P4-1P3-B2+LR24A-SR |  | R3015-P4-1P3-B2 | + | LR24A-SR | Standard actuator | 1 | Scenario 5 |  | PPK¦SelectPro¦VDI3805¦Internet_EU |  |  | R3015-P4-1P3-B2+LR24A-SR | Characterised control valve | 100 kPa | 100 kPa |  | EU\Inbox\Combinations\Folder..2/..3\ | 42
112608 | R3015-P4-P4-B2+LR24A-MP | R3015-P4-P4-B2+LR24A-MP |  | R3015-P4-P4-B2 | + | LR24A-MP | Communicative actuator | 1 | Scenario 5 |  | PPK¦SelectPro¦VDI3805¦Internet_EU |  |  | R3015-P4-P4-B2+LR24A-MP | Characterised control valve | 100 kPa | 100 kPa |  | EU\Inbox\Combinations\Folder..2/..3\ | 45
112629 | R3015-P63-1P3-B2/LR24A-SR | R3015-P63-1P3-B2/LR24A-SR |  | R3015-P63-1P3-B2 | / | LR24A-SR | Standard actuator | 1 | Scenario 5 |  | PPK¦SelectPro¦VDI3805¦Internet_EU |  |  | R3015-P63-1P3-B2/LR24A-SR | Characterised control valve | 100 kPa | 100 kPa |  | EU\Inbox\Combinations\Folder..2/..3\ | 42
112639 | R3015-P63-P4-B2/LR24A-MP | R3015-P63-P4-B2/LR24A-MP |  | R3015-P63-P4-B2 | / | LR24A-MP | Communicative actuator | 1 | Scenario 5 |  | PPK¦SelectPro¦VDI3805¦Internet_EU |  |  | R3015-P63-P4-B2/LR24A-MP | Characterised control valve | 100 kPa | 100 kPa |  | EU\Inbox\Combinations\Folder..2/..3\ | 45
112599 | R3015-P4-1P3-B2/LR24A-SR | R3015-P4-1P3-B2/LR24A-SR |  | R3015-P4-1P3-B2 | / | LR24A-SR | Standard actuator | 1 | Scenario 5 |  | PPK¦SelectPro¦VDI3805¦Internet_EU |  |  | R3015-P4-1P3-B2/LR24A-SR | Characterised control valve | 100 kPa | 100 kPa |  | EU\Inbox\Combinations\Folder..2/..3\ | 42
112609 | R3015-P4-P4-B2/LR24A-MP | R3015-P4-P4-B2/LR24A-MP |  | R3015-P4-P4-B2 | / | LR24A-MP | Communicative actuator | 1 | Scenario 5 |  | PPK¦SelectPro¦VDI3805¦Internet_EU |  |  | R3015-P4-P4-B2/LR24A-MP | Characterised control valve | 100 kPa | 100 kPa |  | EU\Inbox\Combinations\Folder..2/..3\ | 45
112620 | R3015-P63-1-B2+LR24A-MP | R3015-P63-1-B2+LR24A-MP |  | R3015-P63-1-B2 | + | LR24A-MP | Communicative actuator | 1 | Scenario 5 |  | PPK¦SelectPro¦VDI3805¦Internet_EU |  |  | R3015-P63-1-B2+LR24A-MP | Characterised control valve | 100 kPa | 100 kPa |  | EU\Inbox\Combinations\Folder..2/..3\ | 45
112640 | R3015-P63-P4-B2+LR24A-SR | R3015-P63-P4-B2+LR24A-SR |  | R3015-P63-P4-B2 | + | LR24A-SR | Standard actuator | 1 | Scenario 5 |  | PPK¦SelectPro¦VDI3805¦Internet_EU |  |  | R3015-P63-P4-B2+LR24A-SR | Characterised control valve | 100 kPa | 100 kPa |  | EU\Inbox\Combinations\Folder..2/..3\ | 42
112590 | R3015-P4-1-B2+LR24A-MP | R3015-P4-1-B2+LR24A-MP |  | R3015-P4-1-B2 | + | LR24A-MP | Communicative actuator | 1 | Scenario 5 |  | PPK¦SelectPro¦VDI3805¦Internet_EU |  |  | R3015-P4-1-B2+LR24A-MP | Characterised control valve | 100 kPa | 100 kPa |  | EU\Inbox\Combinations\Folder..2/..3\ | 46
112610 | R3015-P4-P4-B2+LR24A-SR | R3015-P4-P4-B2+LR24A-SR |  | R3015-P4-P4-B2 | + | LR24A-SR | Standard actuator | 1 | Scenario 5 |  | PPK¦SelectPro¦VDI3805¦Internet_EU |  |  | R3015-P4-P4-B2+LR24A-SR | Characterised control valve | 100 kPa | 100 kPa |  | EU\Inbox\Combinations\Folder..2/..3\ | 43
112621 | R3015-P63-1-B2/LR24A-MP | R3015-P63-1-B2/LR24A-MP |  | R3015-P63-1-B2 | / | LR24A-MP | Communicative actuator | 1 | Scenario 5 |  | PPK¦SelectPro¦VDI3805¦Internet_EU |  |  | R3015-P63-1-B2/LR24A-MP | Characterised control valve | 100 kPa | 100 kPa |  | EU\Inbox\Combinations\Folder..2/..3\ | 45
112641 | R3015-P63-P4-B2/LR24A-SR | R3015-P63-P4-B2/LR24A-SR |  | R3015-P63-P4-B2 | / | LR24A-SR | Standard actuator | 1 | Scenario 5 |  | PPK¦SelectPro¦VDI3805¦Internet_EU |  |  | R3015-P63-P4-B2/LR24A-SR | Characterised control valve | 100 kPa | 100 kPa |  | EU\Inbox\Combinations\Folder..2/..3\ | 42
112591 | R3015-P4-1-B2/LR24A-MP | R3015-P4-1-B2/LR24A-MP |  | R3015-P4-1-B2 | / | LR24A-MP | Communicative actuator | 1 | Scenario 5 |  | PPK¦SelectPro¦VDI3805¦Internet_EU |  |  | R3015-P4-1-B2/LR24A-MP | Characterised control valve | 100 kPa | 100 kPa |  | EU\Inbox\Combinations\Folder..2/..3\ | 46
112611 | R3015-P4-P4-B2/LR24A-SR | R3015-P4-P4-B2/LR24A-SR |  | R3015-P4-P4-B2 | / | LR24A-SR | Standard actuator | 1 | Scenario 5 |  | PPK¦SelectPro¦VDI3805¦Internet_EU |  |  | R3015-P4-P4-B2/LR24A-SR | Characterised control valve | 100 kPa | 100 kPa |  | EU\Inbox\Combinations\Folder..2/..3\ | 43
112622 | R3015-P63-1-B2+LR24A-SR | R3015-P63-1-B2+LR24A-SR |  | R3015-P63-1-B2 | + | LR24A-SR | Standard actuator | 1 | Scenario 5 |  | PPK¦SelectPro¦VDI3805¦Internet_EU |  |  | R3015-P63-1-B2+LR24A-SR | Characterised control valve | 100 kPa | 100 kPa |  | EU\Inbox\Combinations\Folder..2/..3\ | 42
112632 | R3015-P63-P25-B2+LR24A-MP | R3015-P63-P25-B2+LR24A-MP |  | R3015-P63-P25-B2 | + | LR24A-MP | Communicative actuator | 1 | Scenario 5 |  | PPK¦SelectPro¦VDI3805¦Internet_EU |  |  | R3015-P63-P25-B2+LR24A-MP | Characterised control valve | 100 kPa | 100 kPa |  | EU\Inbox\Combinations\Folder..2/..3\ | 45
112592 | R3015-P4-1-B2+LR24A-SR | R3015-P4-1-B2+LR24A-SR |  | R3015-P4-1-B2 | + | LR24A-SR | Standard actuator | 1 | Scenario 5 |  | PPK¦SelectPro¦VDI3805¦Internet_EU |  |  | R3015-P4-1-B2+LR24A-SR | Characterised control valve | 100 kPa | 100 kPa |  | EU\Inbox\Combinations\Folder..2/..3\ | 43
112602 | R3015-P4-P25-B2+LR24A-MP | R3015-P4-P25-B2+LR24A-MP |  | R3015-P4-P25-B2 | + | LR24A-MP | Communicative actuator | 1 | Scenario 5 |  | PPK¦SelectPro¦VDI3805¦Internet_EU |  |  | R3015-P4-P25-B2+LR24A-MP | Characterised control valve | 100 kPa | 100 kPa |  | EU\Inbox\Combinations\Folder..2/..3\ | 45
112623 | R3015-P63-1-B2/LR24A-SR | R3015-P63-1-B2/LR24A-SR |  | R3015-P63-1-B2 | / | LR24A-SR | Standard actuator | 1 | Scenario 5 |  | PPK¦SelectPro¦VDI3805¦Internet_EU |  |  | R3015-P63-1-B2/LR24A-SR | Characterised control valve | 100 kPa | 100 kPa |  | EU\Inbox\Combinations\Folder..2/..3\ | 42
112633 | R3015-P63-P25-B2/LR24A-MP | R3015-P63-P25-B2/LR24A-MP |  | R3015-P63-P25-B2 | / | LR24A-MP | Communicative actuator | 1 | Scenario 5 |  | PPK¦SelectPro¦VDI3805¦Internet_EU |  |  | R3015-P63-P25-B2/LR24A-MP | Characterised control valve | 100 kPa | 100 kPa |  | EU\Inbox\Combinations\Folder..2/..3\ | 45
112593 | R3015-P4-1-B2/LR24A-SR | R3015-P4-1-B2/LR24A-SR |  | R3015-P4-1-B2 | / | LR24A-SR | Standard actuator | 1 | Scenario 5 |  | PPK¦SelectPro¦VDI3805¦Internet_EU |  |  | R3015-P4-1-B2/LR24A-SR | Characterised control valve | 100 kPa | 100 kPa |  | EU\Inbox\Combinations\Folder..2/..3\ | 43
112603 | R3015-P4-P25-B2/LR24A-MP | R3015-P4-P25-B2/LR24A-MP |  | R3015-P4-P25-B2 | / | LR24A-MP | Communicative actuator | 1 | Scenario 5 |  | PPK¦SelectPro¦VDI3805¦Internet_EU |  |  | R3015-P4-P25-B2/LR24A-MP | Characterised control valve | 100 kPa | 100 kPa |  | EU\Inbox\Combinations\Folder..2/..3\ | 45
112634 | R3015-P63-P25-B2+LR24A-SR | R3015-P63-P25-B2+LR24A-SR |  | R3015-P63-P25-B2 | + | LR24A-SR | Standard actuator | 1 | Scenario 5 |  | PPK¦SelectPro¦VDI3805¦Internet_EU |  |  | R3015-P63-P25-B2+LR24A-SR | Characterised control valve | 100 kPa | 100 kPa |  | EU\Inbox\Combinations\Folder..2/..3\ | 42
112644 | R3015-P63-P63-B2+LR24A-MP | R3015-P63-P63-B2+LR24A-MP |  | R3015-P63-P63-B2 | + | LR24A-MP | Communicative actuator | 1 | Scenario 5 |  | PPK¦SelectPro¦VDI3805¦Internet_EU |  |  | R3015-P63-P63-B2+LR24A-MP | Characterised control valve | 100 kPa | 100 kPa |  | EU\Inbox\Combinations\Folder..2/..3\ | 45
112604 | R3015-P4-P25-B2+LR24A-SR | R3015-P4-P25-B2+LR24A-SR |  | R3015-P4-P25-B2 | + | LR24A-SR | Standard actuator | 1 | Scenario 5 |  | PPK¦SelectPro¦VDI3805¦Internet_EU |  |  | R3015-P4-P25-B2+LR24A-SR | Characterised control valve | 100 kPa | 100 kPa |  | EU\Inbox\Combinations\Folder..2/..3\ | 42
112614 | R3015-P4-P63-B2+LR24A-MP | R3015-P4-P63-B2+LR24A-MP |  | R3015-P4-P63-B2 | + | LR24A-MP | Communicative actuator | 1 | Scenario 5 |  | PPK¦SelectPro¦VDI3805¦Internet_EU |  |  | R3015-P4-P63-B2+LR24A-MP | Characterised control valve | 100 kPa | 100 kPa |  | EU\Inbox\Combinations\Folder..2/..3\ | 45
112635 | R3015-P63-P25-B2/LR24A-SR | R3015-P63-P25-B2/LR24A-SR |  | R3015-P63-P25-B2 | / | LR24A-SR | Standard actuator | 1 | Scenario 5 |  | PPK¦SelectPro¦VDI3805¦Internet_EU |  |  | R3015-P63-P25-B2/LR24A-SR | Characterised control valve | 100 kPa | 100 kPa |  | EU\Inbox\Combinations\Folder..2/..3\ | 42
112645 | R3015-P63-P63-B2/LR24A-MP | R3015-P63-P63-B2/LR24A-MP |  | R3015-P63-P63-B2 | / | LR24A-MP | Communicative actuator | 1 | Scenario 5 |  | PPK¦SelectPro¦VDI3805¦Internet_EU |  |  | R3015-P63-P63-B2/LR24A-MP | Characterised control valve | 100 kPa | 100 kPa |  | EU\Inbox\Combinations\Folder..2/..3\ | 45
112605 | R3015-P4-P25-B2/LR24A-SR | R3015-P4-P25-B2/LR24A-SR |  | R3015-P4-P25-B2 | / | LR24A-SR | Standard actuator | 1 | Scenario 5 |  | PPK¦SelectPro¦VDI3805¦Internet_EU |  |  | R3015-P4-P25-B2/LR24A-SR | Characterised control valve | 100 kPa | 100 kPa |  | EU\Inbox\Combinations\Folder..2/..3\ | 42
112615 | R3015-P4-P63-B2/LR24A-MP | R3015-P4-P63-B2/LR24A-MP |  | R3015-P4-P63-B2 | / | LR24A-MP | Communicative actuator | 1 | Scenario 5 |  | PPK¦SelectPro¦VDI3805¦Internet_EU |  |  | R3015-P4-P63-B2/LR24A-MP | Characterised control valve | 100 kPa | 100 kPa |  | EU\Inbox\Combinations\Folder..2/..3\ | 45
112626 | R3015-P63-1P3-B2+LR24A-MP | R3015-P63-1P3-B2+LR24A-MP |  | R3015-P63-1P3-B2 | + | LR24A-MP | Communicative actuator | 1 | Scenario 5 |  | PPK¦SelectPro¦VDI3805¦Internet_EU |  |  | R3015-P63-1P3-B2+LR24A-MP | Characterised control valve | 100 kPa | 100 kPa |  | EU\Inbox\Combinations\Folder..2/..3\ | 45
112646 | R3015-P63-P63-B2+LR24A-SR | R3015-P63-P63-B2+LR24A-SR |  | R3015-P63-P63-B2 | + | LR24A-SR | Standard actuator | 1 | Scenario 5 |  | PPK¦SelectPro¦VDI3805¦Internet_EU |  |  | R3015-P63-P63-B2+LR24A-SR | Characterised control valve | 100 kPa | 100 kPa |  | EU\Inbox\Combinations\Folder..2/..3\ | 42
112596 | R3015-P4-1P3-B2+LR24A-MP | R3015-P4-1P3-B2+LR24A-MP |  | R3015-P4-1P3-B2 | + | LR24A-MP | Communicative actuator | 1 | Scenario 5 |  | PPK¦SelectPro¦VDI3805¦Internet_EU |  |  | R3015-P4-1P3-B2+LR24A-MP | Characterised control valve | 100 kPa | 100 kPa |  | EU\Inbox\Combinations\Folder..2/..3\ | 46
112616 | R3015-P4-P63-B2+LR24A-SR | R3015-P4-P63-B2+LR24A-SR |  | R3015-P4-P63-B2 | + | LR24A-SR | Standard actuator | 1 | Scenario 5 |  | PPK¦SelectPro¦VDI3805¦Internet_EU |  |  | R3015-P4-P63-B2+LR24A-SR | Characterised control valve | 100 kPa | 100 kPa |  | EU\Inbox\Combinations\Folder..2/..3\ | 42
112627 | R3015-P63-1P3-B2/LR24A-MP | R3015-P63-1P3-B2/LR24A-MP |  | R3015-P63-1P3-B2 | / | LR24A-MP | Communicative actuator | 1 | Scenario 5 |  | PPK¦SelectPro¦VDI3805¦Internet_EU |  |  | R3015-P63-1P3-B2/LR24A-MP | Characterised control valve | 100 kPa | 100 kPa |  | EU\Inbox\Combinations\Folder..2/..3\ | 45
112647 | R3015-P63-P63-B2/LR24A-SR | R3015-P63-P63-B2/LR24A-SR |  | R3015-P63-P63-B2 | / | LR24A-SR | Standard actuator | 1 | Scenario 5 |  | PPK¦SelectPro¦VDI3805¦Internet_EU |  |  | R3015-P63-P63-B2/LR24A-SR | Characterised control valve | 100 kPa | 100 kPa |  | EU\Inbox\Combinations\Folder..2/..3\ | 42
112617 | R3015-P4-P63-B2/LR24A-SR | R3015-P4-P63-B2/LR24A-SR |  | R3015-P4-P63-B2 | / | LR24A-SR | Standard actuator | 1 | Scenario 5 |  | PPK¦SelectPro¦VDI3805¦Internet_EU |  |  | R3015-P4-P63-B2/LR24A-SR | Characterised control valve | 100 kPa | 100 kPa |  | EU\Inbox\Combinations\Folder..2/..3\ | 42
112597 | R3015-P4-1P3-B2/LR24A-MP | R3015-P4-1P3-B2/LR24A-MP |  | R3015-P4-1P3-B2 | / | LR24A-MP | Communicative actuator | 1 | Scenario 5 |  | PPK¦SelectPro¦VDI3805¦Internet_EU |  |  | R3015-P4-1P3-B2/LR24A-MP | Characterised control valve | 100 kPa | 100 kPa |  | EU\Inbox\Combinations\Folder..2/..3\ | 46
113078 | D650NL+SR24A-MP-5 | D650NL+SR24A-MP-5 |  | D650NL | + | SR24A-MP-5 | Communicative actuator | 0 | Scenario 1 Scenario 2 |  | PPK¦SelectPro¦VDI3805¦Internet_EU |  |  | D650NL+SR24A-MP-5 | Butterfly valve | 1200 kPa | 3.1 kPa |  | EU\Inbox\Combinations\Folder..6/..7\ | 39
113079 | D650NL/SR24A-MP-5 | D650NL/SR24A-MP-5 |  | D650NL | / | SR24A-MP-5 | Communicative actuator | 0 | Scenario 1 Scenario 2 |  | PPK¦SelectPro¦VDI3805¦Internet_EU |  |  | D650NL/SR24A-MP-5 | Butterfly valve | 1200 kPa | 3.1 kPa |  | EU\Inbox\Combinations\Folder..6/..7\ | 39
113080 | D650NL+SR24A-SR-5 | D650NL+SR24A-SR-5 |  | D650NL | + | SR24A-SR-5 | Standard actuator | 0 | Scenario 2 |  | PPK¦SelectPro¦VDI3805¦Internet_EU |  |  | D650NL+SR24A-SR-5 | Butterfly valve | 1200 kPa | 3.1 kPa |  | EU\Inbox\Combinations\Folder..6/..7\ | 39
113070 | D650NL+SR230A-5 | D650NL+SR230A-5 |  | D650NL | + | SR230A-5 | Standard actuator | 1 | Scenario 1 |  | PPK¦SelectPro¦VDI3805¦Internet_EU |  |  | D650NL+SR230A-5 | Butterfly valve | 1200 kPa | 3.1 kPa |  | EU\Inbox\Combinations\Folder..6/..7\ | 41
113081 | D650NL/SR24A-SR-5 | D650NL/SR24A-SR-5 |  | D650NL | / | SR24A-SR-5 | Standard actuator | 0 | Scenario 2 |  | PPK¦SelectPro¦VDI3805¦Internet_EU |  |  | D650NL/SR24A-SR-5 | Butterfly valve | 1200 kPa | 3.1 kPa |  | EU\Inbox\Combinations\Folder..6/..7\ | 39
113071 | D650NL/SR230A-5 | D650NL/SR230A-5 |  | D650NL | / | SR230A-5 | Standard actuator | 1 | Scenario 1 |  | PPK¦SelectPro¦VDI3805¦Internet_EU |  |  | D650NL/SR230A-5 | Butterfly valve | 1200 kPa | 3.1 kPa |  | EU\Inbox\Combinations\Folder..6/..7\ | 41
113072 | D650NL+SR230A-SR-5 | D650NL+SR230A-SR-5 |  | D650NL | + | SR230A-SR-5 | Standard actuator | 0 | Scenario 2 |  | PPK¦SelectPro¦VDI3805¦Internet_EU |  |  | D650NL+SR230A-SR-5 | Butterfly valve | 1200 kPa | 3.1 kPa |  | EU\Inbox\Combinations\Folder..6/..7\ | 39
113073 | D650NL/SR230A-SR-5 | D650NL/SR230A-SR-5 |  | D650NL | / | SR230A-SR-5 | Standard actuator | 0 | Scenario 2 |  | PPK¦SelectPro¦VDI3805¦Internet_EU |  |  | D650NL/SR230A-SR-5 | Butterfly valve | 1200 kPa | 3.1 kPa |  | EU\Inbox\Combinations\Folder..6/..7\ | 39
113074 | D650NL+SR24A-5 | D650NL+SR24A-5 |  | D650NL | + | SR24A-5 | Standard actuator | 1 | Scenario 1 |  | PPK¦SelectPro¦VDI3805¦Internet_EU |  |  | D650NL+SR24A-5 | Butterfly valve | 1200 kPa | 3.1 kPa |  | EU\Inbox\Combinations\Folder..6/..7\ | 40
113075 | D650NL/SR24A-5 | D650NL/SR24A-5 |  | D650NL | / | SR24A-5 | Standard actuator | 1 | Scenario 1 |  | PPK¦SelectPro¦VDI3805¦Internet_EU |  |  | D650NL/SR24A-5 | Butterfly valve | 1200 kPa | 3.1 kPa |  | EU\Inbox\Combinations\Folder..6/..7\ | 40
114053 | R6150W320-S8/GR24A-5 | R6150W320-S8/GR24A-5 |  | R6150W320-S8 | / | GR24A-5 | Standard actuator | 1 | Scenario 2 |  | PPK¦SelectPro¦VDI3805¦Internet_EU |  |  | R6150W320-S8/GR24A-5 | Characterised control valve | 690 kPa | 400 kPa |  | EU\Inbox\Combinations\Folder..6/..7\ | 42
114056 | R6150W320-S8+GR24A-MP-5 | R6150W320-S8+GR24A-MP-5 |  | R6150W320-S8 | + | GR24A-MP-5 | Communicative actuator | 0 | Scenario 2 |  | PPK¦SelectPro¦VDI3805¦Internet_EU |  |  | R6150W320-S8+GR24A-MP-5 | Characterised control valve | 690 kPa | 400 kPa |  | EU\Inbox\Combinations\Folder..6/..7\ | 41
114057 | R6150W320-S8/GR24A-MP-5 | R6150W320-S8/GR24A-MP-5 |  | R6150W320-S8 | / | GR24A-MP-5 | Communicative actuator | 0 | Scenario 2 |  | PPK¦SelectPro¦VDI3805¦Internet_EU |  |  | R6150W320-S8/GR24A-MP-5 | Characterised control valve | 690 kPa | 400 kPa |  | EU\Inbox\Combinations\Folder..6/..7\ | 41
114050 | R6150W320-S8+GR230A-5 | R6150W320-S8+GR230A-5 |  | R6150W320-S8 | + | GR230A-5 | Standard actuator | 1 | Scenario 2 |  | PPK¦SelectPro¦VDI3805¦Internet_EU |  |  | R6150W320-S8+GR230A-5 | Characterised control valve | 690 kPa | 400 kPa |  | EU\Inbox\Combinations\Folder..6/..7\ | 42
114051 | R6150W320-S8/GR230A-5 | R6150W320-S8/GR230A-5 |  | R6150W320-S8 | / | GR230A-5 | Standard actuator | 1 | Scenario 2 |  | PPK¦SelectPro¦VDI3805¦Internet_EU |  |  | R6150W320-S8/GR230A-5 | Characterised control valve | 690 kPa | 400 kPa |  | EU\Inbox\Combinations\Folder..6/..7\ | 42
114052 | R6150W320-S8+GR24A-5 | R6150W320-S8+GR24A-5 |  | R6150W320-S8 | + | GR24A-5 | Standard actuator | 1 | Scenario 2 |  | PPK¦SelectPro¦VDI3805¦Internet_EU |  |  | R6150W320-S8+GR24A-5 | Characterised control valve | 690 kPa | 400 kPa |  | EU\Inbox\Combinations\Folder..6/..7\ | 42
114548 | D680NL+GR24A-SR-5 | D680NL+GR24A-SR-5 |  | D680NL | + | GR24A-SR-5 | Standard actuator | 0 | Scenario 2 |  | PPK¦SelectPro¦VDI3805¦Internet_EU |  |  | D680NL+GR24A-SR-5 | Butterfly valve | 1200 kPa | 2.4 kPa |  | EU\Inbox\Combinations\Folder..6/..7\ | 36
114549 | D680NL/GR24A-SR-5 | D680NL/GR24A-SR-5 |  | D680NL | / | GR24A-SR-5 | Standard actuator | 0 | Scenario 2 |  | PPK¦SelectPro¦VDI3805¦Internet_EU |  |  | D680NL/GR24A-SR-5 | Butterfly valve | 1200 kPa | 2.4 kPa |  | EU\Inbox\Combinations\Folder..6/..7\ | 36
115109 | R6125W250-S8/GR230A-5 | R6125W250-S8/GR230A-5 |  | R6125W250-S8 | / | GR230A-5 | Standard actuator | 1 | Scenario 2 |  | PPK¦SelectPro¦VDI3805¦Internet_EU |  |  | R6125W250-S8/GR230A-5 | Characterised control valve | 690 kPa | 400 kPa |  | EU\Inbox\Combinations\Folder..6/..7\ | 45
115110 | R6125W250-S8+GR24A-5 | R6125W250-S8+GR24A-5 |  | R6125W250-S8 | + | GR24A-5 | Standard actuator | 1 | Scenario 2 |  | PPK¦SelectPro¦VDI3805¦Internet_EU |  |  | R6125W250-S8+GR24A-5 | Characterised control valve | 690 kPa | 400 kPa |  | EU\Inbox\Combinations\Folder..6/..7\ | 45
115111 | R6125W250-S8/GR24A-5 | R6125W250-S8/GR24A-5 |  | R6125W250-S8 | / | GR24A-5 | Standard actuator | 1 | Scenario 2 |  | PPK¦SelectPro¦VDI3805¦Internet_EU |  |  | R6125W250-S8/GR24A-5 | Characterised control valve | 690 kPa | 400 kPa |  | EU\Inbox\Combinations\Folder..6/..7\ | 45
115112 | R6100W160-S8+GR230A-5 | R6100W160-S8+GR230A-5 |  | R6100W160-S8 | + | GR230A-5 | Standard actuator | 1 | Scenario 2 |  | PPK¦SelectPro¦VDI3805¦Internet_EU |  |  | R6100W160-S8+GR230A-5 | Characterised control valve | 690 kPa | 400 kPa |  | EU\Inbox\Combinations\Folder..6/..7\ | 43
115113 | R6100W160-S8/GR230A-5 | R6100W160-S8/GR230A-5 |  | R6100W160-S8 | / | GR230A-5 | Standard actuator | 1 | Scenario 2 |  | PPK¦SelectPro¦VDI3805¦Internet_EU |  |  | R6100W160-S8/GR230A-5 | Characterised control valve | 690 kPa | 400 kPa |  | EU\Inbox\Combinations\Folder..6/..7\ | 43
115114 | R6100W160-S8+GR24A-5 | R6100W160-S8+GR24A-5 |  | R6100W160-S8 | + | GR24A-5 | Standard actuator | 1 | Scenario 2 |  | PPK¦SelectPro¦VDI3805¦Internet_EU |  |  | R6100W160-S8+GR24A-5 | Characterised control valve | 690 kPa | 400 kPa |  | EU\Inbox\Combinations\Folder..6/..7\ | 43
115115 | R6100W160-S8/GR24A-5 | R6100W160-S8/GR24A-5 |  | R6100W160-S8 | / | GR24A-5 | Standard actuator | 1 | Scenario 2 |  | PPK¦SelectPro¦VDI3805¦Internet_EU |  |  | R6100W160-S8/GR24A-5 | Characterised control valve | 690 kPa | 400 kPa |  | EU\Inbox\Combinations\Folder..6/..7\ | 43
115108 | R6125W250-S8+GR230A-5 | R6125W250-S8+GR230A-5 |  | R6125W250-S8 | + | GR230A-5 | Standard actuator | 1 | Scenario 2 |  | PPK¦SelectPro¦VDI3805¦Internet_EU |  |  | R6125W250-S8+GR230A-5 | Characterised control valve | 690 kPa | 400 kPa |  | EU\Inbox\Combinations\Folder..6/..7\ | 45
115118 | R6100W160-S8+GR24A-MP-5 | R6100W160-S8+GR24A-MP-5 |  | R6100W160-S8 | + | GR24A-MP-5 | Communicative actuator | 0 | Scenario 2 |  | PPK¦SelectPro¦VDI3805¦Internet_EU |  |  | R6100W160-S8+GR24A-MP-5 | Characterised control valve | 690 kPa | 400 kPa |  | EU\Inbox\Combinations\Folder..6/..7\ | 43
115119 | R6100W160-S8/GR24A-MP-5 | R6100W160-S8/GR24A-MP-5 |  | R6100W160-S8 | / | GR24A-MP-5 | Communicative actuator | 0 | Scenario 2 |  | PPK¦SelectPro¦VDI3805¦Internet_EU |  |  | R6100W160-S8/GR24A-MP-5 | Characterised control valve | 690 kPa | 400 kPa |  | EU\Inbox\Combinations\Folder..6/..7\ | 43
115126 | R6125W250-S8+GR24A-MP-5 | R6125W250-S8+GR24A-MP-5 |  | R6125W250-S8 | + | GR24A-MP-5 | Communicative actuator | 0 | Scenario 2 |  | PPK¦SelectPro¦VDI3805¦Internet_EU |  |  | R6125W250-S8+GR24A-MP-5 | Characterised control valve | 690 kPa | 400 kPa |  | EU\Inbox\Combinations\Folder..6/..7\ | 39
115127 | R6125W250-S8/GR24A-MP-5 | R6125W250-S8/GR24A-MP-5 |  | R6125W250-S8 | / | GR24A-MP-5 | Communicative actuator | 0 | Scenario 2 |  | PPK¦SelectPro¦VDI3805¦Internet_EU |  |  | R6125W250-S8/GR24A-MP-5 | Characterised control valve | 690 kPa | 400 kPa |  | EU\Inbox\Combinations\Folder..6/..7\ | 39
115357 | D665NL/SR24A-MP-5 | D665NL/SR24A-MP-5 |  | D665NL | / | SR24A-MP-5 | Communicative actuator | 0 | Scenario 1 Scenario 2 |  | PPK¦SelectPro¦VDI3805¦Internet_EU |  |  | D665NL/SR24A-MP-5 | Butterfly valve | 1200 kPa | 2.4 kPa |  | EU\Inbox\Combinations\Folder..6/..7\ | 40
115348 | D665NL+SR230A-5 | D665NL+SR230A-5 |  | D665NL | + | SR230A-5 | Standard actuator | 1 | Scenario 1 |  | PPK¦SelectPro¦VDI3805¦Internet_EU |  |  | D665NL+SR230A-5 | Butterfly valve | 1200 kPa | 2.4 kPa |  | EU\Inbox\Combinations\Folder..6/..7\ | 42
115358 | D665NL+SR24A-SR-5 | D665NL+SR24A-SR-5 |  | D665NL | + | SR24A-SR-5 | Standard actuator | 0 | Scenario 2 |  | PPK¦SelectPro¦VDI3805¦Internet_EU |  |  | D665NL+SR24A-SR-5 | Butterfly valve | 1200 kPa | 2.4 kPa |  | EU\Inbox\Combinations\Folder..6/..7\ | 40
115349 | D665NL/SR230A-5 | D665NL/SR230A-5 |  | D665NL | / | SR230A-5 | Standard actuator | 1 | Scenario 1 |  | PPK¦SelectPro¦VDI3805¦Internet_EU |  |  | D665NL/SR230A-5 | Butterfly valve | 1200 kPa | 2.4 kPa |  | EU\Inbox\Combinations\Folder..6/..7\ | 42
115359 | D665NL/SR24A-SR-5 | D665NL/SR24A-SR-5 |  | D665NL | / | SR24A-SR-5 | Standard actuator | 0 | Scenario 2 |  | PPK¦SelectPro¦VDI3805¦Internet_EU |  |  | D665NL/SR24A-SR-5 | Butterfly valve | 1200 kPa | 2.4 kPa |  | EU\Inbox\Combinations\Folder..6/..7\ | 40
115350 | D665NL+SR230A-SR-5 | D665NL+SR230A-SR-5 |  | D665NL | + | SR230A-SR-5 | Standard actuator | 0 | Scenario 2 |  | PPK¦SelectPro¦VDI3805¦Internet_EU |  |  | D665NL+SR230A-SR-5 | Butterfly valve | 1200 kPa | 2.4 kPa |  | EU\Inbox\Combinations\Folder..6/..7\ | 40
115351 | D665NL/SR230A-SR-5 | D665NL/SR230A-SR-5 |  | D665NL | / | SR230A-SR-5 | Standard actuator | 0 | Scenario 2 |  | PPK¦SelectPro¦VDI3805¦Internet_EU |  |  | D665NL/SR230A-SR-5 | Butterfly valve | 1200 kPa | 2.4 kPa |  | EU\Inbox\Combinations\Folder..6/..7\ | 40
115352 | D665NL+SR24A-5 | D665NL+SR24A-5 |  | D665NL | + | SR24A-5 | Standard actuator | 1 | Scenario 1 |  | PPK¦SelectPro¦VDI3805¦Internet_EU |  |  | D665NL+SR24A-5 | Butterfly valve | 1200 kPa | 2.4 kPa |  | EU\Inbox\Combinations\Folder..6/..7\ | 41
115353 | D665NL/SR24A-5 | D665NL/SR24A-5 |  | D665NL | / | SR24A-5 | Standard actuator | 1 | Scenario 1 |  | PPK¦SelectPro¦VDI3805¦Internet_EU |  |  | D665NL/SR24A-5 | Butterfly valve | 1200 kPa | 2.4 kPa |  | EU\Inbox\Combinations\Folder..6/..7\ | 41
115356 | D665NL+SR24A-MP-5 | D665NL+SR24A-MP-5 |  | D665NL | + | SR24A-MP-5 | Communicative actuator | 0 | Scenario 1 Scenario 2 |  | PPK¦SelectPro¦VDI3805¦Internet_EU |  |  | D665NL+SR24A-MP-5 | Butterfly valve | 1200 kPa | 2.4 kPa |  | EU\Inbox\Combinations\Folder..6/..7\ | 40
115409 | R6065W63-S8/SR24A-MP-5 | R6065W63-S8/SR24A-MP-5 |  | R6065W63-S8 | / | SR24A-MP-5 | Communicative actuator | 0 | Scenario 2 |  | PPK¦SelectPro¦VDI3805¦Internet_EU |  |  | R6065W63-S8/SR24A-MP-5 | Characterised control valve | 690 kPa | 400 kPa |  | EU\Inbox\Combinations\Folder..6/..7\ | 39
115410 | R6065W63-S8+SR24A-SR-5 | R6065W63-S8+SR24A-SR-5 |  | R6065W63-S8 | + | SR24A-SR-5 | Standard actuator | 1 | Scenario 2 |  | PPK¦SelectPro¦VDI3805¦Internet_EU |  |  | R6065W63-S8+SR24A-SR-5 | Characterised control valve | 690 kPa | 400 kPa |  | EU\Inbox\Combinations\Folder..6/..7\ | 40
115400 | R6065W63-S8+SR230A-5 | R6065W63-S8+SR230A-5 |  | R6065W63-S8 | + | SR230A-5 | Standard actuator | 1 | Scenario 2 |  | PPK¦SelectPro¦VDI3805¦Internet_EU |  |  | R6065W63-S8+SR230A-5 | Characterised control valve | 690 kPa | 400 kPa |  | EU\Inbox\Combinations\Folder..6/..7\ | 40
115434 | R6080W100-S8+SR24A-MP-5 | R6080W100-S8+SR24A-MP-5 |  | R6080W100-S8 | + | SR24A-MP-5 | Communicative actuator | 0 | Scenario 2 |  | PPK¦SelectPro¦VDI3805¦Internet_EU |  |  | R6080W100-S8+SR24A-MP-5 | Characterised control valve | 690 kPa | 400 kPa |  | EU\Inbox\Combinations\Folder..6/..7\ | 39
115411 | R6065W63-S8/SR24A-SR-5 | R6065W63-S8/SR24A-SR-5 |  | R6065W63-S8 | / | SR24A-SR-5 | Standard actuator | 1 | Scenario 2 |  | PPK¦SelectPro¦VDI3805¦Internet_EU |  |  | R6065W63-S8/SR24A-SR-5 | Characterised control valve | 690 kPa | 400 kPa |  | EU\Inbox\Combinations\Folder..6/..7\ | 40
115401 | R6065W63-S8/SR230A-5 | R6065W63-S8/SR230A-5 |  | R6065W63-S8 | / | SR230A-5 | Standard actuator | 1 | Scenario 2 |  | PPK¦SelectPro¦VDI3805¦Internet_EU |  |  | R6065W63-S8/SR230A-5 | Characterised control valve | 690 kPa | 400 kPa |  | EU\Inbox\Combinations\Folder..6/..7\ | 40
115435 | R6080W100-S8/SR24A-MP-5 | R6080W100-S8/SR24A-MP-5 |  | R6080W100-S8 | / | SR24A-MP-5 | Communicative actuator | 0 | Scenario 2 |  | PPK¦SelectPro¦VDI3805¦Internet_EU |  |  | R6080W100-S8/SR24A-MP-5 | Characterised control valve | 690 kPa | 400 kPa |  | EU\Inbox\Combinations\Folder..6/..7\ | 39
115426 | R6080W100-S8+SR230A-5 | R6080W100-S8+SR230A-5 |  | R6080W100-S8 | + | SR230A-5 | Standard actuator | 1 | Scenario 2 |  | PPK¦SelectPro¦VDI3805¦Internet_EU |  |  | R6080W100-S8+SR230A-5 | Characterised control valve | 690 kPa | 400 kPa |  | EU\Inbox\Combinations\Folder..6/..7\ | 40
115436 | R6080W100-S8+SR24A-SR-5 | R6080W100-S8+SR24A-SR-5 |  | R6080W100-S8 | + | SR24A-SR-5 | Standard actuator | 1 | Scenario 2 |  | PPK¦SelectPro¦VDI3805¦Internet_EU |  |  | R6080W100-S8+SR24A-SR-5 | Characterised control valve | 690 kPa | 400 kPa |  | EU\Inbox\Combinations\Folder..6/..7\ | 40
115427 | R6080W100-S8/SR230A-5 | R6080W100-S8/SR230A-5 |  | R6080W100-S8 | / | SR230A-5 | Standard actuator | 1 | Scenario 2 |  | PPK¦SelectPro¦VDI3805¦Internet_EU |  |  | R6080W100-S8/SR230A-5 | Characterised control valve | 690 kPa | 400 kPa |  | EU\Inbox\Combinations\Folder..6/..7\ | 40
115437 | R6080W100-S8/SR24A-SR-5 | R6080W100-S8/SR24A-SR-5 |  | R6080W100-S8 | / | SR24A-SR-5 | Standard actuator | 1 | Scenario 2 |  | PPK¦SelectPro¦VDI3805¦Internet_EU |  |  | R6080W100-S8/SR24A-SR-5 | Characterised control valve | 690 kPa | 400 kPa |  | EU\Inbox\Combinations\Folder..6/..7\ | 40
115404 | R6065W63-S8+SR24A-5 | R6065W63-S8+SR24A-5 |  | R6065W63-S8 | + | SR24A-5 | Standard actuator | 1 | Scenario 2 |  | PPK¦SelectPro¦VDI3805¦Internet_EU |  |  | R6065W63-S8+SR24A-5 | Characterised control valve | 690 kPa | 400 kPa |  | EU\Inbox\Combinations\Folder..6/..7\ | 40
115405 | R6065W63-S8/SR24A-5 | R6065W63-S8/SR24A-5 |  | R6065W63-S8 | / | SR24A-5 | Standard actuator | 1 | Scenario 2 |  | PPK¦SelectPro¦VDI3805¦Internet_EU |  |  | R6065W63-S8/SR24A-5 | Characterised control valve | 690 kPa | 400 kPa |  | EU\Inbox\Combinations\Folder..6/..7\ | 40
115430 | R6080W100-S8+SR24A-5 | R6080W100-S8+SR24A-5 |  | R6080W100-S8 | + | SR24A-5 | Standard actuator | 1 | Scenario 2 |  | PPK¦SelectPro¦VDI3805¦Internet_EU |  |  | R6080W100-S8+SR24A-5 | Characterised control valve | 690 kPa | 400 kPa |  | EU\Inbox\Combinations\Folder..6/..7\ | 40
115431 | R6080W100-S8/SR24A-5 | R6080W100-S8/SR24A-5 |  | R6080W100-S8 | / | SR24A-5 | Standard actuator | 1 | Scenario 2 |  | PPK¦SelectPro¦VDI3805¦Internet_EU |  |  | R6080W100-S8/SR24A-5 | Characterised control valve | 690 kPa | 400 kPa |  | EU\Inbox\Combinations\Folder..6/..7\ | 40
115408 | R6065W63-S8+SR24A-MP-5 | R6065W63-S8+SR24A-MP-5 |  | R6065W63-S8 | + | SR24A-MP-5 | Communicative actuator | 0 | Scenario 2 |  | PPK¦SelectPro¦VDI3805¦Internet_EU |  |  | R6065W63-S8+SR24A-MP-5 | Characterised control valve | 690 kPa | 400 kPa |  | EU\Inbox\Combinations\Folder..6/..7\ | 39
115727 | R2025-S2/LRF230 | R2025-S2/LRF230 |  | R2025-S2 | / | LRF230 | Actuator with emergency control function | 1 | Scenario 1 |  | PPK¦SelectPro¦VDI3805¦Internet_EU |  |  | R2025-S2/LRF230 | Open-close ball valve | 1400 kPa | 1000 kPa |  | EU\Inbox\Combinations\Folder..2/..3\ | 46
115718 | R2025-16-S2+LRF24-SR | R2025-16-S2+LRF24-SR |  | R2025-16-S2 | + | LRF24-SR | Actuator with emergency control function | 1 | Scenario 2 |  | PPK¦SelectPro¦VDI3805¦Internet_EU |  |  | R2025-16-S2+LRF24-SR | Characterised control valve | 1400 kPa | 350 kPa |  | EU\Inbox\Combinations\Folder..2/..3\ | 47
115719 | R2025-16-S2/LRF24-SR | R2025-16-S2/LRF24-SR |  | R2025-16-S2 | / | LRF24-SR | Actuator with emergency control function | 1 | Scenario 2 |  | PPK¦SelectPro¦VDI3805¦Internet_EU |  |  | R2025-16-S2/LRF24-SR | Characterised control valve | 1400 kPa | 350 kPa |  | EU\Inbox\Combinations\Folder..2/..3\ | 47
115734 | R2025-S2+LRF24 | R2025-S2+LRF24 |  | R2025-S2 | + | LRF24 | Actuator with emergency control function | 1 | Scenario 1 |  | PPK¦SelectPro¦VDI3805¦Internet_EU |  |  | R2025-S2+LRF24 | Open-close ball valve | 1400 kPa | 1000 kPa |  | EU\Inbox\Combinations\Folder..2/..3\ | 46
115724 | R2025-6P3-S2+LRF24-SR | R2025-6P3-S2+LRF24-SR |  | R2025-6P3-S2 | + | LRF24-SR | Actuator with emergency control function | 1 | Scenario 2 | 0 | PPK¦SelectPro¦VDI3805¦Internet_EU |  |  | R2025-6P3-S2+LRF24-SR | Characterised control valve | 1400 kPa | 350 kPa |  | EU\Inbox\Combinations\Folder..2/..3\ | 50
115735 | R2025-S2/LRF24 | R2025-S2/LRF24 |  | R2025-S2 | / | LRF24 | Actuator with emergency control function | 1 | Scenario 1 |  | PPK¦SelectPro¦VDI3805¦Internet_EU |  |  | R2025-S2/LRF24 | Open-close ball valve | 1400 kPa | 1000 kPa |  | EU\Inbox\Combinations\Folder..2/..3\ | 46
115746 | R3015-1-S1+LRF24-SR | R3015-1-S1+LRF24-SR |  | R3015-1-S1 | + | LRF24-SR | Actuator with emergency control function | 1 | Scenario 2 |  | PPK¦SelectPro¦VDI3805¦Internet_EU |  |  | R3015-1-S1+LRF24-SR | Characterised control valve | 1400 kPa | 350 kPa |  | EU\Inbox\Combinations\Folder..2/..3\ | 47
115725 | R2025-6P3-S2/LRF24-SR | R2025-6P3-S2/LRF24-SR |  | R2025-6P3-S2 | / | LRF24-SR | Actuator with emergency control function | 1 | Scenario 2 | 0 | PPK¦SelectPro¦VDI3805¦Internet_EU |  |  | R2025-6P3-S2/LRF24-SR | Characterised control valve | 1400 kPa | 350 kPa |  | EU\Inbox\Combinations\Folder..2/..3\ | 50
115726 | R2025-S2+LRF230 | R2025-S2+LRF230 |  | R2025-S2 | + | LRF230 | Actuator with emergency control function | 1 | Scenario 1 |  | PPK¦SelectPro¦VDI3805¦Internet_EU |  |  | R2025-S2+LRF230 | Open-close ball valve | 1400 kPa | 1000 kPa |  | EU\Inbox\Combinations\Folder..2/..3\ | 46
115747 | R3015-1-S1/LRF24-SR | R3015-1-S1/LRF24-SR |  | R3015-1-S1 | / | LRF24-SR | Actuator with emergency control function | 1 | Scenario 2 |  | PPK¦SelectPro¦VDI3805¦Internet_EU |  |  | R3015-1-S1/LRF24-SR | Characterised control valve | 1400 kPa | 350 kPa |  | EU\Inbox\Combinations\Folder..2/..3\ | 47
115752 | R3015-1P6-S1+LRF24-SR | R3015-1P6-S1+LRF24-SR |  | R3015-1P6-S1 | + | LRF24-SR | Actuator with emergency control function | 1 | Scenario 2 |  | PPK¦SelectPro¦VDI3805¦Internet_EU |  |  | R3015-1P6-S1+LRF24-SR | Characterised control valve | 1400 kPa | 350 kPa |  | EU\Inbox\Combinations\Folder..2/..3\ | 47
115753 | R3015-1P6-S1/LRF24-SR | R3015-1P6-S1/LRF24-SR |  | R3015-1P6-S1 | / | LRF24-SR | Actuator with emergency control function | 1 | Scenario 2 |  | PPK¦SelectPro¦VDI3805¦Internet_EU |  |  | R3015-1P6-S1/LRF24-SR | Characterised control valve | 1400 kPa | 350 kPa |  | EU\Inbox\Combinations\Folder..2/..3\ | 47
115893 | D640N/SRC24A-SR-5 | D640N/SRC24A-SR-5 |  | D640N | / | SRC24A-SR-5 | Fast runner | 0 | Scenario 2 |  | PPK¦SelectPro¦VDI3805¦Internet_EU |  |  | D640N/SRC24A-SR-5 | Butterfly valve | 1200 kPa | 3.4 kPa |  | EU\Inbox\Combinations\Folder..6/..7\ | 46
115864 | D6600N+SY12-230A-3-T | D6600N+SY12-230A-3-T |  | D6600N | + | SY12-230A-3-T | Fast runner | 0 | Scenario 1 |  | PPK¦SelectPro¦VDI3805¦Internet_EU |  |  | D6600N+SY12-230A-3-T | Butterfly valve | 1000 kPa | 0.7 kPa |  | EU\Inbox\Combinations\Folder..6/..7\ | 47
115894 | D650N+SRC24A-SR-5 | D650N+SRC24A-SR-5 |  | D650N | + | SRC24A-SR-5 | Fast runner | 0 | Scenario 2 |  | PPK¦SelectPro¦VDI3805¦Internet_EU |  |  | D650N+SRC24A-SR-5 | Butterfly valve | 1200 kPa | 3.1 kPa |  | EU\Inbox\Combinations\Folder..6/..7\ | 46
115844 | D6500N+SY8-230A-3-T | D6500N+SY8-230A-3-T |  | D6500N | + | SY8-230A-3-T | Fast runner | 0 | Scenario 1 |  | PPK¦SelectPro¦VDI3805¦Internet_EU |  |  | D6500N+SY8-230A-3-T | Butterfly valve | 600 kPa | 0.7 kPa |  | EU\Inbox\Combinations\Folder..6/..7\ | 47
115868 | D6600NL+SY10-230A-3-T | D6600NL+SY10-230A-3-T |  | D6600NL | + | SY10-230A-3-T | Fast runner | 0 | Scenario 1 |  | PPK¦SelectPro¦VDI3805¦Internet_EU |  |  | D6600NL+SY10-230A-3-T | Butterfly valve | 600 kPa | 0.7 kPa |  | EU\Inbox\Combinations\Folder..6/..7\ | 47
115895 | D650N/SRC24A-SR-5 | D650N/SRC24A-SR-5 |  | D650N | / | SRC24A-SR-5 | Fast runner | 0 | Scenario 2 |  | PPK¦SelectPro¦VDI3805¦Internet_EU |  |  | D650N/SRC24A-SR-5 | Butterfly valve | 1200 kPa | 3.1 kPa |  | EU\Inbox\Combinations\Folder..6/..7\ | 46
115846 | D6700N+SY12-230A-3-T | D6700N+SY12-230A-3-T |  | D6700N | + | SY12-230A-3-T | Fast runner | 0 | Scenario 1 |  | PPK¦SelectPro¦VDI3805¦Internet_EU |  |  | D6700N+SY12-230A-3-T | Butterfly valve | 200 kPa | 1.0 kPa |  | EU\Inbox\Combinations\Folder..6/..7\ | 48
115870 | D6600NL+SY12-230A-3-T | D6600NL+SY12-230A-3-T |  | D6600NL | + | SY12-230A-3-T | Fast runner | 0 | Scenario 1 |  | PPK¦SelectPro¦VDI3805¦Internet_EU |  |  | D6600NL+SY12-230A-3-T | Butterfly valve | 1000 kPa | 0.7 kPa |  | EU\Inbox\Combinations\Folder..6/..7\ | 47
115932 | R3015-BL1+LRF24 | R3015-BL1+LRF24 |  | R3015-BL1 | + | LRF24 | Actuator with emergency control function | 1 | Scenario 1 |  | PPK¦SelectPro¦VDI3805¦Internet_EU |  |  | R3015-BL1+LRF24 | Change-over ball valve | 500 kPa | 350 kPa |  | EU\Inbox\Combinations\Folder..2/..3\ | 47
115896 | D650NL+SRC24A-SR-5 | D650NL+SRC24A-SR-5 |  | D650NL | + | SRC24A-SR-5 | Fast runner | 0 | Scenario 2 |  | PPK¦SelectPro¦VDI3805¦Internet_EU |  |  | D650NL+SRC24A-SR-5 | Butterfly valve | 1200 kPa | 3.1 kPa |  | EU\Inbox\Combinations\Folder..6/..7\ | 46
115850 | D6700NL+SY12-230A-3-T | D6700NL+SY12-230A-3-T |  | D6700NL | + | SY12-230A-3-T | Fast runner | 0 | Scenario 1 |  | PPK¦SelectPro¦VDI3805¦Internet_EU |  |  | D6700NL+SY12-230A-3-T | Butterfly valve | 200 kPa | 1.0 kPa |  | EU\Inbox\Combinations\Folder..6/..7\ | 47
115884 | D6400N+SY6-230-3-T | D6400N+SY6-230-3-T |  | D6400N | + | SY6-230-3-T | Fast runner | 0 | Scenario 1 |  | PPK¦SelectPro¦VDI3805¦Internet_EU |  |  | D6400N+SY6-230-3-T | Butterfly valve | 600 kPa | 1.0 kPa |  | EU\Inbox\Combinations\Folder..6/..7\ | 48
115922 | R3015-4-S1+LRF24-SR | R3015-4-S1+LRF24-SR |  | R3015-4-S1 | + | LRF24-SR | Actuator with emergency control function | 1 | Scenario 2 |  | PPK¦SelectPro¦VDI3805¦Internet_EU |  |  | R3015-4-S1+LRF24-SR | Characterised control valve | 1400 kPa | 350 kPa |  | EU\Inbox\Combinations\Folder..2/..3\ | 49
115933 | R3015-BL1/LRF24 | R3015-BL1/LRF24 |  | R3015-BL1 | / | LRF24 | Actuator with emergency control function | 1 | Scenario 1 |  | PPK¦SelectPro¦VDI3805¦Internet_EU |  |  | R3015-BL1/LRF24 | Change-over ball valve | 500 kPa | 350 kPa |  | EU\Inbox\Combinations\Folder..2/..3\ | 47
115852 | D6500N+SY9-230A-3-T | D6500N+SY9-230A-3-T |  | D6500N | + | SY9-230A-3-T | Fast runner | 0 | Scenario 1 |  | PPK¦SelectPro¦VDI3805¦Internet_EU |  |  | D6500N+SY9-230A-3-T | Butterfly valve | 1000 kPa | 0.7 kPa |  | EU\Inbox\Combinations\Folder..6/..7\ | 47
115897 | D650NL/SRC24A-SR-5 | D650NL/SRC24A-SR-5 |  | D650NL | / | SRC24A-SR-5 | Fast runner | 0 | Scenario 2 |  | PPK¦SelectPro¦VDI3805¦Internet_EU |  |  | D650NL/SRC24A-SR-5 | Butterfly valve | 1200 kPa | 3.1 kPa |  | EU\Inbox\Combinations\Folder..6/..7\ | 46
115886 | D6400NL+SY6-230-3-T | D6400NL+SY6-230-3-T |  | D6400NL | + | SY6-230-3-T | Fast runner | 0 | Scenario 1 |  | PPK¦SelectPro¦VDI3805¦Internet_EU |  |  | D6400NL+SY6-230-3-T | Butterfly valve | 600 kPa | 1.0 kPa |  | EU\Inbox\Combinations\Folder..6/..7\ | 48
115923 | R3015-4-S1/LRF24-SR | R3015-4-S1/LRF24-SR |  | R3015-4-S1 | / | LRF24-SR | Actuator with emergency control function | 1 | Scenario 2 |  | PPK¦SelectPro¦VDI3805¦Internet_EU |  |  | R3015-4-S1/LRF24-SR | Characterised control valve | 1400 kPa | 350 kPa |  | EU\Inbox\Combinations\Folder..2/..3\ | 49
115854 | D6500NL+SY8-230A-3-T | D6500NL+SY8-230A-3-T |  | D6500NL | + | SY8-230A-3-T | Fast runner | 0 | Scenario 1 |  | PPK¦SelectPro¦VDI3805¦Internet_EU |  |  | D6500NL+SY8-230A-3-T | Butterfly valve | 600 kPa | 0.7 kPa |  | EU\Inbox\Combinations\Folder..6/..7\ | 47
115898 | D665N+SRC24A-SR-5 | D665N+SRC24A-SR-5 |  | D665N | + | SRC24A-SR-5 | Fast runner | 0 | Scenario 2 |  | PPK¦SelectPro¦VDI3805¦Internet_EU |  |  | D665N+SRC24A-SR-5 | Butterfly valve | 1200 kPa | 2.4 kPa |  | EU\Inbox\Combinations\Folder..6/..7\ | 46
115888 | D625N+SRC24A-SR-5 | D625N+SRC24A-SR-5 |  | D625N | + | SRC24A-SR-5 | Fast runner | 0 | Scenario 2 |  | PPK¦SelectPro¦VDI3805¦Internet_EU |  |  | D625N+SRC24A-SR-5 | Butterfly valve | 1200 kPa | 1.6 kPa |  | EU\Inbox\Combinations\Folder..6/..7\ | 46
115924 | R3015-BL1+LRF230 | R3015-BL1+LRF230 |  | R3015-BL1 | + | LRF230 | Actuator with emergency control function | 1 | Scenario 1 |  | PPK¦SelectPro¦VDI3805¦Internet_EU |  |  | R3015-BL1+LRF230 | Change-over ball valve | 500 kPa | 350 kPa |  | EU\Inbox\Combinations\Folder..2/..3\ | 48
115856 | D6500NL+SY9-230A-3-T | D6500NL+SY9-230A-3-T |  | D6500NL | + | SY9-230A-3-T | Fast runner | 0 | Scenario 1 |  | PPK¦SelectPro¦VDI3805¦Internet_EU |  |  | D6500NL+SY9-230A-3-T | Butterfly valve | 1000 kPa | 0.7 kPa |  | EU\Inbox\Combinations\Folder..6/..7\ | 47
115899 | D665N/SRC24A-SR-5 | D665N/SRC24A-SR-5 |  | D665N | / | SRC24A-SR-5 | Fast runner | 0 | Scenario 2 |  | PPK¦SelectPro¦VDI3805¦Internet_EU |  |  | D665N/SRC24A-SR-5 | Butterfly valve | 1200 kPa | 2.4 kPa |  | EU\Inbox\Combinations\Folder..6/..7\ | 46
115916 | R3015-2P5-S1+LRF24-SR | R3015-2P5-S1+LRF24-SR |  | R3015-2P5-S1 | + | LRF24-SR | Actuator with emergency control function | 1 | Scenario 2 |  | PPK¦SelectPro¦VDI3805¦Internet_EU |  |  | R3015-2P5-S1+LRF24-SR | Characterised control valve | 1400 kPa | 350 kPa |  | EU\Inbox\Combinations\Folder..2/..3\ | 49
115889 | D625N/SRC24A-SR-5 | D625N/SRC24A-SR-5 |  | D625N | / | SRC24A-SR-5 | Fast runner | 0 | Scenario 2 |  | PPK¦SelectPro¦VDI3805¦Internet_EU |  |  | D625N/SRC24A-SR-5 | Butterfly valve | 1200 kPa | 1.6 kPa |  | EU\Inbox\Combinations\Folder..6/..7\ | 46
115925 | R3015-BL1/LRF230 | R3015-BL1/LRF230 |  | R3015-BL1 | / | LRF230 | Actuator with emergency control function | 1 | Scenario 1 |  | PPK¦SelectPro¦VDI3805¦Internet_EU |  |  | R3015-BL1/LRF230 | Change-over ball valve | 500 kPa | 350 kPa |  | EU\Inbox\Combinations\Folder..2/..3\ | 48
115858 | D6450N+SY8-230A-3-T | D6450N+SY8-230A-3-T |  | D6450N | + | SY8-230A-3-T | Fast runner | 0 | Scenario 1 |  | PPK¦SelectPro¦VDI3805¦Internet_EU |  |  | D6450N+SY8-230A-3-T | Butterfly valve | 1000 kPa | 0.9 kPa |  | EU\Inbox\Combinations\Folder..6/..7\ | 47
115900 | D665NL+SRC24A-SR-5 | D665NL+SRC24A-SR-5 |  | D665NL | + | SRC24A-SR-5 | Fast runner | 0 | Scenario 2 |  | PPK¦SelectPro¦VDI3805¦Internet_EU |  |  | D665NL+SRC24A-SR-5 | Butterfly valve | 1200 kPa | 2.4 kPa |  | EU\Inbox\Combinations\Folder..6/..7\ | 46
115917 | R3015-2P5-S1/LRF24-SR | R3015-2P5-S1/LRF24-SR |  | R3015-2P5-S1 | / | LRF24-SR | Actuator with emergency control function | 1 | Scenario 2 |  | PPK¦SelectPro¦VDI3805¦Internet_EU |  |  | R3015-2P5-S1/LRF24-SR | Characterised control valve | 1400 kPa | 350 kPa |  | EU\Inbox\Combinations\Folder..2/..3\ | 49
115890 | D632N+SRC24A-SR-5 | D632N+SRC24A-SR-5 |  | D632N | + | SRC24A-SR-5 | Fast runner | 0 | Scenario 2 |  | PPK¦SelectPro¦VDI3805¦Internet_EU |  |  | D632N+SRC24A-SR-5 | Butterfly valve | 1200 kPa | 2.5 kPa |  | EU\Inbox\Combinations\Folder..6/..7\ | 46
115860 | D6450NL+SY8-230A-3-T | D6450NL+SY8-230A-3-T |  | D6450NL | + | SY8-230A-3-T | Fast runner | 0 | Scenario 1 |  | PPK¦SelectPro¦VDI3805¦Internet_EU |  |  | D6450NL+SY8-230A-3-T | Butterfly valve | 1000 kPa | 0.9 kPa |  | EU\Inbox\Combinations\Folder..6/..7\ | 47
115901 | D665NL/SRC24A-SR-5 | D665NL/SRC24A-SR-5 |  | D665NL | / | SRC24A-SR-5 | Fast runner | 0 | Scenario 2 |  | PPK¦SelectPro¦VDI3805¦Internet_EU |  |  | D665NL/SRC24A-SR-5 | Butterfly valve | 1200 kPa | 2.4 kPa |  | EU\Inbox\Combinations\Folder..6/..7\ | 46
115891 | D632N/SRC24A-SR-5 | D632N/SRC24A-SR-5 |  | D632N | / | SRC24A-SR-5 | Fast runner | 0 | Scenario 2 |  | PPK¦SelectPro¦VDI3805¦Internet_EU |  |  | D632N/SRC24A-SR-5 | Butterfly valve | 1200 kPa | 2.5 kPa |  | EU\Inbox\Combinations\Folder..6/..7\ | 46
115862 | D6600N+SY10-230A-3-T | D6600N+SY10-230A-3-T |  | D6600N | + | SY10-230A-3-T | Fast runner | 0 | Scenario 1 |  | PPK¦SelectPro¦VDI3805¦Internet_EU |  |  | D6600N+SY10-230A-3-T | Butterfly valve | 600 kPa | 0.7 kPa |  | EU\Inbox\Combinations\Folder..6/..7\ | 47
115892 | D640N+SRC24A-SR-5 | D640N+SRC24A-SR-5 |  | D640N | + | SRC24A-SR-5 | Fast runner | 0 | Scenario 2 |  | PPK¦SelectPro¦VDI3805¦Internet_EU |  |  | D640N+SRC24A-SR-5 | Butterfly valve | 1200 kPa | 3.4 kPa |  | EU\Inbox\Combinations\Folder..6/..7\ | 46
115950 | R3015-P4-S1+LRF24-SR | R3015-P4-S1+LRF24-SR |  | R3015-P4-S1 | + | LRF24-SR | Actuator with emergency control function | 1 | Scenario 2 |  | PPK¦SelectPro¦VDI3805¦Internet_EU |  |  | R3015-P4-S1+LRF24-SR | Characterised control valve | 1400 kPa | 350 kPa |  | EU\Inbox\Combinations\Folder..2/..3\ | 48
115951 | R3015-P4-S1/LRF24-SR | R3015-P4-S1/LRF24-SR |  | R3015-P4-S1 | / | LRF24-SR | Actuator with emergency control function | 1 | Scenario 2 |  | PPK¦SelectPro¦VDI3805¦Internet_EU |  |  | R3015-P4-S1/LRF24-SR | Characterised control valve | 1400 kPa | 350 kPa |  | EU\Inbox\Combinations\Folder..2/..3\ | 48
115944 | R3015-P25-S1+LRF24-SR | R3015-P25-S1+LRF24-SR |  | R3015-P25-S1 | + | LRF24-SR | Actuator with emergency control function | 1 | Scenario 2 |  | PPK¦SelectPro¦VDI3805¦Internet_EU |  |  | R3015-P25-S1+LRF24-SR | Characterised control valve | 1400 kPa | 350 kPa |  | EU\Inbox\Combinations\Folder..2/..3\ | 48
115945 | R3015-P25-S1/LRF24-SR | R3015-P25-S1/LRF24-SR |  | R3015-P25-S1 | / | LRF24-SR | Actuator with emergency control function | 1 | Scenario 2 |  | PPK¦SelectPro¦VDI3805¦Internet_EU |  |  | R3015-P25-S1/LRF24-SR | Characterised control valve | 1400 kPa | 350 kPa |  | EU\Inbox\Combinations\Folder..2/..3\ | 48
115956 | R3015-P63-S1+LRF24-SR | R3015-P63-S1+LRF24-SR |  | R3015-P63-S1 | + | LRF24-SR | Actuator with emergency control function | 1 | Scenario 2 |  | PPK¦SelectPro¦VDI3805¦Internet_EU |  |  | R3015-P63-S1+LRF24-SR | Characterised control valve | 1400 kPa | 350 kPa |  | EU\Inbox\Combinations\Folder..2/..3\ | 49
115957 | R3015-P63-S1/LRF24-SR | R3015-P63-S1/LRF24-SR |  | R3015-P63-S1 | / | LRF24-SR | Actuator with emergency control function | 1 | Scenario 2 |  | PPK¦SelectPro¦VDI3805¦Internet_EU |  |  | R3015-P63-S1/LRF24-SR | Characterised control valve | 1400 kPa | 350 kPa |  | EU\Inbox\Combinations\Folder..2/..3\ | 49
116086 | D6450NL+SY7-230A-3-T | D6450NL+SY7-230A-3-T |  | D6450NL | + | SY7-230A-3-T | Fast runner | 0 | Scenario 1 |  | PPK¦SelectPro¦VDI3805¦Internet_EU |  |  | D6450NL+SY7-230A-3-T | Butterfly valve | 600 kPa | 0.9 kPa |  | EU\Inbox\Combinations\Folder..6/..7\ | 47
116097 | R3020-1-2P5-B2/LR24A-MP | R3020-1-2P5-B2/LR24A-MP |  | R3020-1-2P5-B2 | / | LR24A-MP | Communicative actuator | 1 | Scenario 5 |  | PPK¦SelectPro¦VDI3805¦Internet_EU |  |  | R3020-1-2P5-B2/LR24A-MP | Characterised control valve | 100 kPa | 100 kPa |  | EU\Inbox\Combinations\Folder..2/..3\ | 47
116098 | R3020-1-2P5-B2+LR24A-SR | R3020-1-2P5-B2+LR24A-SR |  | R3020-1-2P5-B2 | + | LR24A-SR | Standard actuator | 1 | Scenario 5 |  | PPK¦SelectPro¦VDI3805¦Internet_EU |  |  | R3020-1-2P5-B2+LR24A-SR | Characterised control valve | 100 kPa | 100 kPa |  | EU\Inbox\Combinations\Folder..2/..3\ | 47
116099 | R3020-1-2P5-B2/LR24A-SR | R3020-1-2P5-B2/LR24A-SR |  | R3020-1-2P5-B2 | / | LR24A-SR | Standard actuator | 1 | Scenario 5 |  | PPK¦SelectPro¦VDI3805¦Internet_EU |  |  | R3020-1-2P5-B2/LR24A-SR | Characterised control valve | 100 kPa | 100 kPa |  | EU\Inbox\Combinations\Folder..2/..3\ | 47
116090 | R3020-1-1P6-B2+LR24A-MP | R3020-1-1P6-B2+LR24A-MP |  | R3020-1-1P6-B2 | + | LR24A-MP | Communicative actuator | 1 | Scenario 5 |  | PPK¦SelectPro¦VDI3805¦Internet_EU |  |  | R3020-1-1P6-B2+LR24A-MP | Characterised control valve | 100 kPa | 100 kPa |  | EU\Inbox\Combinations\Folder..2/..3\ | 47
116091 | R3020-1-1P6-B2/LR24A-MP | R3020-1-1P6-B2/LR24A-MP |  | R3020-1-1P6-B2 | / | LR24A-MP | Communicative actuator | 1 | Scenario 5 |  | PPK¦SelectPro¦VDI3805¦Internet_EU |  |  | R3020-1-1P6-B2/LR24A-MP | Characterised control valve | 100 kPa | 100 kPa |  | EU\Inbox\Combinations\Folder..2/..3\ | 47
116092 | R3020-1-1P6-B2+LR24A-SR | R3020-1-1P6-B2+LR24A-SR |  | R3020-1-1P6-B2 | + | LR24A-SR | Standard actuator | 1 | Scenario 5 |  | PPK¦SelectPro¦VDI3805¦Internet_EU |  |  | R3020-1-1P6-B2+LR24A-SR | Characterised control valve | 100 kPa | 100 kPa |  | EU\Inbox\Combinations\Folder..2/..3\ | 47
116102 | R3020-1P6-1-B2+LR24A-MP | R3020-1P6-1-B2+LR24A-MP |  | R3020-1P6-1-B2 | + | LR24A-MP | Communicative actuator | 1 | Scenario 5 |  | PPK¦SelectPro¦VDI3805¦Internet_EU |  |  | R3020-1P6-1-B2+LR24A-MP | Characterised control valve | 100 kPa | 100 kPa |  | EU\Inbox\Combinations\Folder..2/..3\ | 47
116093 | R3020-1-1P6-B2/LR24A-SR | R3020-1-1P6-B2/LR24A-SR |  | R3020-1-1P6-B2 | / | LR24A-SR | Standard actuator | 1 | Scenario 5 |  | PPK¦SelectPro¦VDI3805¦Internet_EU |  |  | R3020-1-1P6-B2/LR24A-SR | Characterised control valve | 100 kPa | 100 kPa |  | EU\Inbox\Combinations\Folder..2/..3\ | 47
116103 | R3020-1P6-1-B2/LR24A-MP | R3020-1P6-1-B2/LR24A-MP |  | R3020-1P6-1-B2 | / | LR24A-MP | Communicative actuator | 1 | Scenario 5 |  | PPK¦SelectPro¦VDI3805¦Internet_EU |  |  | R3020-1P6-1-B2/LR24A-MP | Characterised control valve | 100 kPa | 100 kPa |  | EU\Inbox\Combinations\Folder..2/..3\ | 47
116080 | D6400N+SY7-230A-3-T | D6400N+SY7-230A-3-T |  | D6400N | + | SY7-230A-3-T | Fast runner | 0 | Scenario 1 |  | PPK¦SelectPro¦VDI3805¦Internet_EU |  |  | D6400N+SY7-230A-3-T | Butterfly valve | 1000 kPa | 1.0 kPa |  | EU\Inbox\Combinations\Folder..6/..7\ | 47
116104 | R3020-1P6-1-B2+LR24A-SR | R3020-1P6-1-B2+LR24A-SR |  | R3020-1P6-1-B2 | + | LR24A-SR | Standard actuator | 1 | Scenario 5 |  | PPK¦SelectPro¦VDI3805¦Internet_EU |  |  | R3020-1P6-1-B2+LR24A-SR | Characterised control valve | 100 kPa | 100 kPa |  | EU\Inbox\Combinations\Folder..2/..3\ | 47
116082 | D6400NL+SY7-230A-3-T | D6400NL+SY7-230A-3-T |  | D6400NL | + | SY7-230A-3-T | Fast runner | 0 | Scenario 1 |  | PPK¦SelectPro¦VDI3805¦Internet_EU |  |  | D6400NL+SY7-230A-3-T | Butterfly valve | 1000 kPa | 1.0 kPa |  | EU\Inbox\Combinations\Folder..6/..7\ | 47
116105 | R3020-1P6-1-B2/LR24A-SR | R3020-1P6-1-B2/LR24A-SR |  | R3020-1P6-1-B2 | / | LR24A-SR | Standard actuator | 1 | Scenario 5 |  | PPK¦SelectPro¦VDI3805¦Internet_EU |  |  | R3020-1P6-1-B2/LR24A-SR | Characterised control valve | 100 kPa | 100 kPa |  | EU\Inbox\Combinations\Folder..2/..3\ | 47
116096 | R3020-1-2P5-B2+LR24A-MP | R3020-1-2P5-B2+LR24A-MP |  | R3020-1-2P5-B2 | + | LR24A-MP | Communicative actuator | 1 | Scenario 5 |  | PPK¦SelectPro¦VDI3805¦Internet_EU |  |  | R3020-1-2P5-B2+LR24A-MP | Characterised control valve | 100 kPa | 100 kPa |  | EU\Inbox\Combinations\Folder..2/..3\ | 47
116084 | D6450N+SY7-230A-3-T | D6450N+SY7-230A-3-T |  | D6450N | + | SY7-230A-3-T | Fast runner | 0 | Scenario 1 |  | PPK¦SelectPro¦VDI3805¦Internet_EU |  |  | D6450N+SY7-230A-3-T | Butterfly valve | 600 kPa | 0.9 kPa |  | EU\Inbox\Combinations\Folder..6/..7\ | 47
116127 | R3020-2P5-1-B2/LR24A-MP | R3020-2P5-1-B2/LR24A-MP |  | R3020-2P5-1-B2 | / | LR24A-MP | Communicative actuator | 1 | Scenario 5 |  | PPK¦SelectPro¦VDI3805¦Internet_EU |  |  | R3020-2P5-1-B2/LR24A-MP | Characterised control valve | 100 kPa | 100 kPa |  | EU\Inbox\Combinations\Folder..2/..3\ | 47
116117 | R3020-1P6-2P5-B2/LR24A-SR | R3020-1P6-2P5-B2/LR24A-SR |  | R3020-1P6-2P5-B2 | / | LR24A-SR | Standard actuator | 1 | Scenario 5 |  | PPK¦SelectPro¦VDI3805¦Internet_EU |  |  | R3020-1P6-2P5-B2/LR24A-SR | Characterised control valve | 100 kPa | 100 kPa |  | EU\Inbox\Combinations\Folder..2/..3\ | 48
116157 | R3020-P63-2P5-B2/LR24A-MP | R3020-P63-2P5-B2/LR24A-MP |  | R3020-P63-2P5-B2 | / | LR24A-MP | Communicative actuator | 1 | Scenario 5 |  | PPK¦SelectPro¦VDI3805¦Internet_EU |  |  | R3020-P63-2P5-B2/LR24A-MP | Characterised control valve | 100 kPa | 100 kPa |  | EU\Inbox\Combinations\Folder..2/..3\ | 41
116147 | R3020-2P5-P63-B2/LR24A-SR | R3020-2P5-P63-B2/LR24A-SR |  | R3020-2P5-P63-B2 | / | LR24A-SR | Standard actuator | 1 | Scenario 5 |  | PPK¦SelectPro¦VDI3805¦Internet_EU |  |  | R3020-2P5-P63-B2/LR24A-SR | Characterised control valve | 100 kPa | 100 kPa |  | EU\Inbox\Combinations\Folder..2/..3\ | 42
116128 | R3020-2P5-1-B2+LR24A-SR | R3020-2P5-1-B2+LR24A-SR |  | R3020-2P5-1-B2 | + | LR24A-SR | Standard actuator | 1 | Scenario 5 |  | PPK¦SelectPro¦VDI3805¦Internet_EU |  |  | R3020-2P5-1-B2+LR24A-SR | Characterised control valve | 100 kPa | 100 kPa |  | EU\Inbox\Combinations\Folder..2/..3\ | 47
116138 | R3020-2P5-2P5-B2+LR24A-MP | R3020-2P5-2P5-B2+LR24A-MP |  | R3020-2P5-2P5-B2 | + | LR24A-MP | Communicative actuator | 1 | Scenario 5 |  | PPK¦SelectPro¦VDI3805¦Internet_EU |  |  | R3020-2P5-2P5-B2+LR24A-MP | Characterised control valve | 100 kPa | 100 kPa |  | EU\Inbox\Combinations\Folder..2/..3\ | 47
116158 | R3020-P63-2P5-B2+LR24A-SR | R3020-P63-2P5-B2+LR24A-SR |  | R3020-P63-2P5-B2 | + | LR24A-SR | Standard actuator | 1 | Scenario 5 |  | PPK¦SelectPro¦VDI3805¦Internet_EU |  |  | R3020-P63-2P5-B2+LR24A-SR | Characterised control valve | 100 kPa | 100 kPa |  | EU\Inbox\Combinations\Folder..2/..3\ | 41
116108 | R3020-1P6-1P6-B2+LR24A-MP | R3020-1P6-1P6-B2+LR24A-MP |  | R3020-1P6-1P6-B2 | + | LR24A-MP | Communicative actuator | 1 | Scenario 5 |  | PPK¦SelectPro¦VDI3805¦Internet_EU |  |  | R3020-1P6-1P6-B2+LR24A-MP | Characterised control valve | 100 kPa | 100 kPa |  | EU\Inbox\Combinations\Folder..2/..3\ | 47
116129 | R3020-2P5-1-B2/LR24A-SR | R3020-2P5-1-B2/LR24A-SR |  | R3020-2P5-1-B2 | / | LR24A-SR | Standard actuator | 1 | Scenario 5 |  | PPK¦SelectPro¦VDI3805¦Internet_EU |  |  | R3020-2P5-1-B2/LR24A-SR | Characterised control valve | 100 kPa | 100 kPa |  | EU\Inbox\Combinations\Folder..2/..3\ | 47
116139 | R3020-2P5-2P5-B2/LR24A-MP | R3020-2P5-2P5-B2/LR24A-MP |  | R3020-2P5-2P5-B2 | / | LR24A-MP | Communicative actuator | 1 | Scenario 5 |  | PPK¦SelectPro¦VDI3805¦Internet_EU |  |  | R3020-2P5-2P5-B2/LR24A-MP | Characterised control valve | 100 kPa | 100 kPa |  | EU\Inbox\Combinations\Folder..2/..3\ | 47
116159 | R3020-P63-2P5-B2/LR24A-SR | R3020-P63-2P5-B2/LR24A-SR |  | R3020-P63-2P5-B2 | / | LR24A-SR | Standard actuator | 1 | Scenario 5 |  | PPK¦SelectPro¦VDI3805¦Internet_EU |  |  | R3020-P63-2P5-B2/LR24A-SR | Characterised control valve | 100 kPa | 100 kPa |  | EU\Inbox\Combinations\Folder..2/..3\ | 41
116109 | R3020-1P6-1P6-B2/LR24A-MP | R3020-1P6-1P6-B2/LR24A-MP |  | R3020-1P6-1P6-B2 | / | LR24A-MP | Communicative actuator | 1 | Scenario 5 |  | PPK¦SelectPro¦VDI3805¦Internet_EU |  |  | R3020-1P6-1P6-B2/LR24A-MP | Characterised control valve | 100 kPa | 100 kPa |  | EU\Inbox\Combinations\Folder..2/..3\ | 47
116170 | R3015-S1+LRF24 | R3015-S1+LRF24 |  | R3015-S1 | + | LRF24 | Actuator with emergency control function | 1 | Scenario 1 |  | PPK¦SelectPro¦VDI3805¦Internet_EU |  |  | R3015-S1+LRF24 | Change-over ball valve | 1400 kPa | 1000 kPa |  | EU\Inbox\Combinations\Folder..2/..3\ | 40
116140 | R3020-2P5-2P5-B2+LR24A-SR | R3020-2P5-2P5-B2+LR24A-SR |  | R3020-2P5-2P5-B2 | + | LR24A-SR | Standard actuator | 1 | Scenario 5 |  | PPK¦SelectPro¦VDI3805¦Internet_EU |  |  | R3020-2P5-2P5-B2+LR24A-SR | Characterised control valve | 100 kPa | 100 kPa |  | EU\Inbox\Combinations\Folder..2/..3\ | 47
116120 | R3020-1P6-P63-B2+LR24A-MP | R3020-1P6-P63-B2+LR24A-MP |  | R3020-1P6-P63-B2 | + | LR24A-MP | Communicative actuator | 1 | Scenario 5 |  | PPK¦SelectPro¦VDI3805¦Internet_EU |  |  | R3020-1P6-P63-B2+LR24A-MP | Characterised control valve | 100 kPa | 100 kPa |  | EU\Inbox\Combinations\Folder..2/..3\ | 47
116110 | R3020-1P6-1P6-B2+LR24A-SR | R3020-1P6-1P6-B2+LR24A-SR |  | R3020-1P6-1P6-B2 | + | LR24A-SR | Standard actuator | 1 | Scenario 5 |  | PPK¦SelectPro¦VDI3805¦Internet_EU |  |  | R3020-1P6-1P6-B2+LR24A-SR | Characterised control valve | 100 kPa | 100 kPa |  | EU\Inbox\Combinations\Folder..2/..3\ | 47
116150 | R3020-P63-1P6-B2+LR24A-MP | R3020-P63-1P6-B2+LR24A-MP |  | R3020-P63-1P6-B2 | + | LR24A-MP | Communicative actuator | 1 | Scenario 5 |  | PPK¦SelectPro¦VDI3805¦Internet_EU |  |  | R3020-P63-1P6-B2+LR24A-MP | Characterised control valve | 100 kPa | 100 kPa |  | EU\Inbox\Combinations\Folder..2/..3\ | 41
116141 | R3020-2P5-2P5-B2/LR24A-SR | R3020-2P5-2P5-B2/LR24A-SR |  | R3020-2P5-2P5-B2 | / | LR24A-SR | Standard actuator | 1 | Scenario 5 |  | PPK¦SelectPro¦VDI3805¦Internet_EU |  |  | R3020-2P5-2P5-B2/LR24A-SR | Characterised control valve | 100 kPa | 100 kPa |  | EU\Inbox\Combinations\Folder..2/..3\ | 47
116171 | R3015-S1/LRF24 | R3015-S1/LRF24 |  | R3015-S1 | / | LRF24 | Actuator with emergency control function | 1 | Scenario 1 |  | PPK¦SelectPro¦VDI3805¦Internet_EU |  |  | R3015-S1/LRF24 | Change-over ball valve | 1400 kPa | 1000 kPa |  | EU\Inbox\Combinations\Folder..2/..3\ | 40
116121 | R3020-1P6-P63-B2/LR24A-MP | R3020-1P6-P63-B2/LR24A-MP |  | R3020-1P6-P63-B2 | / | LR24A-MP | Communicative actuator | 1 | Scenario 5 |  | PPK¦SelectPro¦VDI3805¦Internet_EU |  |  | R3020-1P6-P63-B2/LR24A-MP | Characterised control valve | 100 kPa | 100 kPa |  | EU\Inbox\Combinations\Folder..2/..3\ | 47
116111 | R3020-1P6-1P6-B2/LR24A-SR | R3020-1P6-1P6-B2/LR24A-SR |  | R3020-1P6-1P6-B2 | / | LR24A-SR | Standard actuator | 1 | Scenario 5 |  | PPK¦SelectPro¦VDI3805¦Internet_EU |  |  | R3020-1P6-1P6-B2/LR24A-SR | Characterised control valve | 100 kPa | 100 kPa |  | EU\Inbox\Combinations\Folder..2/..3\ | 47
116151 | R3020-P63-1P6-B2/LR24A-MP | R3020-P63-1P6-B2/LR24A-MP |  | R3020-P63-1P6-B2 | / | LR24A-MP | Communicative actuator | 1 | Scenario 5 |  | PPK¦SelectPro¦VDI3805¦Internet_EU |  |  | R3020-P63-1P6-B2/LR24A-MP | Characterised control valve | 100 kPa | 100 kPa |  | EU\Inbox\Combinations\Folder..2/..3\ | 41
116132 | R3020-2P5-1P6-B2+LR24A-MP | R3020-2P5-1P6-B2+LR24A-MP |  | R3020-2P5-1P6-B2 | + | LR24A-MP | Communicative actuator | 1 | Scenario 5 |  | PPK¦SelectPro¦VDI3805¦Internet_EU |  |  | R3020-2P5-1P6-B2+LR24A-MP | Characterised control valve | 100 kPa | 100 kPa |  | EU\Inbox\Combinations\Folder..2/..3\ | 47
116162 | R3015-S1+LRF230 | R3015-S1+LRF230 |  | R3015-S1 | + | LRF230 | Actuator with emergency control function | 1 | Scenario 1 |  | PPK¦SelectPro¦VDI3805¦Internet_EU |  |  | R3015-S1+LRF230 | Change-over ball valve | 1400 kPa | 1000 kPa |  | EU\Inbox\Combinations\Folder..2/..3\ | 41
116122 | R3020-1P6-P63-B2+LR24A-SR | R3020-1P6-P63-B2+LR24A-SR |  | R3020-1P6-P63-B2 | + | LR24A-SR | Standard actuator | 1 | Scenario 5 |  | PPK¦SelectPro¦VDI3805¦Internet_EU |  |  | R3020-1P6-P63-B2+LR24A-SR | Characterised control valve | 100 kPa | 100 kPa |  | EU\Inbox\Combinations\Folder..2/..3\ | 48
116182 | R3020-4-S2+LRF24-SR | R3020-4-S2+LRF24-SR |  | R3020-4-S2 | + | LRF24-SR | Actuator with emergency control function | 1 | Scenario 2 |  | PPK¦SelectPro¦VDI3805¦Internet_EU |  |  | R3020-4-S2+LRF24-SR | Characterised control valve | 1400 kPa | 350 kPa |  | EU\Inbox\Combinations\Folder..2/..3\ | 41
116152 | R3020-P63-1P6-B2+LR24A-SR | R3020-P63-1P6-B2+LR24A-SR |  | R3020-P63-1P6-B2 | + | LR24A-SR | Standard actuator | 1 | Scenario 5 |  | PPK¦SelectPro¦VDI3805¦Internet_EU |  |  | R3020-P63-1P6-B2+LR24A-SR | Characterised control valve | 100 kPa | 100 kPa |  | EU\Inbox\Combinations\Folder..2/..3\ | 41
116133 | R3020-2P5-1P6-B2/LR24A-MP | R3020-2P5-1P6-B2/LR24A-MP |  | R3020-2P5-1P6-B2 | / | LR24A-MP | Communicative actuator | 1 | Scenario 5 |  | PPK¦SelectPro¦VDI3805¦Internet_EU |  |  | R3020-2P5-1P6-B2/LR24A-MP | Characterised control valve | 100 kPa | 100 kPa |  | EU\Inbox\Combinations\Folder..2/..3\ | 47
116163 | R3015-S1/LRF230 | R3015-S1/LRF230 |  | R3015-S1 | / | LRF230 | Actuator with emergency control function | 1 | Scenario 1 |  | PPK¦SelectPro¦VDI3805¦Internet_EU |  |  | R3015-S1/LRF230 | Change-over ball valve | 1400 kPa | 1000 kPa |  | EU\Inbox\Combinations\Folder..2/..3\ | 41
116123 | R3020-1P6-P63-B2/LR24A-SR | R3020-1P6-P63-B2/LR24A-SR |  | R3020-1P6-P63-B2 | / | LR24A-SR | Standard actuator | 1 | Scenario 5 |  | PPK¦SelectPro¦VDI3805¦Internet_EU |  |  | R3020-1P6-P63-B2/LR24A-SR | Characterised control valve | 100 kPa | 100 kPa |  | EU\Inbox\Combinations\Folder..2/..3\ | 48
116183 | R3020-4-S2/LRF24-SR | R3020-4-S2/LRF24-SR |  | R3020-4-S2 | / | LRF24-SR | Actuator with emergency control function | 1 | Scenario 2 |  | PPK¦SelectPro¦VDI3805¦Internet_EU |  |  | R3020-4-S2/LRF24-SR | Characterised control valve | 1400 kPa | 350 kPa |  | EU\Inbox\Combinations\Folder..2/..3\ | 41
116153 | R3020-P63-1P6-B2/LR24A-SR | R3020-P63-1P6-B2/LR24A-SR |  | R3020-P63-1P6-B2 | / | LR24A-SR | Standard actuator | 1 | Scenario 5 |  | PPK¦SelectPro¦VDI3805¦Internet_EU |  |  | R3020-P63-1P6-B2/LR24A-SR | Characterised control valve | 100 kPa | 100 kPa |  | EU\Inbox\Combinations\Folder..2/..3\ | 41
116134 | R3020-2P5-1P6-B2+LR24A-SR | R3020-2P5-1P6-B2+LR24A-SR |  | R3020-2P5-1P6-B2 | + | LR24A-SR | Standard actuator | 1 | Scenario 5 |  | PPK¦SelectPro¦VDI3805¦Internet_EU |  |  | R3020-2P5-1P6-B2+LR24A-SR | Characterised control valve | 100 kPa | 100 kPa |  | EU\Inbox\Combinations\Folder..2/..3\ | 47
116144 | R3020-2P5-P63-B2+LR24A-MP | R3020-2P5-P63-B2+LR24A-MP |  | R3020-2P5-P63-B2 | + | LR24A-MP | Communicative actuator | 1 | Scenario 5 |  | PPK¦SelectPro¦VDI3805¦Internet_EU |  |  | R3020-2P5-P63-B2+LR24A-MP | Characterised control valve | 100 kPa | 100 kPa |  | EU\Inbox\Combinations\Folder..2/..3\ | 42
116114 | R3020-1P6-2P5-B2+LR24A-MP | R3020-1P6-2P5-B2+LR24A-MP |  | R3020-1P6-2P5-B2 | + | LR24A-MP | Communicative actuator | 1 | Scenario 5 |  | PPK¦SelectPro¦VDI3805¦Internet_EU |  |  | R3020-1P6-2P5-B2+LR24A-MP | Characterised control valve | 100 kPa | 100 kPa |  | EU\Inbox\Combinations\Folder..2/..3\ | 48
116135 | R3020-2P5-1P6-B2/LR24A-SR | R3020-2P5-1P6-B2/LR24A-SR |  | R3020-2P5-1P6-B2 | / | LR24A-SR | Standard actuator | 1 | Scenario 5 |  | PPK¦SelectPro¦VDI3805¦Internet_EU |  |  | R3020-2P5-1P6-B2/LR24A-SR | Characterised control valve | 100 kPa | 100 kPa |  | EU\Inbox\Combinations\Folder..2/..3\ | 47
116145 | R3020-2P5-P63-B2/LR24A-MP | R3020-2P5-P63-B2/LR24A-MP |  | R3020-2P5-P63-B2 | / | LR24A-MP | Communicative actuator | 1 | Scenario 5 |  | PPK¦SelectPro¦VDI3805¦Internet_EU |  |  | R3020-2P5-P63-B2/LR24A-MP | Characterised control valve | 100 kPa | 100 kPa |  | EU\Inbox\Combinations\Folder..2/..3\ | 42
116115 | R3020-1P6-2P5-B2/LR24A-MP | R3020-1P6-2P5-B2/LR24A-MP |  | R3020-1P6-2P5-B2 | / | LR24A-MP | Communicative actuator | 1 | Scenario 5 |  | PPK¦SelectPro¦VDI3805¦Internet_EU |  |  | R3020-1P6-2P5-B2/LR24A-MP | Characterised control valve | 100 kPa | 100 kPa |  | EU\Inbox\Combinations\Folder..2/..3\ | 48
116146 | R3020-2P5-P63-B2+LR24A-SR | R3020-2P5-P63-B2+LR24A-SR |  | R3020-2P5-P63-B2 | + | LR24A-SR | Standard actuator | 1 | Scenario 5 |  | PPK¦SelectPro¦VDI3805¦Internet_EU |  |  | R3020-2P5-P63-B2+LR24A-SR | Characterised control valve | 100 kPa | 100 kPa |  | EU\Inbox\Combinations\Folder..2/..3\ | 42
116116 | R3020-1P6-2P5-B2+LR24A-SR | R3020-1P6-2P5-B2+LR24A-SR |  | R3020-1P6-2P5-B2 | + | LR24A-SR | Standard actuator | 1 | Scenario 5 |  | PPK¦SelectPro¦VDI3805¦Internet_EU |  |  | R3020-1P6-2P5-B2+LR24A-SR | Characterised control valve | 100 kPa | 100 kPa |  | EU\Inbox\Combinations\Folder..2/..3\ | 48
116126 | R3020-2P5-1-B2+LR24A-MP | R3020-2P5-1-B2+LR24A-MP |  | R3020-2P5-1-B2 | + | LR24A-MP | Communicative actuator | 1 | Scenario 5 |  | PPK¦SelectPro¦VDI3805¦Internet_EU |  |  | R3020-2P5-1-B2+LR24A-MP | Characterised control valve | 100 kPa | 100 kPa |  | EU\Inbox\Combinations\Folder..2/..3\ | 47
116156 | R3020-P63-2P5-B2+LR24A-MP | R3020-P63-2P5-B2+LR24A-MP |  | R3020-P63-2P5-B2 | + | LR24A-MP | Communicative actuator | 1 | Scenario 5 |  | PPK¦SelectPro¦VDI3805¦Internet_EU |  |  | R3020-P63-2P5-B2+LR24A-MP | Characterised control valve | 100 kPa | 100 kPa |  | EU\Inbox\Combinations\Folder..2/..3\ | 41
116207 | R3020-S2/LRF230 | R3020-S2/LRF230 |  | R3020-S2 | / | LRF230 | Actuator with emergency control function | 1 | Scenario 1 |  | PPK¦SelectPro¦VDI3805¦Internet_EU |  |  | R3020-S2/LRF230 | Change-over ball valve | 1400 kPa | 1000 kPa |  | EU\Inbox\Combinations\Folder..2/..3\ | 42
116227 | R3025-10-S2/LRF24-SR | R3025-10-S2/LRF24-SR |  | R3025-10-S2 | / | LRF24-SR | Actuator with emergency control function | 1 | Scenario 2 |  | PPK¦SelectPro¦VDI3805¦Internet_EU |  |  | R3025-10-S2/LRF24-SR | Characterised control valve | 1400 kPa | 350 kPa |  | EU\Inbox\Combinations\Folder..2/..3\ | 43
116188 | R3020-6P3-S2+LRF24-SR | R3020-6P3-S2+LRF24-SR |  | R3020-6P3-S2 | + | LRF24-SR | Actuator with emergency control function | 1 | Scenario 2 |  | PPK¦SelectPro¦VDI3805¦Internet_EU |  |  | R3020-6P3-S2+LRF24-SR | Characterised control valve | 1400 kPa | 350 kPa |  | EU\Inbox\Combinations\Folder..2/..3\ | 42
116198 | R3020-BL2+LRF24 | R3020-BL2+LRF24 |  | R3020-BL2 | + | LRF24 | Actuator with emergency control function | 1 | Scenario 1 |  | PPK¦SelectPro¦VDI3805¦Internet_EU |  |  | R3020-BL2+LRF24 | Change-over ball valve | 500 kPa | 350 kPa |  | EU\Inbox\Combinations\Folder..2/..3\ | 39
116189 | R3020-6P3-S2/LRF24-SR | R3020-6P3-S2/LRF24-SR |  | R3020-6P3-S2 | / | LRF24-SR | Actuator with emergency control function | 1 | Scenario 2 |  | PPK¦SelectPro¦VDI3805¦Internet_EU |  |  | R3020-6P3-S2/LRF24-SR | Characterised control valve | 1400 kPa | 350 kPa |  | EU\Inbox\Combinations\Folder..2/..3\ | 42
116199 | R3020-BL2/LRF24 | R3020-BL2/LRF24 |  | R3020-BL2 | / | LRF24 | Actuator with emergency control function | 1 | Scenario 1 |  | PPK¦SelectPro¦VDI3805¦Internet_EU |  |  | R3020-BL2/LRF24 | Change-over ball valve | 500 kPa | 350 kPa |  | EU\Inbox\Combinations\Folder..2/..3\ | 39
116250 | R2015-6P3-S1+TRF24-SR | R2015-6P3-S1+TRF24-SR |  | R2015-6P3-S1 | + | TRF24-SR | Actuator with emergency control function | 1 | Scenario 2 | 0 | PPK¦SelectPro¦VDI3805¦Internet_EU |  |  | R2015-6P3-S1+TRF24-SR | Characterised control valve | 1400 kPa | 350 kPa |  | EU\Inbox\Combinations\Folder..2/..3\ | 42
116190 | R3020-BL2+LRF230 | R3020-BL2+LRF230 |  | R3020-BL2 | + | LRF230 | Actuator with emergency control function | 1 | Scenario 1 |  | PPK¦SelectPro¦VDI3805¦Internet_EU |  |  | R3020-BL2+LRF230 | Change-over ball valve | 500 kPa | 350 kPa |  | EU\Inbox\Combinations\Folder..2/..3\ | 40
116251 | R2015-6P3-S1/TRF24-SR | R2015-6P3-S1/TRF24-SR |  | R2015-6P3-S1 | / | TRF24-SR | Actuator with emergency control function | 1 | Scenario 2 | 0 | PPK¦SelectPro¦VDI3805¦Internet_EU |  |  | R2015-6P3-S1/TRF24-SR | Characterised control valve | 1400 kPa | 350 kPa |  | EU\Inbox\Combinations\Folder..2/..3\ | 42
116191 | R3020-BL2/LRF230 | R3020-BL2/LRF230 |  | R3020-BL2 | / | LRF230 | Actuator with emergency control function | 1 | Scenario 1 |  | PPK¦SelectPro¦VDI3805¦Internet_EU |  |  | R3020-BL2/LRF230 | Change-over ball valve | 500 kPa | 350 kPa |  | EU\Inbox\Combinations\Folder..2/..3\ | 40
116214 | R3020-S2+LRF24 | R3020-S2+LRF24 |  | R3020-S2 | + | LRF24 | Actuator with emergency control function | 1 | Scenario 1 |  | PPK¦SelectPro¦VDI3805¦Internet_EU |  |  | R3020-S2+LRF24 | Change-over ball valve | 1400 kPa | 1000 kPa |  | EU\Inbox\Combinations\Folder..2/..3\ | 44
116215 | R3020-S2/LRF24 | R3020-S2/LRF24 |  | R3020-S2 | / | LRF24 | Actuator with emergency control function | 1 | Scenario 1 |  | PPK¦SelectPro¦VDI3805¦Internet_EU |  |  | R3020-S2/LRF24 | Change-over ball valve | 1400 kPa | 1000 kPa |  | EU\Inbox\Combinations\Folder..2/..3\ | 44
116206 | R3020-S2+LRF230 | R3020-S2+LRF230 |  | R3020-S2 | + | LRF230 | Actuator with emergency control function | 1 | Scenario 1 |  | PPK¦SelectPro¦VDI3805¦Internet_EU |  |  | R3020-S2+LRF230 | Change-over ball valve | 1400 kPa | 1000 kPa |  | EU\Inbox\Combinations\Folder..2/..3\ | 42
116226 | R3025-10-S2+LRF24-SR | R3025-10-S2+LRF24-SR |  | R3025-10-S2 | + | LRF24-SR | Actuator with emergency control function | 1 | Scenario 2 |  | PPK¦SelectPro¦VDI3805¦Internet_EU |  |  | R3025-10-S2+LRF24-SR | Characterised control valve | 1400 kPa | 350 kPa |  | EU\Inbox\Combinations\Folder..2/..3\ | 43
116397 | R3025-S2/LRF24 | R3025-S2/LRF24 |  | R3025-S2 | / | LRF24 | Actuator with emergency control function | 1 | Scenario 1 |  | PPK¦SelectPro¦VDI3805¦Internet_EU |  |  | R3025-S2/LRF24 | Change-over ball valve | 1400 kPa | 1000 kPa |  | EU\Inbox\Combinations\Folder..2/..3\ | 43
116388 | R3025-S2+LRF230 | R3025-S2+LRF230 |  | R3025-S2 | + | LRF230 | Actuator with emergency control function | 1 | Scenario 1 |  | PPK¦SelectPro¦VDI3805¦Internet_EU |  |  | R3025-S2+LRF230 | Change-over ball valve | 1400 kPa | 1000 kPa |  | EU\Inbox\Combinations\Folder..2/..3\ | 42
116389 | R3025-S2/LRF230 | R3025-S2/LRF230 |  | R3025-S2 | / | LRF230 | Actuator with emergency control function | 1 | Scenario 1 |  | PPK¦SelectPro¦VDI3805¦Internet_EU |  |  | R3025-S2/LRF230 | Change-over ball valve | 1400 kPa | 1000 kPa |  | EU\Inbox\Combinations\Folder..2/..3\ | 42
116370 | R3025-6P3-S2+LRF24-SR | R3025-6P3-S2+LRF24-SR |  | R3025-6P3-S2 | + | LRF24-SR | Actuator with emergency control function | 1 | Scenario 2 |  | PPK¦SelectPro¦VDI3805¦Internet_EU |  |  | R3025-6P3-S2+LRF24-SR | Characterised control valve | 1400 kPa | 350 kPa |  | EU\Inbox\Combinations\Folder..2/..3\ | 42
116380 | R3025-BL2+LRF24 | R3025-BL2+LRF24 |  | R3025-BL2 | + | LRF24 | Actuator with emergency control function | 1 | Scenario 1 |  | PPK¦SelectPro¦VDI3805¦Internet_EU |  |  | R3025-BL2+LRF24 | Change-over ball valve | 500 kPa | 350 kPa |  | EU\Inbox\Combinations\Folder..2/..3\ | 39
116381 | R3025-BL2/LRF24 | R3025-BL2/LRF24 |  | R3025-BL2 | / | LRF24 | Actuator with emergency control function | 1 | Scenario 1 |  | PPK¦SelectPro¦VDI3805¦Internet_EU |  |  | R3025-BL2/LRF24 | Change-over ball valve | 500 kPa | 350 kPa |  | EU\Inbox\Combinations\Folder..2/..3\ | 39
116371 | R3025-6P3-S2/LRF24-SR | R3025-6P3-S2/LRF24-SR |  | R3025-6P3-S2 | / | LRF24-SR | Actuator with emergency control function | 1 | Scenario 2 |  | PPK¦SelectPro¦VDI3805¦Internet_EU |  |  | R3025-6P3-S2/LRF24-SR | Characterised control valve | 1400 kPa | 350 kPa |  | EU\Inbox\Combinations\Folder..2/..3\ | 42
116412 | R3032-BL2+LRF24 | R3032-BL2+LRF24 |  | R3032-BL2 | + | LRF24 | Actuator with emergency control function | 1 | Scenario 1 |  | PPK¦SelectPro¦VDI3805¦Internet_EU |  |  | R3032-BL2+LRF24 | Change-over ball valve | 500 kPa | 350 kPa |  | EU\Inbox\Combinations\Folder..2/..3\ | 39
116372 | R3025-BL2+LRF230 | R3025-BL2+LRF230 |  | R3025-BL2 | + | LRF230 | Actuator with emergency control function | 1 | Scenario 1 |  | PPK¦SelectPro¦VDI3805¦Internet_EU |  |  | R3025-BL2+LRF230 | Change-over ball valve | 500 kPa | 350 kPa |  | EU\Inbox\Combinations\Folder..2/..3\ | 40
116413 | R3032-BL2/LRF24 | R3032-BL2/LRF24 |  | R3032-BL2 | / | LRF24 | Actuator with emergency control function | 1 | Scenario 1 |  | PPK¦SelectPro¦VDI3805¦Internet_EU |  |  | R3032-BL2/LRF24 | Change-over ball valve | 500 kPa | 350 kPa |  | EU\Inbox\Combinations\Folder..2/..3\ | 39
116373 | R3025-BL2/LRF230 | R3025-BL2/LRF230 |  | R3025-BL2 | / | LRF230 | Actuator with emergency control function | 1 | Scenario 1 |  | PPK¦SelectPro¦VDI3805¦Internet_EU |  |  | R3025-BL2/LRF230 | Change-over ball valve | 500 kPa | 350 kPa |  | EU\Inbox\Combinations\Folder..2/..3\ | 40
116404 | R3032-BL2+LRF230 | R3032-BL2+LRF230 |  | R3032-BL2 | + | LRF230 | Actuator with emergency control function | 1 | Scenario 1 |  | PPK¦SelectPro¦VDI3805¦Internet_EU |  |  | R3032-BL2+LRF230 | Change-over ball valve | 500 kPa | 350 kPa |  | EU\Inbox\Combinations\Folder..2/..3\ | 40
116405 | R3032-BL2/LRF230 | R3032-BL2/LRF230 |  | R3032-BL2 | / | LRF230 | Actuator with emergency control function | 1 | Scenario 1 |  | PPK¦SelectPro¦VDI3805¦Internet_EU |  |  | R3032-BL2/LRF230 | Change-over ball valve | 500 kPa | 350 kPa |  | EU\Inbox\Combinations\Folder..2/..3\ | 40
116426 | R6015R-B1+LRF230 | R6015R-B1+LRF230 |  | R6015R-B1 | + | LRF230 | Actuator with emergency control function | 1 | Scenario 1 |  | PPK¦SelectPro¦VDI3805¦Internet_EU |  |  | R6015R-B1+LRF230 | Open-close ball valve | 600 kPa | 100 kPa |  | EU\Inbox\Combinations\Folder..6/..7\ | 39
116396 | R3025-S2+LRF24 | R3025-S2+LRF24 |  | R3025-S2 | + | LRF24 | Actuator with emergency control function | 1 | Scenario 1 |  | PPK¦SelectPro¦VDI3805¦Internet_EU |  |  | R3025-S2+LRF24 | Change-over ball valve | 1400 kPa | 1000 kPa |  | EU\Inbox\Combinations\Folder..2/..3\ | 42
116447 | R6015R1-B1/LRF24-SR | R6015R1-B1/LRF24-SR |  | R6015R1-B1 | / | LRF24-SR | Actuator with emergency control function | 1 | Scenario 2 |  | PPK¦SelectPro¦VDI3805¦Internet_EU |  |  | R6015R1-B1/LRF24-SR | Characterised control valve | 600 kPa | 100 kPa |  | EU\Inbox\Combinations\Folder..6/..7\ | 40
116427 | R6015R-B1/LRF230 | R6015R-B1/LRF230 |  | R6015R-B1 | / | LRF230 | Actuator with emergency control function | 1 | Scenario 1 |  | PPK¦SelectPro¦VDI3805¦Internet_EU |  |  | R6015R-B1/LRF230 | Open-close ball valve | 600 kPa | 100 kPa |  | EU\Inbox\Combinations\Folder..6/..7\ | 39
116434 | R6015R-B1+LRF24 | R6015R-B1+LRF24 |  | R6015R-B1 | + | LRF24 | Actuator with emergency control function | 1 | Scenario 1 |  | PPK¦SelectPro¦VDI3805¦Internet_EU |  |  | R6015R-B1+LRF24 | Open-close ball valve | 600 kPa | 100 kPa |  | EU\Inbox\Combinations\Folder..6/..7\ | 39
116435 | R6015R-B1/LRF24 | R6015R-B1/LRF24 |  | R6015R-B1 | / | LRF24 | Actuator with emergency control function | 1 | Scenario 1 |  | PPK¦SelectPro¦VDI3805¦Internet_EU |  |  | R6015R-B1/LRF24 | Open-close ball valve | 600 kPa | 100 kPa |  | EU\Inbox\Combinations\Folder..6/..7\ | 39
116446 | R6015R1-B1+LRF24-SR | R6015R1-B1+LRF24-SR |  | R6015R1-B1 | + | LRF24-SR | Actuator with emergency control function | 1 | Scenario 2 |  | PPK¦SelectPro¦VDI3805¦Internet_EU |  |  | R6015R1-B1+LRF24-SR | Characterised control valve | 600 kPa | 100 kPa |  | EU\Inbox\Combinations\Folder..6/..7\ | 40
116528 | R6015R2P5-B1+LRF24-SR | R6015R2P5-B1+LRF24-SR |  | R6015R2P5-B1 | + | LRF24-SR | Actuator with emergency control function | 1 | Scenario 2 |  | PPK¦SelectPro¦VDI3805¦Internet_EU |  |  | R6015R2P5-B1+LRF24-SR | Characterised control valve | 600 kPa | 100 kPa |  | EU\Inbox\Combinations\Folder..6/..7\ | 40
116529 | R6015R2P5-B1/LRF24-SR | R6015R2P5-B1/LRF24-SR |  | R6015R2P5-B1 | / | LRF24-SR | Actuator with emergency control function | 1 | Scenario 2 |  | PPK¦SelectPro¦VDI3805¦Internet_EU |  |  | R6015R2P5-B1/LRF24-SR | Characterised control valve | 600 kPa | 100 kPa |  | EU\Inbox\Combinations\Folder..6/..7\ | 40
116540 | R6015RP63-B1+LRF24-SR | R6015RP63-B1+LRF24-SR |  | R6015RP63-B1 | + | LRF24-SR | Actuator with emergency control function | 1 | Scenario 2 |  | PPK¦SelectPro¦VDI3805¦Internet_EU |  |  | R6015RP63-B1+LRF24-SR | Characterised control valve | 600 kPa | 100 kPa |  | EU\Inbox\Combinations\Folder..6/..7\ | 40
116550 | R6020R-B1+LRF24 | R6020R-B1+LRF24 |  | R6020R-B1 | + | LRF24 | Actuator with emergency control function | 1 | Scenario 1 |  | PPK¦SelectPro¦VDI3805¦Internet_EU |  |  | R6020R-B1+LRF24 | Open-close ball valve | 600 kPa | 100 kPa |  | EU\Inbox\Combinations\Folder..6/..7\ | 38
116551 | R6020R-B1/LRF24 | R6020R-B1/LRF24 |  | R6020R-B1 | / | LRF24 | Actuator with emergency control function | 1 | Scenario 1 |  | PPK¦SelectPro¦VDI3805¦Internet_EU |  |  | R6020R-B1/LRF24 | Open-close ball valve | 600 kPa | 100 kPa |  | EU\Inbox\Combinations\Folder..6/..7\ | 38
116541 | R6015RP63-B1/LRF24-SR | R6015RP63-B1/LRF24-SR |  | R6015RP63-B1 | / | LRF24-SR | Actuator with emergency control function | 1 | Scenario 2 |  | PPK¦SelectPro¦VDI3805¦Internet_EU |  |  | R6015RP63-B1/LRF24-SR | Characterised control valve | 600 kPa | 100 kPa |  | EU\Inbox\Combinations\Folder..6/..7\ | 40
116572 | R6025R-B2+LRF24 | R6025R-B2+LRF24 |  | R6025R-B2 | + | LRF24 | Actuator with emergency control function | 1 | Scenario 1 |  | PPK¦SelectPro¦VDI3805¦Internet_EU |  |  | R6025R-B2+LRF24 | Open-close ball valve | 600 kPa | 100 kPa |  | EU\Inbox\Combinations\Folder..6/..7\ | 38
116562 | R6020R6P3-B1+LRF24-SR | R6020R6P3-B1+LRF24-SR |  | R6020R6P3-B1 | + | LRF24-SR | Actuator with emergency control function | 1 | Scenario 2 |  | PPK¦SelectPro¦VDI3805¦Internet_EU |  |  | R6020R6P3-B1+LRF24-SR | Characterised control valve | 600 kPa | 100 kPa |  | EU\Inbox\Combinations\Folder..6/..7\ | 40
116542 | R6020R-B1+LRF230 | R6020R-B1+LRF230 |  | R6020R-B1 | + | LRF230 | Actuator with emergency control function | 1 | Scenario 1 |  | PPK¦SelectPro¦VDI3805¦Internet_EU |  |  | R6020R-B1+LRF230 | Open-close ball valve | 600 kPa | 100 kPa |  | EU\Inbox\Combinations\Folder..6/..7\ | 39
116522 | R6015R1P6-B1+LRF24-SR | R6015R1P6-B1+LRF24-SR |  | R6015R1P6-B1 | + | LRF24-SR | Actuator with emergency control function | 1 | Scenario 2 |  | PPK¦SelectPro¦VDI3805¦Internet_EU |  |  | R6015R1P6-B1+LRF24-SR | Characterised control valve | 600 kPa | 100 kPa |  | EU\Inbox\Combinations\Folder..6/..7\ | 40
116573 | R6025R-B2/LRF24 | R6025R-B2/LRF24 |  | R6025R-B2 | / | LRF24 | Actuator with emergency control function | 1 | Scenario 1 |  | PPK¦SelectPro¦VDI3805¦Internet_EU |  |  | R6025R-B2/LRF24 | Open-close ball valve | 600 kPa | 100 kPa |  | EU\Inbox\Combinations\Folder..6/..7\ | 38
116563 | R6020R6P3-B1/LRF24-SR | R6020R6P3-B1/LRF24-SR |  | R6020R6P3-B1 | / | LRF24-SR | Actuator with emergency control function | 1 | Scenario 2 |  | PPK¦SelectPro¦VDI3805¦Internet_EU |  |  | R6020R6P3-B1/LRF24-SR | Characterised control valve | 600 kPa | 100 kPa |  | EU\Inbox\Combinations\Folder..6/..7\ | 40
116543 | R6020R-B1/LRF230 | R6020R-B1/LRF230 |  | R6020R-B1 | / | LRF230 | Actuator with emergency control function | 1 | Scenario 1 |  | PPK¦SelectPro¦VDI3805¦Internet_EU |  |  | R6020R-B1/LRF230 | Open-close ball valve | 600 kPa | 100 kPa |  | EU\Inbox\Combinations\Folder..6/..7\ | 39
116523 | R6015R1P6-B1/LRF24-SR | R6015R1P6-B1/LRF24-SR |  | R6015R1P6-B1 | / | LRF24-SR | Actuator with emergency control function | 1 | Scenario 2 |  | PPK¦SelectPro¦VDI3805¦Internet_EU |  |  | R6015R1P6-B1/LRF24-SR | Characterised control valve | 600 kPa | 100 kPa |  | EU\Inbox\Combinations\Folder..6/..7\ | 40
116584 | R6025R10-B2+LRF24-SR | R6025R10-B2+LRF24-SR |  | R6025R10-B2 | + | LRF24-SR | Actuator with emergency control function | 1 | Scenario 2 |  | PPK¦SelectPro¦VDI3805¦Internet_EU |  |  | R6025R10-B2+LRF24-SR | Characterised control valve | 600 kPa | 100 kPa |  | EU\Inbox\Combinations\Folder..6/..7\ | 40
116564 | R6025R-B2+LRF230 | R6025R-B2+LRF230 |  | R6025R-B2 | + | LRF230 | Actuator with emergency control function | 1 | Scenario 1 |  | PPK¦SelectPro¦VDI3805¦Internet_EU |  |  | R6025R-B2+LRF230 | Open-close ball valve | 600 kPa | 100 kPa |  | EU\Inbox\Combinations\Folder..6/..7\ | 39
116534 | R6015R4-B1+LRF24-SR | R6015R4-B1+LRF24-SR |  | R6015R4-B1 | + | LRF24-SR | Actuator with emergency control function | 1 | Scenario 2 |  | PPK¦SelectPro¦VDI3805¦Internet_EU |  |  | R6015R4-B1+LRF24-SR | Characterised control valve | 600 kPa | 100 kPa |  | EU\Inbox\Combinations\Folder..6/..7\ | 40
116585 | R6025R10-B2/LRF24-SR | R6025R10-B2/LRF24-SR |  | R6025R10-B2 | / | LRF24-SR | Actuator with emergency control function | 1 | Scenario 2 |  | PPK¦SelectPro¦VDI3805¦Internet_EU |  |  | R6025R10-B2/LRF24-SR | Characterised control valve | 600 kPa | 100 kPa |  | EU\Inbox\Combinations\Folder..6/..7\ | 40
116565 | R6025R-B2/LRF230 | R6025R-B2/LRF230 |  | R6025R-B2 | / | LRF230 | Actuator with emergency control function | 1 | Scenario 1 |  | PPK¦SelectPro¦VDI3805¦Internet_EU |  |  | R6025R-B2/LRF230 | Open-close ball valve | 600 kPa | 100 kPa |  | EU\Inbox\Combinations\Folder..6/..7\ | 39
116535 | R6015R4-B1/LRF24-SR | R6015R4-B1/LRF24-SR |  | R6015R4-B1 | / | LRF24-SR | Actuator with emergency control function | 1 | Scenario 2 |  | PPK¦SelectPro¦VDI3805¦Internet_EU |  |  | R6015R4-B1/LRF24-SR | Characterised control valve | 600 kPa | 100 kPa |  | EU\Inbox\Combinations\Folder..6/..7\ | 40
116586 | R7015R-B1+LRF230 | R7015R-B1+LRF230 |  | R7015R-B1 | + | LRF230 | Actuator with emergency control function | 1 | Scenario 1 |  | PPK¦SelectPro¦VDI3805¦Internet_EU |  |  | R7015R-B1+LRF230 | Change-over ball valve | 600 kPa | 100 kPa |  | EU\Inbox\Combinations\Folder..6/..7\ | 40
116607 | R7015R1P6-B1/LRF24-SR | R7015R1P6-B1/LRF24-SR |  | R7015R1P6-B1 | / | LRF24-SR | Actuator with emergency control function | 1 | Scenario 2 |  | PPK¦SelectPro¦VDI3805¦Internet_EU |  |  | R7015R1P6-B1/LRF24-SR | Characterised control valve | 600 kPa | 100 kPa |  | EU\Inbox\Combinations\Folder..6/..7\ | 40
116587 | R7015R-B1/LRF230 | R7015R-B1/LRF230 |  | R7015R-B1 | / | LRF230 | Actuator with emergency control function | 1 | Scenario 1 |  | PPK¦SelectPro¦VDI3805¦Internet_EU |  |  | R7015R-B1/LRF230 | Change-over ball valve | 600 kPa | 100 kPa |  | EU\Inbox\Combinations\Folder..6/..7\ | 40
116594 | R7015R-B1+LRF24 | R7015R-B1+LRF24 |  | R7015R-B1 | + | LRF24 | Actuator with emergency control function | 1 | Scenario 1 |  | PPK¦SelectPro¦VDI3805¦Internet_EU |  |  | R7015R-B1+LRF24 | Change-over ball valve | 600 kPa | 100 kPa |  | EU\Inbox\Combinations\Folder..6/..7\ | 38
116606 | R7015R1P6-B1+LRF24-SR | R7015R1P6-B1+LRF24-SR |  | R7015R1P6-B1 | + | LRF24-SR | Actuator with emergency control function | 1 | Scenario 2 |  | PPK¦SelectPro¦VDI3805¦Internet_EU |  |  | R7015R1P6-B1+LRF24-SR | Characterised control valve | 600 kPa | 100 kPa |  | EU\Inbox\Combinations\Folder..6/..7\ | 40
116595 | R7015R-B1/LRF24 | R7015R-B1/LRF24 |  | R7015R-B1 | / | LRF24 | Actuator with emergency control function | 1 | Scenario 1 |  | PPK¦SelectPro¦VDI3805¦Internet_EU |  |  | R7015R-B1/LRF24 | Change-over ball valve | 600 kPa | 100 kPa |  | EU\Inbox\Combinations\Folder..6/..7\ | 38
116830 | R7015R4-B1+LRF24-SR | R7015R4-B1+LRF24-SR |  | R7015R4-B1 | + | LRF24-SR | Actuator with emergency control function | 1 | Scenario 2 |  | PPK¦SelectPro¦VDI3805¦Internet_EU |  |  | R7015R4-B1+LRF24-SR | Characterised control valve | 600 kPa | 100 kPa |  | EU\Inbox\Combinations\Folder..6/..7\ | 39
116831 | R7015R4-B1/LRF24-SR | R7015R4-B1/LRF24-SR |  | R7015R4-B1 | / | LRF24-SR | Actuator with emergency control function | 1 | Scenario 2 |  | PPK¦SelectPro¦VDI3805¦Internet_EU |  |  | R7015R4-B1/LRF24-SR | Characterised control valve | 600 kPa | 100 kPa |  | EU\Inbox\Combinations\Folder..6/..7\ | 39
116836 | R7015RP63-B1+LRF24-SR | R7015RP63-B1+LRF24-SR |  | R7015RP63-B1 | + | LRF24-SR | Actuator with emergency control function | 1 | Scenario 2 |  | PPK¦SelectPro¦VDI3805¦Internet_EU |  |  | R7015RP63-B1+LRF24-SR | Characterised control valve | 600 kPa | 100 kPa |  | EU\Inbox\Combinations\Folder..6/..7\ | 38
116847 | R7020R-B1/LRF24 | R7020R-B1/LRF24 |  | R7020R-B1 | / | LRF24 | Actuator with emergency control function | 1 | Scenario 1 |  | PPK¦SelectPro¦VDI3805¦Internet_EU |  |  | R7020R-B1/LRF24 | Change-over ball valve | 600 kPa | 100 kPa |  | EU\Inbox\Combinations\Folder..6/..7\ | 36
116837 | R7015RP63-B1/LRF24-SR | R7015RP63-B1/LRF24-SR |  | R7015RP63-B1 | / | LRF24-SR | Actuator with emergency control function | 1 | Scenario 2 |  | PPK¦SelectPro¦VDI3805¦Internet_EU |  |  | R7015RP63-B1/LRF24-SR | Characterised control valve | 600 kPa | 100 kPa |  | EU\Inbox\Combinations\Folder..6/..7\ | 38
116868 | R7025R-B2+LRF24 | R7025R-B2+LRF24 |  | R7025R-B2 | + | LRF24 | Actuator with emergency control function | 1 | Scenario 1 |  | PPK¦SelectPro¦VDI3805¦Internet_EU |  |  | R7025R-B2+LRF24 | Change-over ball valve | 600 kPa | 100 kPa |  | EU\Inbox\Combinations\Folder..6/..7\ | 36
116858 | R7020R6P3-B1+LRF24-SR | R7020R6P3-B1+LRF24-SR |  | R7020R6P3-B1 | + | LRF24-SR | Actuator with emergency control function | 1 | Scenario 2 |  | PPK¦SelectPro¦VDI3805¦Internet_EU |  |  | R7020R6P3-B1+LRF24-SR | Characterised control valve | 600 kPa | 100 kPa |  | EU\Inbox\Combinations\Folder..6/..7\ | 38
116838 | R7020R-B1+LRF230 | R7020R-B1+LRF230 |  | R7020R-B1 | + | LRF230 | Actuator with emergency control function | 1 | Scenario 1 |  | PPK¦SelectPro¦VDI3805¦Internet_EU |  |  | R7020R-B1+LRF230 | Change-over ball valve | 600 kPa | 100 kPa |  | EU\Inbox\Combinations\Folder..6/..7\ | 37
116869 | R7025R-B2/LRF24 | R7025R-B2/LRF24 |  | R7025R-B2 | / | LRF24 | Actuator with emergency control function | 1 | Scenario 1 |  | PPK¦SelectPro¦VDI3805¦Internet_EU |  |  | R7025R-B2/LRF24 | Change-over ball valve | 600 kPa | 100 kPa |  | EU\Inbox\Combinations\Folder..6/..7\ | 36
116859 | R7020R6P3-B1/LRF24-SR | R7020R6P3-B1/LRF24-SR |  | R7020R6P3-B1 | / | LRF24-SR | Actuator with emergency control function | 1 | Scenario 2 |  | PPK¦SelectPro¦VDI3805¦Internet_EU |  |  | R7020R6P3-B1/LRF24-SR | Characterised control valve | 600 kPa | 100 kPa |  | EU\Inbox\Combinations\Folder..6/..7\ | 38
116839 | R7020R-B1/LRF230 | R7020R-B1/LRF230 |  | R7020R-B1 | / | LRF230 | Actuator with emergency control function | 1 | Scenario 1 |  | PPK¦SelectPro¦VDI3805¦Internet_EU |  |  | R7020R-B1/LRF230 | Change-over ball valve | 600 kPa | 100 kPa |  | EU\Inbox\Combinations\Folder..6/..7\ | 37
116860 | R7025R-B2+LRF230 | R7025R-B2+LRF230 |  | R7025R-B2 | + | LRF230 | Actuator with emergency control function | 1 | Scenario 1 |  | PPK¦SelectPro¦VDI3805¦Internet_EU |  |  | R7025R-B2+LRF230 | Change-over ball valve | 600 kPa | 100 kPa |  | EU\Inbox\Combinations\Folder..6/..7\ | 37
116880 | R7025R10-B2+LRF24-SR | R7025R10-B2+LRF24-SR |  | R7025R10-B2 | + | LRF24-SR | Actuator with emergency control function | 1 | Scenario 2 |  | PPK¦SelectPro¦VDI3805¦Internet_EU |  |  | R7025R10-B2+LRF24-SR | Characterised control valve | 600 kPa | 100 kPa |  | EU\Inbox\Combinations\Folder..6/..7\ | 38
116861 | R7025R-B2/LRF230 | R7025R-B2/LRF230 |  | R7025R-B2 | / | LRF230 | Actuator with emergency control function | 1 | Scenario 1 |  | PPK¦SelectPro¦VDI3805¦Internet_EU |  |  | R7025R-B2/LRF230 | Change-over ball valve | 600 kPa | 100 kPa |  | EU\Inbox\Combinations\Folder..6/..7\ | 37
116881 | R7025R10-B2/LRF24-SR | R7025R10-B2/LRF24-SR |  | R7025R10-B2 | / | LRF24-SR | Actuator with emergency control function | 1 | Scenario 2 |  | PPK¦SelectPro¦VDI3805¦Internet_EU |  |  | R7025R10-B2/LRF24-SR | Characterised control valve | 600 kPa | 100 kPa |  | EU\Inbox\Combinations\Folder..6/..7\ | 38
116846 | R7020R-B1+LRF24 | R7020R-B1+LRF24 |  | R7020R-B1 | + | LRF24 | Actuator with emergency control function | 1 | Scenario 1 |  | PPK¦SelectPro¦VDI3805¦Internet_EU |  |  | R7020R-B1+LRF24 | Change-over ball valve | 600 kPa | 100 kPa |  | EU\Inbox\Combinations\Folder..6/..7\ | 36
118762 | R2015-2P5-S1+LRF24-SR | R2015-2P5-S1+LRF24-SR |  | R2015-2P5-S1 | + | LRF24-SR | Actuator with emergency control function | 1 | Scenario 2 |  | PPK¦SelectPro¦VDI3805¦Internet_EU |  |  | R2015-2P5-S1+LRF24-SR | Characterised control valve | 1400 kPa | 350 kPa |  | EU\Inbox\Combinations\Folder..2/..3\ | 38
118763 | R2015-2P5-S1/LRF24-SR | R2015-2P5-S1/LRF24-SR |  | R2015-2P5-S1 | / | LRF24-SR | Actuator with emergency control function | 1 | Scenario 2 |  | PPK¦SelectPro¦VDI3805¦Internet_EU |  |  | R2015-2P5-S1/LRF24-SR | Characterised control valve | 1400 kPa | 350 kPa |  | EU\Inbox\Combinations\Folder..2/..3\ | 38
118754 | R2015-1P6-S1+LRF24-SR | R2015-1P6-S1+LRF24-SR |  | R2015-1P6-S1 | + | LRF24-SR | Actuator with emergency control function | 1 | Scenario 2 |  | PPK¦SelectPro¦VDI3805¦Internet_EU |  |  | R2015-1P6-S1+LRF24-SR | Characterised control valve | 1400 kPa | 350 kPa |  | EU\Inbox\Combinations\Folder..2/..3\ | 38
118755 | R2015-1P6-S1/LRF24-SR | R2015-1P6-S1/LRF24-SR |  | R2015-1P6-S1 | / | LRF24-SR | Actuator with emergency control function | 1 | Scenario 2 |  | PPK¦SelectPro¦VDI3805¦Internet_EU |  |  | R2015-1P6-S1/LRF24-SR | Characterised control valve | 1400 kPa | 350 kPa |  | EU\Inbox\Combinations\Folder..2/..3\ | 38
118748 | R2015-1-S1+LRF24-SR | R2015-1-S1+LRF24-SR |  | R2015-1-S1 | + | LRF24-SR | Actuator with emergency control function | 1 | Scenario 2 |  | PPK¦SelectPro¦VDI3805¦Internet_EU |  |  | R2015-1-S1+LRF24-SR | Characterised control valve | 1400 kPa | 350 kPa |  | EU\Inbox\Combinations\Folder..2/..3\ | 38
118749 | R2015-1-S1/LRF24-SR | R2015-1-S1/LRF24-SR |  | R2015-1-S1 | / | LRF24-SR | Actuator with emergency control function | 1 | Scenario 2 |  | PPK¦SelectPro¦VDI3805¦Internet_EU |  |  | R2015-1-S1/LRF24-SR | Characterised control valve | 1400 kPa | 350 kPa |  | EU\Inbox\Combinations\Folder..2/..3\ | 38
118936 | R2015-S1+LRF24 | R2015-S1+LRF24 |  | R2015-S1 | + | LRF24 | Actuator with emergency control function | 1 | Scenario 1 |  | PPK¦SelectPro¦VDI3805¦Internet_EU |  |  | R2015-S1+LRF24 | Open-close ball valve | 1400 kPa | 1000 kPa |  | EU\Inbox\Combinations\Folder..2/..3\ | 39
118926 | R2015-P63-S1+LRF24-SR | R2015-P63-S1+LRF24-SR |  | R2015-P63-S1 | + | LRF24-SR | Actuator with emergency control function | 1 | Scenario 2 |  | PPK¦SelectPro¦VDI3805¦Internet_EU |  |  | R2015-P63-S1+LRF24-SR | Characterised control valve | 1400 kPa | 350 kPa |  | EU\Inbox\Combinations\Folder..2/..3\ | 37
118937 | R2015-S1/LRF24 | R2015-S1/LRF24 |  | R2015-S1 | / | LRF24 | Actuator with emergency control function | 1 | Scenario 1 |  | PPK¦SelectPro¦VDI3805¦Internet_EU |  |  | R2015-S1/LRF24 | Open-close ball valve | 1400 kPa | 1000 kPa |  | EU\Inbox\Combinations\Folder..2/..3\ | 39
118927 | R2015-P63-S1/LRF24-SR | R2015-P63-S1/LRF24-SR |  | R2015-P63-S1 | / | LRF24-SR | Actuator with emergency control function | 1 | Scenario 2 |  | PPK¦SelectPro¦VDI3805¦Internet_EU |  |  | R2015-P63-S1/LRF24-SR | Characterised control valve | 1400 kPa | 350 kPa |  | EU\Inbox\Combinations\Folder..2/..3\ | 37
118908 | R2015-6P3-S1+LRF24-SR | R2015-6P3-S1+LRF24-SR |  | R2015-6P3-S1 | + | LRF24-SR | Actuator with emergency control function | 1 | Scenario 2 | 0 | PPK¦SelectPro¦VDI3805¦Internet_EU |  |  | R2015-6P3-S1+LRF24-SR | Characterised control valve | 1400 kPa | 350 kPa |  | EU\Inbox\Combinations\Folder..2/..3\ | 40
118928 | R2015-S1+LRF230 | R2015-S1+LRF230 |  | R2015-S1 | + | LRF230 | Actuator with emergency control function | 1 | Scenario 1 |  | PPK¦SelectPro¦VDI3805¦Internet_EU |  |  | R2015-S1+LRF230 | Open-close ball valve | 1400 kPa | 1000 kPa |  | EU\Inbox\Combinations\Folder..2/..3\ | 37
118909 | R2015-6P3-S1/LRF24-SR | R2015-6P3-S1/LRF24-SR |  | R2015-6P3-S1 | / | LRF24-SR | Actuator with emergency control function | 1 | Scenario 2 | 0 | PPK¦SelectPro¦VDI3805¦Internet_EU |  |  | R2015-6P3-S1/LRF24-SR | Characterised control valve | 1400 kPa | 350 kPa |  | EU\Inbox\Combinations\Folder..2/..3\ | 40
118929 | R2015-S1/LRF230 | R2015-S1/LRF230 |  | R2015-S1 | / | LRF230 | Actuator with emergency control function | 1 | Scenario 1 |  | PPK¦SelectPro¦VDI3805¦Internet_EU |  |  | R2015-S1/LRF230 | Open-close ball valve | 1400 kPa | 1000 kPa |  | EU\Inbox\Combinations\Folder..2/..3\ | 37
118920 | R2015-P4-S1+LRF24-SR | R2015-P4-S1+LRF24-SR |  | R2015-P4-S1 | + | LRF24-SR | Actuator with emergency control function | 1 | Scenario 2 |  | PPK¦SelectPro¦VDI3805¦Internet_EU |  |  | R2015-P4-S1+LRF24-SR | Characterised control valve | 1400 kPa | 350 kPa |  | EU\Inbox\Combinations\Folder..2/..3\ | 38
118921 | R2015-P4-S1/LRF24-SR | R2015-P4-S1/LRF24-SR |  | R2015-P4-S1 | / | LRF24-SR | Actuator with emergency control function | 1 | Scenario 2 |  | PPK¦SelectPro¦VDI3805¦Internet_EU |  |  | R2015-P4-S1/LRF24-SR | Characterised control valve | 1400 kPa | 350 kPa |  | EU\Inbox\Combinations\Folder..2/..3\ | 37
118902 | R2015-4-S1+LRF24-SR | R2015-4-S1+LRF24-SR |  | R2015-4-S1 | + | LRF24-SR | Actuator with emergency control function | 1 | Scenario 2 |  | PPK¦SelectPro¦VDI3805¦Internet_EU |  |  | R2015-4-S1+LRF24-SR | Characterised control valve | 1400 kPa | 350 kPa |  | EU\Inbox\Combinations\Folder..2/..3\ | 37
118903 | R2015-4-S1/LRF24-SR | R2015-4-S1/LRF24-SR |  | R2015-4-S1 | / | LRF24-SR | Actuator with emergency control function | 1 | Scenario 2 |  | PPK¦SelectPro¦VDI3805¦Internet_EU |  |  | R2015-4-S1/LRF24-SR | Characterised control valve | 1400 kPa | 350 kPa |  | EU\Inbox\Combinations\Folder..2/..3\ | 37
118914 | R2015-P25-S1+LRF24-SR | R2015-P25-S1+LRF24-SR |  | R2015-P25-S1 | + | LRF24-SR | Actuator with emergency control function | 1 | Scenario 2 |  | PPK¦SelectPro¦VDI3805¦Internet_EU |  |  | R2015-P25-S1+LRF24-SR | Characterised control valve | 1400 kPa | 350 kPa |  | EU\Inbox\Combinations\Folder..2/..3\ | 38
118915 | R2015-P25-S1/LRF24-SR | R2015-P25-S1/LRF24-SR |  | R2015-P25-S1 | / | LRF24-SR | Actuator with emergency control function | 1 | Scenario 2 |  | PPK¦SelectPro¦VDI3805¦Internet_EU |  |  | R2015-P25-S1/LRF24-SR | Characterised control valve | 1400 kPa | 350 kPa |  | EU\Inbox\Combinations\Folder..2/..3\ | 37
119060 | R2020-S2+LRF230 | R2020-S2+LRF230 |  | R2020-S2 | + | LRF230 | Actuator with emergency control function | 1 | Scenario 1 |  | PPK¦SelectPro¦VDI3805¦Internet_EU |  |  | R2020-S2+LRF230 | Open-close ball valve | 1400 kPa | 1000 kPa |  | EU\Inbox\Combinations\Folder..2/..3\ | 35
119080 | R2025-10-S2+LRF24-SR | R2025-10-S2+LRF24-SR |  | R2025-10-S2 | + | LRF24-SR | Actuator with emergency control function | 1 | Scenario 2 |  | PPK¦SelectPro¦VDI3805¦Internet_EU |  |  | R2025-10-S2+LRF24-SR | Characterised control valve | 1400 kPa | 350 kPa |  | EU\Inbox\Combinations\Folder..2/..3\ | 36
119110 | R3015-2P5-S1+LR24A-MP | R3015-2P5-S1+LR24A-MP |  | R3015-2P5-S1 | + | LR24A-MP | Communicative actuator | 0 | Scenario 2 |  | PPK¦SelectPro¦VDI3805¦Internet_EU |  |  | R3015-2P5-S1+LR24A-MP | Characterised control valve | 1400 kPa | 350 kPa |  | EU\Inbox\Combinations\Folder..2/..3\ | 36
119061 | R2020-S2/LRF230 | R2020-S2/LRF230 |  | R2020-S2 | / | LRF230 | Actuator with emergency control function | 1 | Scenario 1 |  | PPK¦SelectPro¦VDI3805¦Internet_EU |  |  | R2020-S2/LRF230 | Open-close ball valve | 1400 kPa | 1000 kPa |  | EU\Inbox\Combinations\Folder..2/..3\ | 35
119081 | R2025-10-S2/LRF24-SR | R2025-10-S2/LRF24-SR |  | R2025-10-S2 | / | LRF24-SR | Actuator with emergency control function | 1 | Scenario 2 |  | PPK¦SelectPro¦VDI3805¦Internet_EU |  |  | R2025-10-S2/LRF24-SR | Characterised control valve | 1400 kPa | 350 kPa |  | EU\Inbox\Combinations\Folder..2/..3\ | 37
119111 | R3015-2P5-S1/LR24A-MP | R3015-2P5-S1/LR24A-MP |  | R3015-2P5-S1 | / | LR24A-MP | Communicative actuator | 0 | Scenario 2 |  | PPK¦SelectPro¦VDI3805¦Internet_EU |  |  | R3015-2P5-S1/LR24A-MP | Characterised control valve | 1400 kPa | 350 kPa |  | EU\Inbox\Combinations\Folder..2/..3\ | 36
119102 | R3015-1-S1+LR24A-MP | R3015-1-S1+LR24A-MP |  | R3015-1-S1 | + | LR24A-MP | Communicative actuator | 0 | Scenario 2 |  | PPK¦SelectPro¦VDI3805¦Internet_EU |  |  | R3015-1-S1+LR24A-MP | Characterised control valve | 1400 kPa | 350 kPa |  | EU\Inbox\Combinations\Folder..2/..3\ | 36
119052 | R2020-6P3-S2+LRF24-SR | R2020-6P3-S2+LRF24-SR |  | R2020-6P3-S2 | + | LRF24-SR | Actuator with emergency control function | 1 | Scenario 2 | 0 | PPK¦SelectPro¦VDI3805¦Internet_EU |  |  | R2020-6P3-S2+LRF24-SR | Characterised control valve | 1400 kPa | 350 kPa |  | EU\Inbox\Combinations\Folder..2/..3\ | 39
119103 | R3015-1-S1/LR24A-MP | R3015-1-S1/LR24A-MP |  | R3015-1-S1 | / | LR24A-MP | Communicative actuator | 0 | Scenario 2 |  | PPK¦SelectPro¦VDI3805¦Internet_EU |  |  | R3015-1-S1/LR24A-MP | Characterised control valve | 1400 kPa | 350 kPa |  | EU\Inbox\Combinations\Folder..2/..3\ | 36
119053 | R2020-6P3-S2/LRF24-SR | R2020-6P3-S2/LRF24-SR |  | R2020-6P3-S2 | / | LRF24-SR | Actuator with emergency control function | 1 | Scenario 2 | 0 | PPK¦SelectPro¦VDI3805¦Internet_EU |  |  | R2020-6P3-S2/LRF24-SR | Characterised control valve | 1400 kPa | 350 kPa |  | EU\Inbox\Combinations\Folder..2/..3\ | 39
119114 | R3015-4-S1+LR24A-MP | R3015-4-S1+LR24A-MP |  | R3015-4-S1 | + | LR24A-MP | Communicative actuator | 0 | Scenario 2 |  | PPK¦SelectPro¦VDI3805¦Internet_EU |  |  | R3015-4-S1+LR24A-MP | Characterised control valve | 1400 kPa | 350 kPa |  | EU\Inbox\Combinations\Folder..2/..3\ | 36
119115 | R3015-4-S1/LR24A-MP | R3015-4-S1/LR24A-MP |  | R3015-4-S1 | / | LR24A-MP | Communicative actuator | 0 | Scenario 2 |  | PPK¦SelectPro¦VDI3805¦Internet_EU |  |  | R3015-4-S1/LR24A-MP | Characterised control valve | 1400 kPa | 350 kPa |  | EU\Inbox\Combinations\Folder..2/..3\ | 36
119046 | R2020-4-S2+LRF24-SR | R2020-4-S2+LRF24-SR |  | R2020-4-S2 | + | LRF24-SR | Actuator with emergency control function | 1 | Scenario 2 |  | PPK¦SelectPro¦VDI3805¦Internet_EU |  |  | R2020-4-S2+LRF24-SR | Characterised control valve | 1400 kPa | 350 kPa |  | EU\Inbox\Combinations\Folder..2/..3\ | 36
119106 | R3015-1P6-S1+LR24A-MP | R3015-1P6-S1+LR24A-MP |  | R3015-1P6-S1 | + | LR24A-MP | Communicative actuator | 0 | Scenario 2 |  | PPK¦SelectPro¦VDI3805¦Internet_EU |  |  | R3015-1P6-S1+LR24A-MP | Characterised control valve | 1400 kPa | 350 kPa |  | EU\Inbox\Combinations\Folder..2/..3\ | 36
119047 | R2020-4-S2/LRF24-SR | R2020-4-S2/LRF24-SR |  | R2020-4-S2 | / | LRF24-SR | Actuator with emergency control function | 1 | Scenario 2 |  | PPK¦SelectPro¦VDI3805¦Internet_EU |  |  | R2020-4-S2/LRF24-SR | Characterised control valve | 1400 kPa | 350 kPa |  | EU\Inbox\Combinations\Folder..2/..3\ | 36
119107 | R3015-1P6-S1/LR24A-MP | R3015-1P6-S1/LR24A-MP |  | R3015-1P6-S1 | / | LR24A-MP | Communicative actuator | 0 | Scenario 2 |  | PPK¦SelectPro¦VDI3805¦Internet_EU |  |  | R3015-1P6-S1/LR24A-MP | Characterised control valve | 1400 kPa | 350 kPa |  | EU\Inbox\Combinations\Folder..2/..3\ | 36
119068 | R2020-S2+LRF24 | R2020-S2+LRF24 |  | R2020-S2 | + | LRF24 | Actuator with emergency control function | 1 | Scenario 1 |  | PPK¦SelectPro¦VDI3805¦Internet_EU |  |  | R2020-S2+LRF24 | Open-close ball valve | 1400 kPa | 1000 kPa |  | EU\Inbox\Combinations\Folder..2/..3\ | 34
119058 | R2020-8P6-S2+LRF24-SR | R2020-8P6-S2+LRF24-SR |  | R2020-8P6-S2 | + | LRF24-SR | Actuator with emergency control function | 1 | Scenario 2 |  | PPK¦SelectPro¦VDI3805¦Internet_EU |  |  | R2020-8P6-S2+LRF24-SR | Characterised control valve | 1400 kPa | 350 kPa |  | EU\Inbox\Combinations\Folder..2/..3\ | 37
119069 | R2020-S2/LRF24 | R2020-S2/LRF24 |  | R2020-S2 | / | LRF24 | Actuator with emergency control function | 1 | Scenario 1 |  | PPK¦SelectPro¦VDI3805¦Internet_EU |  |  | R2020-S2/LRF24 | Open-close ball valve | 1400 kPa | 1000 kPa |  | EU\Inbox\Combinations\Folder..2/..3\ | 34
119118 | R3015-P25-S1+LR24A-MP | R3015-P25-S1+LR24A-MP |  | R3015-P25-S1 | + | LR24A-MP | Communicative actuator | 0 | Scenario 2 |  | PPK¦SelectPro¦VDI3805¦Internet_EU |  |  | R3015-P25-S1+LR24A-MP | Characterised control valve | 1400 kPa | 350 kPa |  | EU\Inbox\Combinations\Folder..2/..3\ | 36
119059 | R2020-8P6-S2/LRF24-SR | R2020-8P6-S2/LRF24-SR |  | R2020-8P6-S2 | / | LRF24-SR | Actuator with emergency control function | 1 | Scenario 2 |  | PPK¦SelectPro¦VDI3805¦Internet_EU |  |  | R2020-8P6-S2/LRF24-SR | Characterised control valve | 1400 kPa | 350 kPa |  | EU\Inbox\Combinations\Folder..2/..3\ | 37
119119 | R3015-P25-S1/LR24A-MP | R3015-P25-S1/LR24A-MP |  | R3015-P25-S1 | / | LR24A-MP | Communicative actuator | 0 | Scenario 2 |  | PPK¦SelectPro¦VDI3805¦Internet_EU |  |  | R3015-P25-S1/LR24A-MP | Characterised control valve | 1400 kPa | 350 kPa |  | EU\Inbox\Combinations\Folder..2/..3\ | 36
119180 | R3050-40-S4+SR24A-MP | R3050-40-S4+SR24A-MP |  | R3050-40-S4 | + | SR24A-MP | Communicative actuator | 0 | Scenario 2 |  | PPK¦SelectPro¦VDI3805¦Internet_EU |  |  | R3050-40-S4+SR24A-MP | Characterised control valve | 1400 kPa | 350 kPa |  | EU\Inbox\Combinations\Folder..2/..3\ | 34
119130 | R3020-4-S2+LR24A-MP | R3020-4-S2+LR24A-MP |  | R3020-4-S2 | + | LR24A-MP | Communicative actuator | 0 | Scenario 2 |  | PPK¦SelectPro¦VDI3805¦Internet_EU |  |  | R3020-4-S2+LR24A-MP | Characterised control valve | 1400 kPa | 350 kPa |  | EU\Inbox\Combinations\Folder..2/..3\ | 35
119190 | R3050-58-S4+SR230A-S | R3050-58-S4+SR230A-S |  | R3050-58-S4 | + | SR230A-S | Standard actuator | 0 | Scenario 2 |  | PPK¦SelectPro¦VDI3805¦Internet_EU |  |  | R3050-58-S4+SR230A-S | Characterised control valve | 1400 kPa | 350 kPa |  | EU\Inbox\Combinations\Folder..2/..3\ | 37
119160 | R6015R4-B1+LR24A-MP | R6015R4-B1+LR24A-MP |  | R6015R4-B1 | + | LR24A-MP | Communicative actuator | 0 | Scenario 2 |  | PPK¦SelectPro¦VDI3805¦Internet_EU |  |  | R6015R4-B1+LR24A-MP | Characterised control valve | 600 kPa | 100 kPa |  | EU\Inbox\Combinations\Folder..6/..7\ | 34
119181 | R3050-40-S4/SR24A-MP | R3050-40-S4/SR24A-MP |  | R3050-40-S4 | / | SR24A-MP | Communicative actuator | 0 | Scenario 2 |  | PPK¦SelectPro¦VDI3805¦Internet_EU |  |  | R3050-40-S4/SR24A-MP | Characterised control valve | 1400 kPa | 350 kPa |  | EU\Inbox\Combinations\Folder..2/..3\ | 34
119131 | R3020-4-S2/LR24A-MP | R3020-4-S2/LR24A-MP |  | R3020-4-S2 | / | LR24A-MP | Communicative actuator | 0 | Scenario 2 |  | PPK¦SelectPro¦VDI3805¦Internet_EU |  |  | R3020-4-S2/LR24A-MP | Characterised control valve | 1400 kPa | 350 kPa |  | EU\Inbox\Combinations\Folder..2/..3\ | 35
119191 | R3050-58-S4/SR230A-S | R3050-58-S4/SR230A-S |  | R3050-58-S4 | / | SR230A-S | Standard actuator | 0 | Scenario 2 |  | PPK¦SelectPro¦VDI3805¦Internet_EU |  |  | R3050-58-S4/SR230A-S | Characterised control valve | 1400 kPa | 350 kPa |  | EU\Inbox\Combinations\Folder..2/..3\ | 37
119161 | R6015R4-B1/LR24A-MP | R6015R4-B1/LR24A-MP |  | R6015R4-B1 | / | LR24A-MP | Communicative actuator | 0 | Scenario 2 |  | PPK¦SelectPro¦VDI3805¦Internet_EU |  |  | R6015R4-B1/LR24A-MP | Characterised control valve | 600 kPa | 100 kPa |  | EU\Inbox\Combinations\Folder..6/..7\ | 34
119182 | R3050-40-S4+SR24A-S | R3050-40-S4+SR24A-S |  | R3050-40-S4 | + | SR24A-S | Standard actuator | 0 | Scenario 2 |  | PPK¦SelectPro¦VDI3805¦Internet_EU |  |  | R3050-40-S4+SR24A-S | Characterised control valve | 1400 kPa | 350 kPa |  | EU\Inbox\Combinations\Folder..2/..3\ | 38
119122 | R3015-P4-S1+LR24A-MP | R3015-P4-S1+LR24A-MP |  | R3015-P4-S1 | + | LR24A-MP | Communicative actuator | 0 | Scenario 2 |  | PPK¦SelectPro¦VDI3805¦Internet_EU |  |  | R3015-P4-S1+LR24A-MP | Characterised control valve | 1400 kPa | 350 kPa |  | EU\Inbox\Combinations\Folder..2/..3\ | 36
119172 | R3050-40-S4+SR230A | R3050-40-S4+SR230A |  | R3050-40-S4 | + | SR230A | Standard actuator | 1 | Scenario 2 |  | PPK¦SelectPro¦VDI3805¦Internet_EU |  |  | R3050-40-S4+SR230A | Characterised control valve | 1400 kPa | 350 kPa |  | EU\Inbox\Combinations\Folder..2/..3\ | 38
119152 | R6015R1P6-B1+LR24A-MP | R6015R1P6-B1+LR24A-MP |  | R6015R1P6-B1 | + | LR24A-MP | Communicative actuator | 0 | Scenario 2 |  | PPK¦SelectPro¦VDI3805¦Internet_EU |  |  | R6015R1P6-B1+LR24A-MP | Characterised control valve | 600 kPa | 100 kPa |  | EU\Inbox\Combinations\Folder..6/..7\ | 34
119142 | R3025-6P3-S2+LR24A-MP | R3025-6P3-S2+LR24A-MP |  | R3025-6P3-S2 | + | LR24A-MP | Communicative actuator | 0 | Scenario 2 |  | PPK¦SelectPro¦VDI3805¦Internet_EU |  |  | R3025-6P3-S2+LR24A-MP | Characterised control valve | 1400 kPa | 350 kPa |  | EU\Inbox\Combinations\Folder..2/..3\ | 36
119192 | R3050-58-S4+SR24A | R3050-58-S4+SR24A |  | R3050-58-S4 | + | SR24A | Standard actuator | 1 | Scenario 2 |  | PPK¦SelectPro¦VDI3805¦Internet_EU |  |  | R3050-58-S4+SR24A | Characterised control valve | 1400 kPa | 350 kPa |  | EU\Inbox\Combinations\Folder..2/..3\ | 39
119183 | R3050-40-S4/SR24A-S | R3050-40-S4/SR24A-S |  | R3050-40-S4 | / | SR24A-S | Standard actuator | 0 | Scenario 2 |  | PPK¦SelectPro¦VDI3805¦Internet_EU |  |  | R3050-40-S4/SR24A-S | Characterised control valve | 1400 kPa | 350 kPa |  | EU\Inbox\Combinations\Folder..2/..3\ | 37
119123 | R3015-P4-S1/LR24A-MP | R3015-P4-S1/LR24A-MP |  | R3015-P4-S1 | / | LR24A-MP | Communicative actuator | 0 | Scenario 2 |  | PPK¦SelectPro¦VDI3805¦Internet_EU |  |  | R3015-P4-S1/LR24A-MP | Characterised control valve | 1400 kPa | 350 kPa |  | EU\Inbox\Combinations\Folder..2/..3\ | 36
119173 | R3050-40-S4/SR230A | R3050-40-S4/SR230A |  | R3050-40-S4 | / | SR230A | Standard actuator | 1 | Scenario 2 |  | PPK¦SelectPro¦VDI3805¦Internet_EU |  |  | R3050-40-S4/SR230A | Characterised control valve | 1400 kPa | 350 kPa |  | EU\Inbox\Combinations\Folder..2/..3\ | 38
119153 | R6015R1P6-B1/LR24A-MP | R6015R1P6-B1/LR24A-MP |  | R6015R1P6-B1 | / | LR24A-MP | Communicative actuator | 0 | Scenario 2 |  | PPK¦SelectPro¦VDI3805¦Internet_EU |  |  | R6015R1P6-B1/LR24A-MP | Characterised control valve | 600 kPa | 100 kPa |  | EU\Inbox\Combinations\Folder..6/..7\ | 34
119143 | R3025-6P3-S2/LR24A-MP | R3025-6P3-S2/LR24A-MP |  | R3025-6P3-S2 | / | LR24A-MP | Communicative actuator | 0 | Scenario 2 |  | PPK¦SelectPro¦VDI3805¦Internet_EU |  |  | R3025-6P3-S2/LR24A-MP | Characterised control valve | 1400 kPa | 350 kPa |  | EU\Inbox\Combinations\Folder..2/..3\ | 36
119193 | R3050-58-S4/SR24A | R3050-58-S4/SR24A |  | R3050-58-S4 | / | SR24A | Standard actuator | 1 | Scenario 2 |  | PPK¦SelectPro¦VDI3805¦Internet_EU |  |  | R3050-58-S4/SR24A | Characterised control valve | 1400 kPa | 350 kPa |  | EU\Inbox\Combinations\Folder..2/..3\ | 38
119184 | R3050-40-S4+SR24A-SR | R3050-40-S4+SR24A-SR |  | R3050-40-S4 | + | SR24A-SR | Standard actuator | 1 | Scenario 2 |  | PPK¦SelectPro¦VDI3805¦Internet_EU |  |  | R3050-40-S4+SR24A-SR | Characterised control valve | 1400 kPa | 350 kPa |  | EU\Inbox\Combinations\Folder..2/..3\ | 37
119134 | R3020-6P3-S2+LR24A-MP | R3020-6P3-S2+LR24A-MP |  | R3020-6P3-S2 | + | LR24A-MP | Communicative actuator | 0 | Scenario 2 |  | PPK¦SelectPro¦VDI3805¦Internet_EU |  |  | R3020-6P3-S2+LR24A-MP | Characterised control valve | 1400 kPa | 350 kPa |  | EU\Inbox\Combinations\Folder..2/..3\ | 36
119174 | R3050-40-S4+SR230A-S | R3050-40-S4+SR230A-S |  | R3050-40-S4 | + | SR230A-S | Standard actuator | 0 | Scenario 2 |  | PPK¦SelectPro¦VDI3805¦Internet_EU |  |  | R3050-40-S4+SR230A-S | Characterised control valve | 1400 kPa | 350 kPa |  | EU\Inbox\Combinations\Folder..2/..3\ | 36
119144 | R3032-BL2+LR24A-MP | R3032-BL2+LR24A-MP |  | R3032-BL2 | + | LR24A-MP | Communicative actuator | 0 | Scenario 1 |  | PPK¦SelectPro¦VDI3805¦Internet_EU |  |  | R3032-BL2+LR24A-MP | Change-over ball valve | 500 kPa | 350 kPa |  | EU\Inbox\Combinations\Folder..2/..3\ | 35
119164 | R6015RP63-B1+LR24A-MP | R6015RP63-B1+LR24A-MP |  | R6015RP63-B1 | + | LR24A-MP | Communicative actuator | 0 | Scenario 2 |  | PPK¦SelectPro¦VDI3805¦Internet_EU |  |  | R6015RP63-B1+LR24A-MP | Characterised control valve | 600 kPa | 100 kPa |  | EU\Inbox\Combinations\Folder..6/..7\ | 34
119185 | R3050-40-S4/SR24A-SR | R3050-40-S4/SR24A-SR |  | R3050-40-S4 | / | SR24A-SR | Standard actuator | 1 | Scenario 2 |  | PPK¦SelectPro¦VDI3805¦Internet_EU |  |  | R3050-40-S4/SR24A-SR | Characterised control valve | 1400 kPa | 350 kPa |  | EU\Inbox\Combinations\Folder..2/..3\ | 38
119135 | R3020-6P3-S2/LR24A-MP | R3020-6P3-S2/LR24A-MP |  | R3020-6P3-S2 | / | LR24A-MP | Communicative actuator | 0 | Scenario 2 |  | PPK¦SelectPro¦VDI3805¦Internet_EU |  |  | R3020-6P3-S2/LR24A-MP | Characterised control valve | 1400 kPa | 350 kPa |  | EU\Inbox\Combinations\Folder..2/..3\ | 36
119175 | R3050-40-S4/SR230A-S | R3050-40-S4/SR230A-S |  | R3050-40-S4 | / | SR230A-S | Standard actuator | 0 | Scenario 2 |  | PPK¦SelectPro¦VDI3805¦Internet_EU |  |  | R3050-40-S4/SR230A-S | Characterised control valve | 1400 kPa | 350 kPa |  | EU\Inbox\Combinations\Folder..2/..3\ | 37
119145 | R3032-BL2/LR24A-MP | R3032-BL2/LR24A-MP |  | R3032-BL2 | / | LR24A-MP | Communicative actuator | 0 | Scenario 1 |  | PPK¦SelectPro¦VDI3805¦Internet_EU |  |  | R3032-BL2/LR24A-MP | Change-over ball valve | 500 kPa | 350 kPa |  | EU\Inbox\Combinations\Folder..2/..3\ | 35
119165 | R6015RP63-B1/LR24A-MP | R6015RP63-B1/LR24A-MP |  | R6015RP63-B1 | / | LR24A-MP | Communicative actuator | 0 | Scenario 2 |  | PPK¦SelectPro¦VDI3805¦Internet_EU |  |  | R6015RP63-B1/LR24A-MP | Characterised control valve | 600 kPa | 100 kPa |  | EU\Inbox\Combinations\Folder..6/..7\ | 34
119126 | R3015-P63-S1+LR24A-MP | R3015-P63-S1+LR24A-MP |  | R3015-P63-S1 | + | LR24A-MP | Communicative actuator | 0 | Scenario 2 |  | PPK¦SelectPro¦VDI3805¦Internet_EU |  |  | R3015-P63-S1+LR24A-MP | Characterised control valve | 1400 kPa | 350 kPa |  | EU\Inbox\Combinations\Folder..2/..3\ | 36
119156 | R6015R2P5-B1+LR24A-MP | R6015R2P5-B1+LR24A-MP |  | R6015R2P5-B1 | + | LR24A-MP | Communicative actuator | 0 | Scenario 2 |  | PPK¦SelectPro¦VDI3805¦Internet_EU |  |  | R6015R2P5-B1+LR24A-MP | Characterised control valve | 600 kPa | 100 kPa |  | EU\Inbox\Combinations\Folder..6/..7\ | 35
119176 | R3050-40-S4+SR24A | R3050-40-S4+SR24A |  | R3050-40-S4 | + | SR24A | Standard actuator | 1 | Scenario 2 |  | PPK¦SelectPro¦VDI3805¦Internet_EU |  |  | R3050-40-S4+SR24A | Characterised control valve | 1400 kPa | 350 kPa |  | EU\Inbox\Combinations\Folder..2/..3\ | 38
119196 | R3050-58-S4+SR24A-MP | R3050-58-S4+SR24A-MP |  | R3050-58-S4 | + | SR24A-MP | Communicative actuator | 0 | Scenario 2 |  | PPK¦SelectPro¦VDI3805¦Internet_EU |  |  | R3050-58-S4+SR24A-MP | Characterised control valve | 1400 kPa | 350 kPa |  | EU\Inbox\Combinations\Folder..2/..3\ | 35
119127 | R3015-P63-S1/LR24A-MP | R3015-P63-S1/LR24A-MP |  | R3015-P63-S1 | / | LR24A-MP | Communicative actuator | 0 | Scenario 2 |  | PPK¦SelectPro¦VDI3805¦Internet_EU |  |  | R3015-P63-S1/LR24A-MP | Characterised control valve | 1400 kPa | 350 kPa |  | EU\Inbox\Combinations\Folder..2/..3\ | 36
119157 | R6015R2P5-B1/LR24A-MP | R6015R2P5-B1/LR24A-MP |  | R6015R2P5-B1 | / | LR24A-MP | Communicative actuator | 0 | Scenario 2 |  | PPK¦SelectPro¦VDI3805¦Internet_EU |  |  | R6015R2P5-B1/LR24A-MP | Characterised control valve | 600 kPa | 100 kPa |  | EU\Inbox\Combinations\Folder..6/..7\ | 35
119177 | R3050-40-S4/SR24A | R3050-40-S4/SR24A |  | R3050-40-S4 | / | SR24A | Standard actuator | 1 | Scenario 2 |  | PPK¦SelectPro¦VDI3805¦Internet_EU |  |  | R3050-40-S4/SR24A | Characterised control valve | 1400 kPa | 350 kPa |  | EU\Inbox\Combinations\Folder..2/..3\ | 38
119197 | R3050-58-S4/SR24A-MP | R3050-58-S4/SR24A-MP |  | R3050-58-S4 | / | SR24A-MP | Communicative actuator | 0 | Scenario 2 |  | PPK¦SelectPro¦VDI3805¦Internet_EU |  |  | R3050-58-S4/SR24A-MP | Characterised control valve | 1400 kPa | 350 kPa |  | EU\Inbox\Combinations\Folder..2/..3\ | 35
119188 | R3050-58-S4+SR230A | R3050-58-S4+SR230A |  | R3050-58-S4 | + | SR230A | Standard actuator | 1 | Scenario 2 |  | PPK¦SelectPro¦VDI3805¦Internet_EU |  |  | R3050-58-S4+SR230A | Characterised control valve | 1400 kPa | 350 kPa |  | EU\Inbox\Combinations\Folder..2/..3\ | 38
119138 | R3025-10-S2+LR24A-MP | R3025-10-S2+LR24A-MP |  | R3025-10-S2 | + | LR24A-MP | Communicative actuator | 0 | Scenario 2 |  | PPK¦SelectPro¦VDI3805¦Internet_EU |  |  | R3025-10-S2+LR24A-MP | Characterised control valve | 1400 kPa | 350 kPa |  | EU\Inbox\Combinations\Folder..2/..3\ | 36
119148 | R6015R1-B1+LR24A-MP | R6015R1-B1+LR24A-MP |  | R6015R1-B1 | + | LR24A-MP | Communicative actuator | 0 | Scenario 2 |  | PPK¦SelectPro¦VDI3805¦Internet_EU |  |  | R6015R1-B1+LR24A-MP | Characterised control valve | 600 kPa | 100 kPa |  | EU\Inbox\Combinations\Folder..6/..7\ | 34
119198 | R3050-58-S4+SR24A-S | R3050-58-S4+SR24A-S |  | R3050-58-S4 | + | SR24A-S | Standard actuator | 0 | Scenario 2 |  | PPK¦SelectPro¦VDI3805¦Internet_EU |  |  | R3050-58-S4+SR24A-S | Characterised control valve | 1400 kPa | 350 kPa |  | EU\Inbox\Combinations\Folder..2/..3\ | 39
119189 | R3050-58-S4/SR230A | R3050-58-S4/SR230A |  | R3050-58-S4 | / | SR230A | Standard actuator | 1 | Scenario 2 |  | PPK¦SelectPro¦VDI3805¦Internet_EU |  |  | R3050-58-S4/SR230A | Characterised control valve | 1400 kPa | 350 kPa |  | EU\Inbox\Combinations\Folder..2/..3\ | 38
119139 | R3025-10-S2/LR24A-MP | R3025-10-S2/LR24A-MP |  | R3025-10-S2 | / | LR24A-MP | Communicative actuator | 0 | Scenario 2 |  | PPK¦SelectPro¦VDI3805¦Internet_EU |  |  | R3025-10-S2/LR24A-MP | Characterised control valve | 1400 kPa | 350 kPa |  | EU\Inbox\Combinations\Folder..2/..3\ | 36
119149 | R6015R1-B1/LR24A-MP | R6015R1-B1/LR24A-MP |  | R6015R1-B1 | / | LR24A-MP | Communicative actuator | 0 | Scenario 2 |  | PPK¦SelectPro¦VDI3805¦Internet_EU |  |  | R6015R1-B1/LR24A-MP | Characterised control valve | 600 kPa | 100 kPa |  | EU\Inbox\Combinations\Folder..6/..7\ | 34
119199 | R3050-58-S4/SR24A-S | R3050-58-S4/SR24A-S |  | R3050-58-S4 | / | SR24A-S | Standard actuator | 0 | Scenario 2 |  | PPK¦SelectPro¦VDI3805¦Internet_EU |  |  | R3050-58-S4/SR24A-S | Characterised control valve | 1400 kPa | 350 kPa |  | EU\Inbox\Combinations\Folder..2/..3\ | 38
119220 | R3050-S4+SR230A | R3050-S4+SR230A |  | R3050-S4 | + | SR230A | Standard actuator | 1 | Scenario 1 |  | PPK¦SelectPro¦VDI3805¦Internet_EU |  |  | R3050-S4+SR230A | Change-over ball valve | 1400 kPa | 1000 kPa |  | EU\Inbox\Combinations\Folder..2/..3\ | 42
119200 | R3050-58-S4+SR24A-SR | R3050-58-S4+SR24A-SR |  | R3050-58-S4 | + | SR24A-SR | Standard actuator | 1 | Scenario 2 |  | PPK¦SelectPro¦VDI3805¦Internet_EU |  |  | R3050-58-S4+SR24A-SR | Characterised control valve | 1400 kPa | 350 kPa |  | EU\Inbox\Combinations\Folder..2/..3\ | 38
119221 | R3050-S4/SR230A | R3050-S4/SR230A |  | R3050-S4 | / | SR230A | Standard actuator | 1 | Scenario 1 |  | PPK¦SelectPro¦VDI3805¦Internet_EU |  |  | R3050-S4/SR230A | Change-over ball valve | 1400 kPa | 1000 kPa |  | EU\Inbox\Combinations\Folder..2/..3\ | 41
119201 | R3050-58-S4/SR24A-SR | R3050-58-S4/SR24A-SR |  | R3050-58-S4 | / | SR24A-SR | Standard actuator | 1 | Scenario 2 |  | PPK¦SelectPro¦VDI3805¦Internet_EU |  |  | R3050-58-S4/SR24A-SR | Characterised control valve | 1400 kPa | 350 kPa |  | EU\Inbox\Combinations\Folder..2/..3\ | 40
119222 | R3050-S4+SR230A-S | R3050-S4+SR230A-S |  | R3050-S4 | + | SR230A-S | Standard actuator | 0 | Scenario 1 |  | PPK¦SelectPro¦VDI3805¦Internet_EU |  |  | R3050-S4+SR230A-S | Change-over ball valve | 1400 kPa | 1000 kPa |  | EU\Inbox\Combinations\Folder..2/..3\ | 40
119212 | R3050-BL4+SR230A | R3050-BL4+SR230A |  | R3050-BL4 | + | SR230A | Standard actuator | 1 | Scenario 1 |  | PPK¦SelectPro¦VDI3805¦Internet_EU |  |  | R3050-BL4+SR230A | Change-over ball valve | 500 kPa | 350 kPa |  | EU\Inbox\Combinations\Folder..2/..3\ | 38
119223 | R3050-S4/SR230A-S | R3050-S4/SR230A-S |  | R3050-S4 | / | SR230A-S | Standard actuator | 0 | Scenario 1 |  | PPK¦SelectPro¦VDI3805¦Internet_EU |  |  | R3050-S4/SR230A-S | Change-over ball valve | 1400 kPa | 1000 kPa |  | EU\Inbox\Combinations\Folder..2/..3\ | 39
119213 | R3050-BL4/SR230A | R3050-BL4/SR230A |  | R3050-BL4 | / | SR230A | Standard actuator | 1 | Scenario 1 |  | PPK¦SelectPro¦VDI3805¦Internet_EU |  |  | R3050-BL4/SR230A | Change-over ball valve | 500 kPa | 350 kPa |  | EU\Inbox\Combinations\Folder..2/..3\ | 38
119214 | R3050-BL4+SR230A-S | R3050-BL4+SR230A-S |  | R3050-BL4 | + | SR230A-S | Standard actuator | 0 | Scenario 1 |  | PPK¦SelectPro¦VDI3805¦Internet_EU |  |  | R3050-BL4+SR230A-S | Change-over ball valve | 500 kPa | 350 kPa |  | EU\Inbox\Combinations\Folder..2/..3\ | 37
119224 | R3050-S4+SR24A | R3050-S4+SR24A |  | R3050-S4 | + | SR24A | Standard actuator | 1 | Scenario 1 |  | PPK¦SelectPro¦VDI3805¦Internet_EU |  |  | R3050-S4+SR24A | Change-over ball valve | 1400 kPa | 1000 kPa |  | EU\Inbox\Combinations\Folder..2/..3\ | 42
119225 | R3050-S4/SR24A | R3050-S4/SR24A |  | R3050-S4 | / | SR24A | Standard actuator | 1 | Scenario 1 |  | PPK¦SelectPro¦VDI3805¦Internet_EU |  |  | R3050-S4/SR24A | Change-over ball valve | 1400 kPa | 1000 kPa |  | EU\Inbox\Combinations\Folder..2/..3\ | 41
119215 | R3050-BL4/SR230A-S | R3050-BL4/SR230A-S |  | R3050-BL4 | / | SR230A-S | Standard actuator | 0 | Scenario 1 |  | PPK¦SelectPro¦VDI3805¦Internet_EU |  |  | R3050-BL4/SR230A-S | Change-over ball valve | 500 kPa | 350 kPa |  | EU\Inbox\Combinations\Folder..2/..3\ | 37
119226 | R3050-S4+SR24A-S | R3050-S4+SR24A-S |  | R3050-S4 | + | SR24A-S | Standard actuator | 0 | Scenario 1 |  | PPK¦SelectPro¦VDI3805¦Internet_EU |  |  | R3050-S4+SR24A-S | Change-over ball valve | 1400 kPa | 1000 kPa |  | EU\Inbox\Combinations\Folder..2/..3\ | 39
119216 | R3050-BL4+SR24A | R3050-BL4+SR24A |  | R3050-BL4 | + | SR24A | Standard actuator | 1 | Scenario 1 |  | PPK¦SelectPro¦VDI3805¦Internet_EU |  |  | R3050-BL4+SR24A | Change-over ball valve | 500 kPa | 350 kPa |  | EU\Inbox\Combinations\Folder..2/..3\ | 38
119227 | R3050-S4/SR24A-S | R3050-S4/SR24A-S |  | R3050-S4 | / | SR24A-S | Standard actuator | 0 | Scenario 1 |  | PPK¦SelectPro¦VDI3805¦Internet_EU |  |  | R3050-S4/SR24A-S | Change-over ball valve | 1400 kPa | 1000 kPa |  | EU\Inbox\Combinations\Folder..2/..3\ | 39
119217 | R3050-BL4/SR24A | R3050-BL4/SR24A |  | R3050-BL4 | / | SR24A | Standard actuator | 1 | Scenario 1 |  | PPK¦SelectPro¦VDI3805¦Internet_EU |  |  | R3050-BL4/SR24A | Change-over ball valve | 500 kPa | 350 kPa |  | EU\Inbox\Combinations\Folder..2/..3\ | 38
119218 | R3050-BL4+SR24A-S | R3050-BL4+SR24A-S |  | R3050-BL4 | + | SR24A-S | Standard actuator | 0 | Scenario 1 |  | PPK¦SelectPro¦VDI3805¦Internet_EU |  |  | R3050-BL4+SR24A-S | Change-over ball valve | 500 kPa | 350 kPa |  | EU\Inbox\Combinations\Folder..2/..3\ | 37
119219 | R3050-BL4/SR24A-S | R3050-BL4/SR24A-S |  | R3050-BL4 | / | SR24A-S | Standard actuator | 0 | Scenario 1 |  | PPK¦SelectPro¦VDI3805¦Internet_EU |  |  | R3050-BL4/SR24A-S | Change-over ball valve | 500 kPa | 350 kPa |  | EU\Inbox\Combinations\Folder..2/..3\ | 37
119452 | R2020-S2+LR230A | R2020-S2+LR230A |  | R2020-S2 | + | LR230A | Standard actuator | 1 | Scenario 1 |  | PPK¦SelectPro¦VDI3805¦Internet_EU |  |  | R2020-S2+LR230A | Open-close ball valve | 1400 kPa | 1000 kPa |  | EU\Inbox\Combinations\Folder..2/..3\ | 35
119402 | R6020R6P3-B1+LR24A-MP | R6020R6P3-B1+LR24A-MP |  | R6020R6P3-B1 | + | LR24A-MP | Communicative actuator | 0 | Scenario 2 |  | PPK¦SelectPro¦VDI3805¦Internet_EU |  |  | R6020R6P3-B1+LR24A-MP | Characterised control valve | 600 kPa | 100 kPa |  | EU\Inbox\Combinations\Folder..6/..7\ | 34
119422 | R7020R6P3-B1+LR24A-MP | R7020R6P3-B1+LR24A-MP |  | R7020R6P3-B1 | + | LR24A-MP | Communicative actuator | 0 | Scenario 2 |  | PPK¦SelectPro¦VDI3805¦Internet_EU |  |  | R7020R6P3-B1+LR24A-MP | Characterised control valve | 600 kPa | 100 kPa |  | EU\Inbox\Combinations\Folder..6/..7\ | 34
119442 | R2015-P63-S1+LR230A | R2015-P63-S1+LR230A |  | R2015-P63-S1 | + | LR230A | Standard actuator | 1 | Scenario 2 |  | PPK¦SelectPro¦VDI3805¦Internet_EU |  |  | R2015-P63-S1+LR230A | Characterised control valve | 1400 kPa | 350 kPa |  | EU\Inbox\Combinations\Folder..2/..3\ | 35
119432 | R2015-2P5-S1+LR230A | R2015-2P5-S1+LR230A |  | R2015-2P5-S1 | + | LR230A | Standard actuator | 1 | Scenario 2 |  | PPK¦SelectPro¦VDI3805¦Internet_EU |  |  | R2015-2P5-S1+LR230A | Characterised control valve | 1400 kPa | 350 kPa |  | EU\Inbox\Combinations\Folder..2/..3\ | 35
119453 | R2020-S2/LR230A | R2020-S2/LR230A |  | R2020-S2 | / | LR230A | Standard actuator | 1 | Scenario 1 |  | PPK¦SelectPro¦VDI3805¦Internet_EU |  |  | R2020-S2/LR230A | Open-close ball valve | 1400 kPa | 1000 kPa |  | EU\Inbox\Combinations\Folder..2/..3\ | 35
119403 | R6020R6P3-B1/LR24A-MP | R6020R6P3-B1/LR24A-MP |  | R6020R6P3-B1 | / | LR24A-MP | Communicative actuator | 0 | Scenario 2 |  | PPK¦SelectPro¦VDI3805¦Internet_EU |  |  | R6020R6P3-B1/LR24A-MP | Characterised control valve | 600 kPa | 100 kPa |  | EU\Inbox\Combinations\Folder..6/..7\ | 34
119423 | R7020R6P3-B1/LR24A-MP | R7020R6P3-B1/LR24A-MP |  | R7020R6P3-B1 | / | LR24A-MP | Communicative actuator | 0 | Scenario 2 |  | PPK¦SelectPro¦VDI3805¦Internet_EU |  |  | R7020R6P3-B1/LR24A-MP | Characterised control valve | 600 kPa | 100 kPa |  | EU\Inbox\Combinations\Folder..6/..7\ | 34
119443 | R2015-P63-S1/LR230A | R2015-P63-S1/LR230A |  | R2015-P63-S1 | / | LR230A | Standard actuator | 1 | Scenario 2 |  | PPK¦SelectPro¦VDI3805¦Internet_EU |  |  | R2015-P63-S1/LR230A | Characterised control valve | 1400 kPa | 350 kPa |  | EU\Inbox\Combinations\Folder..2/..3\ | 35
119433 | R2015-2P5-S1/LR230A | R2015-2P5-S1/LR230A |  | R2015-2P5-S1 | / | LR230A | Standard actuator | 1 | Scenario 2 |  | PPK¦SelectPro¦VDI3805¦Internet_EU |  |  | R2015-2P5-S1/LR230A | Characterised control valve | 1400 kPa | 350 kPa |  | EU\Inbox\Combinations\Folder..2/..3\ | 35
119454 | R2025-10-S2+LR230A | R2025-10-S2+LR230A |  | R2025-10-S2 | + | LR230A | Standard actuator | 1 | Scenario 2 |  | PPK¦SelectPro¦VDI3805¦Internet_EU |  |  | R2025-10-S2+LR230A | Characterised control valve | 1400 kPa | 350 kPa |  | EU\Inbox\Combinations\Folder..2/..3\ | 35
119444 | R2015-S1+LR230A | R2015-S1+LR230A |  | R2015-S1 | + | LR230A | Standard actuator | 1 | Scenario 1 |  | PPK¦SelectPro¦VDI3805¦Internet_EU |  |  | R2015-S1+LR230A | Open-close ball valve | 1400 kPa | 1000 kPa |  | EU\Inbox\Combinations\Folder..2/..3\ | 36
119434 | R2015-4-S1+LR230A | R2015-4-S1+LR230A |  | R2015-4-S1 | + | LR230A | Standard actuator | 1 | Scenario 2 |  | PPK¦SelectPro¦VDI3805¦Internet_EU |  |  | R2015-4-S1+LR230A | Characterised control valve | 1400 kPa | 350 kPa |  | EU\Inbox\Combinations\Folder..2/..3\ | 35
119414 | R7015R4-B1+LR24A-MP | R7015R4-B1+LR24A-MP |  | R7015R4-B1 | + | LR24A-MP | Communicative actuator | 0 | Scenario 2 |  | PPK¦SelectPro¦VDI3805¦Internet_EU |  |  | R7015R4-B1+LR24A-MP | Characterised control valve | 600 kPa | 100 kPa |  | EU\Inbox\Combinations\Folder..6/..7\ | 34
119455 | R2025-10-S2/LR230A | R2025-10-S2/LR230A |  | R2025-10-S2 | / | LR230A | Standard actuator | 1 | Scenario 2 |  | PPK¦SelectPro¦VDI3805¦Internet_EU |  |  | R2025-10-S2/LR230A | Characterised control valve | 1400 kPa | 350 kPa |  | EU\Inbox\Combinations\Folder..2/..3\ | 35
119445 | R2015-S1/LR230A | R2015-S1/LR230A |  | R2015-S1 | / | LR230A | Standard actuator | 1 | Scenario 1 |  | PPK¦SelectPro¦VDI3805¦Internet_EU |  |  | R2015-S1/LR230A | Open-close ball valve | 1400 kPa | 1000 kPa |  | EU\Inbox\Combinations\Folder..2/..3\ | 36
119435 | R2015-4-S1/LR230A | R2015-4-S1/LR230A |  | R2015-4-S1 | / | LR230A | Standard actuator | 1 | Scenario 2 |  | PPK¦SelectPro¦VDI3805¦Internet_EU |  |  | R2015-4-S1/LR230A | Characterised control valve | 1400 kPa | 350 kPa |  | EU\Inbox\Combinations\Folder..2/..3\ | 35
119415 | R7015R4-B1/LR24A-MP | R7015R4-B1/LR24A-MP |  | R7015R4-B1 | / | LR24A-MP | Communicative actuator | 0 | Scenario 2 |  | PPK¦SelectPro¦VDI3805¦Internet_EU |  |  | R7015R4-B1/LR24A-MP | Characterised control valve | 600 kPa | 100 kPa |  | EU\Inbox\Combinations\Folder..6/..7\ | 34
119456 | R2025-16-S2+LR230A | R2025-16-S2+LR230A |  | R2025-16-S2 | + | LR230A | Standard actuator | 1 | Scenario 2 |  | PPK¦SelectPro¦VDI3805¦Internet_EU |  |  | R2025-16-S2+LR230A | Characterised control valve | 1400 kPa | 350 kPa |  | EU\Inbox\Combinations\Folder..2/..3\ | 35
119406 | R6025R10-B2+LR24A-MP | R6025R10-B2+LR24A-MP |  | R6025R10-B2 | + | LR24A-MP | Communicative actuator | 0 | Scenario 2 |  | PPK¦SelectPro¦VDI3805¦Internet_EU |  |  | R6025R10-B2+LR24A-MP | Characterised control valve | 600 kPa | 100 kPa |  | EU\Inbox\Combinations\Folder..6/..7\ | 34
119426 | R7025R10-B2+LR24A-MP | R7025R10-B2+LR24A-MP |  | R7025R10-B2 | + | LR24A-MP | Communicative actuator | 0 | Scenario 2 |  | PPK¦SelectPro¦VDI3805¦Internet_EU |  |  | R7025R10-B2+LR24A-MP | Characterised control valve | 600 kPa | 100 kPa |  | EU\Inbox\Combinations\Folder..6/..7\ | 34
119446 | R2020-4-S2+LR230A | R2020-4-S2+LR230A |  | R2020-4-S2 | + | LR230A | Standard actuator | 1 | Scenario 2 |  | PPK¦SelectPro¦VDI3805¦Internet_EU |  |  | R2020-4-S2+LR230A | Characterised control valve | 1400 kPa | 350 kPa |  | EU\Inbox\Combinations\Folder..2/..3\ | 36
119436 | R2015-6P3-S1+LR230A | R2015-6P3-S1+LR230A |  | R2015-6P3-S1 | + | LR230A | Standard actuator | 1 | Scenario 2 | 0 | PPK¦SelectPro¦VDI3805¦Internet_EU |  |  | R2015-6P3-S1+LR230A | Characterised control valve | 1400 kPa | 350 kPa |  | EU\Inbox\Combinations\Folder..2/..3\ | 37
119457 | R2025-16-S2/LR230A | R2025-16-S2/LR230A |  | R2025-16-S2 | / | LR230A | Standard actuator | 1 | Scenario 2 |  | PPK¦SelectPro¦VDI3805¦Internet_EU |  |  | R2025-16-S2/LR230A | Characterised control valve | 1400 kPa | 350 kPa |  | EU\Inbox\Combinations\Folder..2/..3\ | 35
119407 | R6025R10-B2/LR24A-MP | R6025R10-B2/LR24A-MP |  | R6025R10-B2 | / | LR24A-MP | Communicative actuator | 0 | Scenario 2 |  | PPK¦SelectPro¦VDI3805¦Internet_EU |  |  | R6025R10-B2/LR24A-MP | Characterised control valve | 600 kPa | 100 kPa |  | EU\Inbox\Combinations\Folder..6/..7\ | 34
119427 | R7025R10-B2/LR24A-MP | R7025R10-B2/LR24A-MP |  | R7025R10-B2 | / | LR24A-MP | Communicative actuator | 0 | Scenario 2 |  | PPK¦SelectPro¦VDI3805¦Internet_EU |  |  | R7025R10-B2/LR24A-MP | Characterised control valve | 600 kPa | 100 kPa |  | EU\Inbox\Combinations\Folder..6/..7\ | 34
119447 | R2020-4-S2/LR230A | R2020-4-S2/LR230A |  | R2020-4-S2 | / | LR230A | Standard actuator | 1 | Scenario 2 |  | PPK¦SelectPro¦VDI3805¦Internet_EU |  |  | R2020-4-S2/LR230A | Characterised control valve | 1400 kPa | 350 kPa |  | EU\Inbox\Combinations\Folder..2/..3\ | 36
119437 | R2015-6P3-S1/LR230A | R2015-6P3-S1/LR230A |  | R2015-6P3-S1 | / | LR230A | Standard actuator | 1 | Scenario 2 | 0 | PPK¦SelectPro¦VDI3805¦Internet_EU |  |  | R2015-6P3-S1/LR230A | Characterised control valve | 1400 kPa | 350 kPa |  | EU\Inbox\Combinations\Folder..2/..3\ | 37
119458 | R2025-6P3-S2+LR230A | R2025-6P3-S2+LR230A |  | R2025-6P3-S2 | + | LR230A | Standard actuator | 1 | Scenario 2 | 0 | PPK¦SelectPro¦VDI3805¦Internet_EU |  |  | R2025-6P3-S2+LR230A | Characterised control valve | 1400 kPa | 350 kPa |  | EU\Inbox\Combinations\Folder..2/..3\ | 37
119428 | R2015-1-S1+LR230A | R2015-1-S1+LR230A |  | R2015-1-S1 | + | LR230A | Standard actuator | 1 | Scenario 2 |  | PPK¦SelectPro¦VDI3805¦Internet_EU |  |  | R2015-1-S1+LR230A | Characterised control valve | 1400 kPa | 350 kPa |  | EU\Inbox\Combinations\Folder..2/..3\ | 35
119448 | R2020-6P3-S2+LR230A | R2020-6P3-S2+LR230A |  | R2020-6P3-S2 | + | LR230A | Standard actuator | 1 | Scenario 2 | 0 | PPK¦SelectPro¦VDI3805¦Internet_EU |  |  | R2020-6P3-S2+LR230A | Characterised control valve | 1400 kPa | 350 kPa |  | EU\Inbox\Combinations\Folder..2/..3\ | 38
119438 | R2015-P25-S1+LR230A | R2015-P25-S1+LR230A |  | R2015-P25-S1 | + | LR230A | Standard actuator | 1 | Scenario 2 |  | PPK¦SelectPro¦VDI3805¦Internet_EU |  |  | R2015-P25-S1+LR230A | Characterised control valve | 1400 kPa | 350 kPa |  | EU\Inbox\Combinations\Folder..2/..3\ | 35
119418 | R7015RP63-B1+LR24A-MP | R7015RP63-B1+LR24A-MP |  | R7015RP63-B1 | + | LR24A-MP | Communicative actuator | 0 | Scenario 2 |  | PPK¦SelectPro¦VDI3805¦Internet_EU |  |  | R7015RP63-B1+LR24A-MP | Characterised control valve | 600 kPa | 100 kPa |  | EU\Inbox\Combinations\Folder..6/..7\ | 34
119459 | R2025-6P3-S2/LR230A | R2025-6P3-S2/LR230A |  | R2025-6P3-S2 | / | LR230A | Standard actuator | 1 | Scenario 2 | 0 | PPK¦SelectPro¦VDI3805¦Internet_EU |  |  | R2025-6P3-S2/LR230A | Characterised control valve | 1400 kPa | 350 kPa |  | EU\Inbox\Combinations\Folder..2/..3\ | 37
119429 | R2015-1-S1/LR230A | R2015-1-S1/LR230A |  | R2015-1-S1 | / | LR230A | Standard actuator | 1 | Scenario 2 |  | PPK¦SelectPro¦VDI3805¦Internet_EU |  |  | R2015-1-S1/LR230A | Characterised control valve | 1400 kPa | 350 kPa |  | EU\Inbox\Combinations\Folder..2/..3\ | 35
119449 | R2020-6P3-S2/LR230A | R2020-6P3-S2/LR230A |  | R2020-6P3-S2 | / | LR230A | Standard actuator | 1 | Scenario 2 | 0 | PPK¦SelectPro¦VDI3805¦Internet_EU |  |  | R2020-6P3-S2/LR230A | Characterised control valve | 1400 kPa | 350 kPa |  | EU\Inbox\Combinations\Folder..2/..3\ | 37
119439 | R2015-P25-S1/LR230A | R2015-P25-S1/LR230A |  | R2015-P25-S1 | / | LR230A | Standard actuator | 1 | Scenario 2 |  | PPK¦SelectPro¦VDI3805¦Internet_EU |  |  | R2015-P25-S1/LR230A | Characterised control valve | 1400 kPa | 350 kPa |  | EU\Inbox\Combinations\Folder..2/..3\ | 35
119419 | R7015RP63-B1/LR24A-MP | R7015RP63-B1/LR24A-MP |  | R7015RP63-B1 | / | LR24A-MP | Communicative actuator | 0 | Scenario 2 |  | PPK¦SelectPro¦VDI3805¦Internet_EU |  |  | R7015RP63-B1/LR24A-MP | Characterised control valve | 600 kPa | 100 kPa |  | EU\Inbox\Combinations\Folder..6/..7\ | 34
119460 | R2025-S2+LR230A | R2025-S2+LR230A |  | R2025-S2 | + | LR230A | Standard actuator | 1 | Scenario 1 |  | PPK¦SelectPro¦VDI3805¦Internet_EU |  |  | R2025-S2+LR230A | Open-close ball valve | 1400 kPa | 1000 kPa |  | EU\Inbox\Combinations\Folder..2/..3\ | 35
119410 | R7015R1P6-B1+LR24A-MP | R7015R1P6-B1+LR24A-MP |  | R7015R1P6-B1 | + | LR24A-MP | Communicative actuator | 0 | Scenario 2 |  | PPK¦SelectPro¦VDI3805¦Internet_EU |  |  | R7015R1P6-B1+LR24A-MP | Characterised control valve | 600 kPa | 100 kPa |  | EU\Inbox\Combinations\Folder..6/..7\ | 34
119430 | R2015-1P6-S1+LR230A | R2015-1P6-S1+LR230A |  | R2015-1P6-S1 | + | LR230A | Standard actuator | 1 | Scenario 2 |  | PPK¦SelectPro¦VDI3805¦Internet_EU |  |  | R2015-1P6-S1+LR230A | Characterised control valve | 1400 kPa | 350 kPa |  | EU\Inbox\Combinations\Folder..2/..3\ | 35
119450 | R2020-8P6-S2+LR230A | R2020-8P6-S2+LR230A |  | R2020-8P6-S2 | + | LR230A | Standard actuator | 1 | Scenario 2 |  | PPK¦SelectPro¦VDI3805¦Internet_EU |  |  | R2020-8P6-S2+LR230A | Characterised control valve | 1400 kPa | 350 kPa |  | EU\Inbox\Combinations\Folder..2/..3\ | 35
119440 | R2015-P4-S1+LR230A | R2015-P4-S1+LR230A |  | R2015-P4-S1 | + | LR230A | Standard actuator | 1 | Scenario 2 |  | PPK¦SelectPro¦VDI3805¦Internet_EU |  |  | R2015-P4-S1+LR230A | Characterised control valve | 1400 kPa | 350 kPa |  | EU\Inbox\Combinations\Folder..2/..3\ | 35
119461 | R2025-S2/LR230A | R2025-S2/LR230A |  | R2025-S2 | / | LR230A | Standard actuator | 1 | Scenario 1 |  | PPK¦SelectPro¦VDI3805¦Internet_EU |  |  | R2025-S2/LR230A | Open-close ball valve | 1400 kPa | 1000 kPa |  | EU\Inbox\Combinations\Folder..2/..3\ | 35
119411 | R7015R1P6-B1/LR24A-MP | R7015R1P6-B1/LR24A-MP |  | R7015R1P6-B1 | / | LR24A-MP | Communicative actuator | 0 | Scenario 2 |  | PPK¦SelectPro¦VDI3805¦Internet_EU |  |  | R7015R1P6-B1/LR24A-MP | Characterised control valve | 600 kPa | 100 kPa |  | EU\Inbox\Combinations\Folder..6/..7\ | 34
119431 | R2015-1P6-S1/LR230A | R2015-1P6-S1/LR230A |  | R2015-1P6-S1 | / | LR230A | Standard actuator | 1 | Scenario 2 |  | PPK¦SelectPro¦VDI3805¦Internet_EU |  |  | R2015-1P6-S1/LR230A | Characterised control valve | 1400 kPa | 350 kPa |  | EU\Inbox\Combinations\Folder..2/..3\ | 35
119451 | R2020-8P6-S2/LR230A | R2020-8P6-S2/LR230A |  | R2020-8P6-S2 | / | LR230A | Standard actuator | 1 | Scenario 2 |  | PPK¦SelectPro¦VDI3805¦Internet_EU |  |  | R2020-8P6-S2/LR230A | Characterised control valve | 1400 kPa | 350 kPa |  | EU\Inbox\Combinations\Folder..2/..3\ | 35
119441 | R2015-P4-S1/LR230A | R2015-P4-S1/LR230A |  | R2015-P4-S1 | / | LR230A | Standard actuator | 1 | Scenario 2 |  | PPK¦SelectPro¦VDI3805¦Internet_EU |  |  | R2015-P4-S1/LR230A | Characterised control valve | 1400 kPa | 350 kPa |  | EU\Inbox\Combinations\Folder..2/..3\ | 35
119532 | R7025R10-B2+LR230A | R7025R10-B2+LR230A |  | R7025R10-B2 | + | LR230A | Standard actuator | 1 | Scenario 2 |  | PPK¦SelectPro¦VDI3805¦Internet_EU |  |  | R7025R10-B2+LR230A | Characterised control valve | 600 kPa | 100 kPa |  | EU\Inbox\Combinations\Folder..6/..7\ | 35
119502 | R6015R1P6-B1+LR230A | R6015R1P6-B1+LR230A |  | R6015R1P6-B1 | + | LR230A | Standard actuator | 1 | Scenario 2 |  | PPK¦SelectPro¦VDI3805¦Internet_EU |  |  | R6015R1P6-B1+LR230A | Characterised control valve | 600 kPa | 100 kPa |  | EU\Inbox\Combinations\Folder..6/..7\ | 35
119482 | R3020-6P3-S2+LR230A | R3020-6P3-S2+LR230A |  | R3020-6P3-S2 | + | LR230A | Standard actuator | 1 | Scenario 2 |  | PPK¦SelectPro¦VDI3805¦Internet_EU |  |  | R3020-6P3-S2+LR230A | Characterised control valve | 1400 kPa | 350 kPa |  | EU\Inbox\Combinations\Folder..2/..3\ | 36
119492 | R3025-BL2+LR230A | R3025-BL2+LR230A |  | R3025-BL2 | + | LR230A | Standard actuator | 1 | Scenario 1 |  | PPK¦SelectPro¦VDI3805¦Internet_EU |  |  | R3025-BL2+LR230A | Change-over ball valve | 500 kPa | 350 kPa |  | EU\Inbox\Combinations\Folder..2/..3\ | 37
119512 | R6020R6P3-B1+LR230A | R6020R6P3-B1+LR230A |  | R6020R6P3-B1 | + | LR230A | Standard actuator | 1 | Scenario 2 |  | PPK¦SelectPro¦VDI3805¦Internet_EU |  |  | R6020R6P3-B1+LR230A | Characterised control valve | 600 kPa | 100 kPa |  | EU\Inbox\Combinations\Folder..6/..7\ | 35
119462 | R3015-1-S1+LR230A | R3015-1-S1+LR230A |  | R3015-1-S1 | + | LR230A | Standard actuator | 1 | Scenario 2 |  | PPK¦SelectPro¦VDI3805¦Internet_EU |  |  | R3015-1-S1+LR230A | Characterised control valve | 1400 kPa | 350 kPa |  | EU\Inbox\Combinations\Folder..2/..3\ | 35
119522 | R7015R4-B1+LR230A | R7015R4-B1+LR230A |  | R7015R4-B1 | + | LR230A | Standard actuator | 1 | Scenario 2 |  | PPK¦SelectPro¦VDI3805¦Internet_EU |  |  | R7015R4-B1+LR230A | Characterised control valve | 600 kPa | 100 kPa |  | EU\Inbox\Combinations\Folder..6/..7\ | 35
119472 | R3015-P25-S1+LR230A | R3015-P25-S1+LR230A |  | R3015-P25-S1 | + | LR230A | Standard actuator | 1 | Scenario 2 |  | PPK¦SelectPro¦VDI3805¦Internet_EU |  |  | R3015-P25-S1+LR230A | Characterised control valve | 1400 kPa | 350 kPa |  | EU\Inbox\Combinations\Folder..2/..3\ | 35
119533 | R7025R10-B2/LR230A | R7025R10-B2/LR230A |  | R7025R10-B2 | / | LR230A | Standard actuator | 1 | Scenario 2 |  | PPK¦SelectPro¦VDI3805¦Internet_EU |  |  | R7025R10-B2/LR230A | Characterised control valve | 600 kPa | 100 kPa |  | EU\Inbox\Combinations\Folder..6/..7\ | 35
119483 | R3020-6P3-S2/LR230A | R3020-6P3-S2/LR230A |  | R3020-6P3-S2 | / | LR230A | Standard actuator | 1 | Scenario 2 |  | PPK¦SelectPro¦VDI3805¦Internet_EU |  |  | R3020-6P3-S2/LR230A | Characterised control valve | 1400 kPa | 350 kPa |  | EU\Inbox\Combinations\Folder..2/..3\ | 36
119503 | R6015R1P6-B1/LR230A | R6015R1P6-B1/LR230A |  | R6015R1P6-B1 | / | LR230A | Standard actuator | 1 | Scenario 2 |  | PPK¦SelectPro¦VDI3805¦Internet_EU |  |  | R6015R1P6-B1/LR230A | Characterised control valve | 600 kPa | 100 kPa |  | EU\Inbox\Combinations\Folder..6/..7\ | 35
119463 | R3015-1-S1/LR230A | R3015-1-S1/LR230A |  | R3015-1-S1 | / | LR230A | Standard actuator | 1 | Scenario 2 |  | PPK¦SelectPro¦VDI3805¦Internet_EU |  |  | R3015-1-S1/LR230A | Characterised control valve | 1400 kPa | 350 kPa |  | EU\Inbox\Combinations\Folder..2/..3\ | 35
119493 | R3025-BL2/LR230A | R3025-BL2/LR230A |  | R3025-BL2 | / | LR230A | Standard actuator | 1 | Scenario 1 |  | PPK¦SelectPro¦VDI3805¦Internet_EU |  |  | R3025-BL2/LR230A | Change-over ball valve | 500 kPa | 350 kPa |  | EU\Inbox\Combinations\Folder..2/..3\ | 37
119513 | R6020R6P3-B1/LR230A | R6020R6P3-B1/LR230A |  | R6020R6P3-B1 | / | LR230A | Standard actuator | 1 | Scenario 2 |  | PPK¦SelectPro¦VDI3805¦Internet_EU |  |  | R6020R6P3-B1/LR230A | Characterised control valve | 600 kPa | 100 kPa |  | EU\Inbox\Combinations\Folder..6/..7\ | 35
119523 | R7015R4-B1/LR230A | R7015R4-B1/LR230A |  | R7015R4-B1 | / | LR230A | Standard actuator | 1 | Scenario 2 |  | PPK¦SelectPro¦VDI3805¦Internet_EU |  |  | R7015R4-B1/LR230A | Characterised control valve | 600 kPa | 100 kPa |  | EU\Inbox\Combinations\Folder..6/..7\ | 35
119473 | R3015-P25-S1/LR230A | R3015-P25-S1/LR230A |  | R3015-P25-S1 | / | LR230A | Standard actuator | 1 | Scenario 2 |  | PPK¦SelectPro¦VDI3805¦Internet_EU |  |  | R3015-P25-S1/LR230A | Characterised control valve | 1400 kPa | 350 kPa |  | EU\Inbox\Combinations\Folder..2/..3\ | 35
119534 | R2015-1-S1+LR24A | R2015-1-S1+LR24A |  | R2015-1-S1 | + | LR24A | Standard actuator | 1 | Scenario 2 |  | PPK¦SelectPro¦VDI3805¦Internet_EU |  |  | R2015-1-S1+LR24A | Characterised control valve | 1400 kPa | 350 kPa |  | EU\Inbox\Combinations\Folder..2/..3\ | 35
119484 | R3020-BL2+LR230A | R3020-BL2+LR230A |  | R3020-BL2 | + | LR230A | Standard actuator | 1 | Scenario 1 |  | PPK¦SelectPro¦VDI3805¦Internet_EU |  |  | R3020-BL2+LR230A | Change-over ball valve | 500 kPa | 350 kPa |  | EU\Inbox\Combinations\Folder..2/..3\ | 35
119504 | R6015R2P5-B1+LR230A | R6015R2P5-B1+LR230A |  | R6015R2P5-B1 | + | LR230A | Standard actuator | 1 | Scenario 2 |  | PPK¦SelectPro¦VDI3805¦Internet_EU |  |  | R6015R2P5-B1+LR230A | Characterised control valve | 600 kPa | 100 kPa |  | EU\Inbox\Combinations\Folder..6/..7\ | 35
119464 | R3015-1P6-S1+LR230A | R3015-1P6-S1+LR230A |  | R3015-1P6-S1 | + | LR230A | Standard actuator | 1 | Scenario 2 |  | PPK¦SelectPro¦VDI3805¦Internet_EU |  |  | R3015-1P6-S1+LR230A | Characterised control valve | 1400 kPa | 350 kPa |  | EU\Inbox\Combinations\Folder..2/..3\ | 35
119514 | R6025R-B2+LR230A | R6025R-B2+LR230A |  | R6025R-B2 | + | LR230A | Standard actuator | 1 | Scenario 1 |  | PPK¦SelectPro¦VDI3805¦Internet_EU |  |  | R6025R-B2+LR230A | Open-close ball valve | 600 kPa | 100 kPa |  | EU\Inbox\Combinations\Folder..6/..7\ | 35
119494 | R3025-S2+LR230A | R3025-S2+LR230A |  | R3025-S2 | + | LR230A | Standard actuator | 1 | Scenario 1 |  | PPK¦SelectPro¦VDI3805¦Internet_EU |  |  | R3025-S2+LR230A | Change-over ball valve | 1400 kPa | 1000 kPa |  | EU\Inbox\Combinations\Folder..2/..3\ | 38
119524 | R7015RP63-B1+LR230A | R7015RP63-B1+LR230A |  | R7015RP63-B1 | + | LR230A | Standard actuator | 1 | Scenario 2 |  | PPK¦SelectPro¦VDI3805¦Internet_EU |  |  | R7015RP63-B1+LR230A | Characterised control valve | 600 kPa | 100 kPa |  | EU\Inbox\Combinations\Folder..6/..7\ | 35
119474 | R3015-P4-S1+LR230A | R3015-P4-S1+LR230A |  | R3015-P4-S1 | + | LR230A | Standard actuator | 1 | Scenario 2 |  | PPK¦SelectPro¦VDI3805¦Internet_EU |  |  | R3015-P4-S1+LR230A | Characterised control valve | 1400 kPa | 350 kPa |  | EU\Inbox\Combinations\Folder..2/..3\ | 35
119535 | R2015-1-S1/LR24A | R2015-1-S1/LR24A |  | R2015-1-S1 | / | LR24A | Standard actuator | 1 | Scenario 2 |  | PPK¦SelectPro¦VDI3805¦Internet_EU |  |  | R2015-1-S1/LR24A | Characterised control valve | 1400 kPa | 350 kPa |  | EU\Inbox\Combinations\Folder..2/..3\ | 35
119485 | R3020-BL2/LR230A | R3020-BL2/LR230A |  | R3020-BL2 | / | LR230A | Standard actuator | 1 | Scenario 1 |  | PPK¦SelectPro¦VDI3805¦Internet_EU |  |  | R3020-BL2/LR230A | Change-over ball valve | 500 kPa | 350 kPa |  | EU\Inbox\Combinations\Folder..2/..3\ | 35
119505 | R6015R2P5-B1/LR230A | R6015R2P5-B1/LR230A |  | R6015R2P5-B1 | / | LR230A | Standard actuator | 1 | Scenario 2 |  | PPK¦SelectPro¦VDI3805¦Internet_EU |  |  | R6015R2P5-B1/LR230A | Characterised control valve | 600 kPa | 100 kPa |  | EU\Inbox\Combinations\Folder..6/..7\ | 35
119465 | R3015-1P6-S1/LR230A | R3015-1P6-S1/LR230A |  | R3015-1P6-S1 | / | LR230A | Standard actuator | 1 | Scenario 2 |  | PPK¦SelectPro¦VDI3805¦Internet_EU |  |  | R3015-1P6-S1/LR230A | Characterised control valve | 1400 kPa | 350 kPa |  | EU\Inbox\Combinations\Folder..2/..3\ | 35
119495 | R3025-S2/LR230A | R3025-S2/LR230A |  | R3025-S2 | / | LR230A | Standard actuator | 1 | Scenario 1 |  | PPK¦SelectPro¦VDI3805¦Internet_EU |  |  | R3025-S2/LR230A | Change-over ball valve | 1400 kPa | 1000 kPa |  | EU\Inbox\Combinations\Folder..2/..3\ | 38
119515 | R6025R-B2/LR230A | R6025R-B2/LR230A |  | R6025R-B2 | / | LR230A | Standard actuator | 1 | Scenario 1 |  | PPK¦SelectPro¦VDI3805¦Internet_EU |  |  | R6025R-B2/LR230A | Open-close ball valve | 600 kPa | 100 kPa |  | EU\Inbox\Combinations\Folder..6/..7\ | 35
119525 | R7015RP63-B1/LR230A | R7015RP63-B1/LR230A |  | R7015RP63-B1 | / | LR230A | Standard actuator | 1 | Scenario 2 |  | PPK¦SelectPro¦VDI3805¦Internet_EU |  |  | R7015RP63-B1/LR230A | Characterised control valve | 600 kPa | 100 kPa |  | EU\Inbox\Combinations\Folder..6/..7\ | 35
119475 | R3015-P4-S1/LR230A | R3015-P4-S1/LR230A |  | R3015-P4-S1 | / | LR230A | Standard actuator | 1 | Scenario 2 |  | PPK¦SelectPro¦VDI3805¦Internet_EU |  |  | R3015-P4-S1/LR230A | Characterised control valve | 1400 kPa | 350 kPa |  | EU\Inbox\Combinations\Folder..2/..3\ | 35
119536 | R2015-1P6-S1+LR24A | R2015-1P6-S1+LR24A |  | R2015-1P6-S1 | + | LR24A | Standard actuator | 1 | Scenario 2 |  | PPK¦SelectPro¦VDI3805¦Internet_EU |  |  | R2015-1P6-S1+LR24A | Characterised control valve | 1400 kPa | 350 kPa |  | EU\Inbox\Combinations\Folder..2/..3\ | 35
119486 | R3020-S2+LR230A | R3020-S2+LR230A |  | R3020-S2 | + | LR230A | Standard actuator | 1 | Scenario 1 |  | PPK¦SelectPro¦VDI3805¦Internet_EU |  |  | R3020-S2+LR230A | Change-over ball valve | 1400 kPa | 1000 kPa |  | EU\Inbox\Combinations\Folder..2/..3\ | 36
119506 | R6015R4-B1+LR230A | R6015R4-B1+LR230A |  | R6015R4-B1 | + | LR230A | Standard actuator | 1 | Scenario 2 |  | PPK¦SelectPro¦VDI3805¦Internet_EU |  |  | R6015R4-B1+LR230A | Characterised control valve | 600 kPa | 100 kPa |  | EU\Inbox\Combinations\Folder..6/..7\ | 35
119496 | R3032-BL2+LR230A | R3032-BL2+LR230A |  | R3032-BL2 | + | LR230A | Standard actuator | 1 | Scenario 1 |  | PPK¦SelectPro¦VDI3805¦Internet_EU |  |  | R3032-BL2+LR230A | Change-over ball valve | 500 kPa | 350 kPa |  | EU\Inbox\Combinations\Folder..2/..3\ | 37
119466 | R3015-2P5-S1+LR230A | R3015-2P5-S1+LR230A |  | R3015-2P5-S1 | + | LR230A | Standard actuator | 1 | Scenario 2 |  | PPK¦SelectPro¦VDI3805¦Internet_EU |  |  | R3015-2P5-S1+LR230A | Characterised control valve | 1400 kPa | 350 kPa |  | EU\Inbox\Combinations\Folder..2/..3\ | 35
119516 | R6025R10-B2+LR230A | R6025R10-B2+LR230A |  | R6025R10-B2 | + | LR230A | Standard actuator | 1 | Scenario 2 |  | PPK¦SelectPro¦VDI3805¦Internet_EU |  |  | R6025R10-B2+LR230A | Characterised control valve | 600 kPa | 100 kPa |  | EU\Inbox\Combinations\Folder..6/..7\ | 35
119526 | R7020R-B1+LR230A | R7020R-B1+LR230A |  | R7020R-B1 | + | LR230A | Standard actuator | 1 | Scenario 1 |  | PPK¦SelectPro¦VDI3805¦Internet_EU |  |  | R7020R-B1+LR230A | Change-over ball valve | 600 kPa | 100 kPa |  | EU\Inbox\Combinations\Folder..6/..7\ | 35
119476 | R3015-P63-S1+LR230A | R3015-P63-S1+LR230A |  | R3015-P63-S1 | + | LR230A | Standard actuator | 1 | Scenario 2 |  | PPK¦SelectPro¦VDI3805¦Internet_EU |  |  | R3015-P63-S1+LR230A | Characterised control valve | 1400 kPa | 350 kPa |  | EU\Inbox\Combinations\Folder..2/..3\ | 35
119537 | R2015-1P6-S1/LR24A | R2015-1P6-S1/LR24A |  | R2015-1P6-S1 | / | LR24A | Standard actuator | 1 | Scenario 2 |  | PPK¦SelectPro¦VDI3805¦Internet_EU |  |  | R2015-1P6-S1/LR24A | Characterised control valve | 1400 kPa | 350 kPa |  | EU\Inbox\Combinations\Folder..2/..3\ | 35
119487 | R3020-S2/LR230A | R3020-S2/LR230A |  | R3020-S2 | / | LR230A | Standard actuator | 1 | Scenario 1 |  | PPK¦SelectPro¦VDI3805¦Internet_EU |  |  | R3020-S2/LR230A | Change-over ball valve | 1400 kPa | 1000 kPa |  | EU\Inbox\Combinations\Folder..2/..3\ | 36
119507 | R6015R4-B1/LR230A | R6015R4-B1/LR230A |  | R6015R4-B1 | / | LR230A | Standard actuator | 1 | Scenario 2 |  | PPK¦SelectPro¦VDI3805¦Internet_EU |  |  | R6015R4-B1/LR230A | Characterised control valve | 600 kPa | 100 kPa |  | EU\Inbox\Combinations\Folder..6/..7\ | 35
119467 | R3015-2P5-S1/LR230A | R3015-2P5-S1/LR230A |  | R3015-2P5-S1 | / | LR230A | Standard actuator | 1 | Scenario 2 |  | PPK¦SelectPro¦VDI3805¦Internet_EU |  |  | R3015-2P5-S1/LR230A | Characterised control valve | 1400 kPa | 350 kPa |  | EU\Inbox\Combinations\Folder..2/..3\ | 35
119497 | R3032-BL2/LR230A | R3032-BL2/LR230A |  | R3032-BL2 | / | LR230A | Standard actuator | 1 | Scenario 1 |  | PPK¦SelectPro¦VDI3805¦Internet_EU |  |  | R3032-BL2/LR230A | Change-over ball valve | 500 kPa | 350 kPa |  | EU\Inbox\Combinations\Folder..2/..3\ | 37
119517 | R6025R10-B2/LR230A | R6025R10-B2/LR230A |  | R6025R10-B2 | / | LR230A | Standard actuator | 1 | Scenario 2 |  | PPK¦SelectPro¦VDI3805¦Internet_EU |  |  | R6025R10-B2/LR230A | Characterised control valve | 600 kPa | 100 kPa |  | EU\Inbox\Combinations\Folder..6/..7\ | 35
119538 | R2015-2P5-S1+LR24A | R2015-2P5-S1+LR24A |  | R2015-2P5-S1 | + | LR24A | Standard actuator | 1 | Scenario 2 |  | PPK¦SelectPro¦VDI3805¦Internet_EU |  |  | R2015-2P5-S1+LR24A | Characterised control valve | 1400 kPa | 350 kPa |  | EU\Inbox\Combinations\Folder..2/..3\ | 35
119477 | R3015-P63-S1/LR230A | R3015-P63-S1/LR230A |  | R3015-P63-S1 | / | LR230A | Standard actuator | 1 | Scenario 2 |  | PPK¦SelectPro¦VDI3805¦Internet_EU |  |  | R3015-P63-S1/LR230A | Characterised control valve | 1400 kPa | 350 kPa |  | EU\Inbox\Combinations\Folder..2/..3\ | 35
119527 | R7020R-B1/LR230A | R7020R-B1/LR230A |  | R7020R-B1 | / | LR230A | Standard actuator | 1 | Scenario 1 |  | PPK¦SelectPro¦VDI3805¦Internet_EU |  |  | R7020R-B1/LR230A | Change-over ball valve | 600 kPa | 100 kPa |  | EU\Inbox\Combinations\Folder..6/..7\ | 35
119488 | R3025-10-S2+LR230A | R3025-10-S2+LR230A |  | R3025-10-S2 | + | LR230A | Standard actuator | 1 | Scenario 2 |  | PPK¦SelectPro¦VDI3805¦Internet_EU |  |  | R3025-10-S2+LR230A | Characterised control valve | 1400 kPa | 350 kPa |  | EU\Inbox\Combinations\Folder..2/..3\ | 36
119508 | R6015RP63-B1+LR230A | R6015RP63-B1+LR230A |  | R6015RP63-B1 | + | LR230A | Standard actuator | 1 | Scenario 2 |  | PPK¦SelectPro¦VDI3805¦Internet_EU |  |  | R6015RP63-B1+LR230A | Characterised control valve | 600 kPa | 100 kPa |  | EU\Inbox\Combinations\Folder..6/..7\ | 35
119468 | R3015-4-S1+LR230A | R3015-4-S1+LR230A |  | R3015-4-S1 | + | LR230A | Standard actuator | 1 | Scenario 2 |  | PPK¦SelectPro¦VDI3805¦Internet_EU |  |  | R3015-4-S1+LR230A | Characterised control valve | 1400 kPa | 350 kPa |  | EU\Inbox\Combinations\Folder..2/..3\ | 35
119498 | R6015R-B1+LR230A | R6015R-B1+LR230A |  | R6015R-B1 | + | LR230A | Standard actuator | 1 | Scenario 1 |  | PPK¦SelectPro¦VDI3805¦Internet_EU |  |  | R6015R-B1+LR230A | Open-close ball valve | 600 kPa | 100 kPa |  | EU\Inbox\Combinations\Folder..6/..7\ | 35
119518 | R7015R-B1+LR230A | R7015R-B1+LR230A |  | R7015R-B1 | + | LR230A | Standard actuator | 1 | Scenario 1 |  | PPK¦SelectPro¦VDI3805¦Internet_EU |  |  | R7015R-B1+LR230A | Change-over ball valve | 600 kPa | 100 kPa |  | EU\Inbox\Combinations\Folder..6/..7\ | 35
119539 | R2015-2P5-S1/LR24A | R2015-2P5-S1/LR24A |  | R2015-2P5-S1 | / | LR24A | Standard actuator | 1 | Scenario 2 |  | PPK¦SelectPro¦VDI3805¦Internet_EU |  |  | R2015-2P5-S1/LR24A | Characterised control valve | 1400 kPa | 350 kPa |  | EU\Inbox\Combinations\Folder..2/..3\ | 35
119478 | R3015-S1+LR230A | R3015-S1+LR230A |  | R3015-S1 | + | LR230A | Standard actuator | 1 | Scenario 1 |  | PPK¦SelectPro¦VDI3805¦Internet_EU |  |  | R3015-S1+LR230A | Change-over ball valve | 1400 kPa | 1000 kPa |  | EU\Inbox\Combinations\Folder..2/..3\ | 36
119528 | R7020R6P3-B1+LR230A | R7020R6P3-B1+LR230A |  | R7020R6P3-B1 | + | LR230A | Standard actuator | 1 | Scenario 2 |  | PPK¦SelectPro¦VDI3805¦Internet_EU |  |  | R7020R6P3-B1+LR230A | Characterised control valve | 600 kPa | 100 kPa |  | EU\Inbox\Combinations\Folder..6/..7\ | 35
119489 | R3025-10-S2/LR230A | R3025-10-S2/LR230A |  | R3025-10-S2 | / | LR230A | Standard actuator | 1 | Scenario 2 |  | PPK¦SelectPro¦VDI3805¦Internet_EU |  |  | R3025-10-S2/LR230A | Characterised control valve | 1400 kPa | 350 kPa |  | EU\Inbox\Combinations\Folder..2/..3\ | 36
119509 | R6015RP63-B1/LR230A | R6015RP63-B1/LR230A |  | R6015RP63-B1 | / | LR230A | Standard actuator | 1 | Scenario 2 |  | PPK¦SelectPro¦VDI3805¦Internet_EU |  |  | R6015RP63-B1/LR230A | Characterised control valve | 600 kPa | 100 kPa |  | EU\Inbox\Combinations\Folder..6/..7\ | 35
119469 | R3015-4-S1/LR230A | R3015-4-S1/LR230A |  | R3015-4-S1 | / | LR230A | Standard actuator | 1 | Scenario 2 |  | PPK¦SelectPro¦VDI3805¦Internet_EU |  |  | R3015-4-S1/LR230A | Characterised control valve | 1400 kPa | 350 kPa |  | EU\Inbox\Combinations\Folder..2/..3\ | 35
119499 | R6015R-B1/LR230A | R6015R-B1/LR230A |  | R6015R-B1 | / | LR230A | Standard actuator | 1 | Scenario 1 |  | PPK¦SelectPro¦VDI3805¦Internet_EU |  |  | R6015R-B1/LR230A | Open-close ball valve | 600 kPa | 100 kPa |  | EU\Inbox\Combinations\Folder..6/..7\ | 35
119540 | R2015-4-S1+LR24A | R2015-4-S1+LR24A |  | R2015-4-S1 | + | LR24A | Standard actuator | 1 | Scenario 2 |  | PPK¦SelectPro¦VDI3805¦Internet_EU |  |  | R2015-4-S1+LR24A | Characterised control valve | 1400 kPa | 350 kPa |  | EU\Inbox\Combinations\Folder..2/..3\ | 36
119519 | R7015R-B1/LR230A | R7015R-B1/LR230A |  | R7015R-B1 | / | LR230A | Standard actuator | 1 | Scenario 1 |  | PPK¦SelectPro¦VDI3805¦Internet_EU |  |  | R7015R-B1/LR230A | Change-over ball valve | 600 kPa | 100 kPa |  | EU\Inbox\Combinations\Folder..6/..7\ | 35
119479 | R3015-S1/LR230A | R3015-S1/LR230A |  | R3015-S1 | / | LR230A | Standard actuator | 1 | Scenario 1 |  | PPK¦SelectPro¦VDI3805¦Internet_EU |  |  | R3015-S1/LR230A | Change-over ball valve | 1400 kPa | 1000 kPa |  | EU\Inbox\Combinations\Folder..2/..3\ | 36
119529 | R7020R6P3-B1/LR230A | R7020R6P3-B1/LR230A |  | R7020R6P3-B1 | / | LR230A | Standard actuator | 1 | Scenario 2 |  | PPK¦SelectPro¦VDI3805¦Internet_EU |  |  | R7020R6P3-B1/LR230A | Characterised control valve | 600 kPa | 100 kPa |  | EU\Inbox\Combinations\Folder..6/..7\ | 35
119490 | R3025-6P3-S2+LR230A | R3025-6P3-S2+LR230A |  | R3025-6P3-S2 | + | LR230A | Standard actuator | 1 | Scenario 2 |  | PPK¦SelectPro¦VDI3805¦Internet_EU |  |  | R3025-6P3-S2+LR230A | Characterised control valve | 1400 kPa | 350 kPa |  | EU\Inbox\Combinations\Folder..2/..3\ | 39
119510 | R6020R-B1+LR230A | R6020R-B1+LR230A |  | R6020R-B1 | + | LR230A | Standard actuator | 1 | Scenario 1 |  | PPK¦SelectPro¦VDI3805¦Internet_EU |  |  | R6020R-B1+LR230A | Open-close ball valve | 600 kPa | 100 kPa |  | EU\Inbox\Combinations\Folder..6/..7\ | 35
119470 | R3015-BL1+LR230A | R3015-BL1+LR230A |  | R3015-BL1 | + | LR230A | Standard actuator | 1 | Scenario 1 |  | PPK¦SelectPro¦VDI3805¦Internet_EU |  |  | R3015-BL1+LR230A | Change-over ball valve | 500 kPa | 350 kPa |  | EU\Inbox\Combinations\Folder..2/..3\ | 35
119541 | R2015-4-S1/LR24A | R2015-4-S1/LR24A |  | R2015-4-S1 | / | LR24A | Standard actuator | 1 | Scenario 2 |  | PPK¦SelectPro¦VDI3805¦Internet_EU |  |  | R2015-4-S1/LR24A | Characterised control valve | 1400 kPa | 350 kPa |  | EU\Inbox\Combinations\Folder..2/..3\ | 36
119500 | R6015R1-B1+LR230A | R6015R1-B1+LR230A |  | R6015R1-B1 | + | LR230A | Standard actuator | 1 | Scenario 2 |  | PPK¦SelectPro¦VDI3805¦Internet_EU |  |  | R6015R1-B1+LR230A | Characterised control valve | 600 kPa | 100 kPa |  | EU\Inbox\Combinations\Folder..6/..7\ | 35
119520 | R7015R1P6-B1+LR230A | R7015R1P6-B1+LR230A |  | R7015R1P6-B1 | + | LR230A | Standard actuator | 1 | Scenario 2 |  | PPK¦SelectPro¦VDI3805¦Internet_EU |  |  | R7015R1P6-B1+LR230A | Characterised control valve | 600 kPa | 100 kPa |  | EU\Inbox\Combinations\Folder..6/..7\ | 35
119480 | R3020-4-S2+LR230A | R3020-4-S2+LR230A |  | R3020-4-S2 | + | LR230A | Standard actuator | 1 | Scenario 2 |  | PPK¦SelectPro¦VDI3805¦Internet_EU |  |  | R3020-4-S2+LR230A | Characterised control valve | 1400 kPa | 350 kPa |  | EU\Inbox\Combinations\Folder..2/..3\ | 35
119530 | R7025R-B2+LR230A | R7025R-B2+LR230A |  | R7025R-B2 | + | LR230A | Standard actuator | 1 | Scenario 1 |  | PPK¦SelectPro¦VDI3805¦Internet_EU |  |  | R7025R-B2+LR230A | Change-over ball valve | 600 kPa | 100 kPa |  | EU\Inbox\Combinations\Folder..6/..7\ | 35
119491 | R3025-6P3-S2/LR230A | R3025-6P3-S2/LR230A |  | R3025-6P3-S2 | / | LR230A | Standard actuator | 1 | Scenario 2 |  | PPK¦SelectPro¦VDI3805¦Internet_EU |  |  | R3025-6P3-S2/LR230A | Characterised control valve | 1400 kPa | 350 kPa |  | EU\Inbox\Combinations\Folder..2/..3\ | 39
119511 | R6020R-B1/LR230A | R6020R-B1/LR230A |  | R6020R-B1 | / | LR230A | Standard actuator | 1 | Scenario 1 |  | PPK¦SelectPro¦VDI3805¦Internet_EU |  |  | R6020R-B1/LR230A | Open-close ball valve | 600 kPa | 100 kPa |  | EU\Inbox\Combinations\Folder..6/..7\ | 35
119471 | R3015-BL1/LR230A | R3015-BL1/LR230A |  | R3015-BL1 | / | LR230A | Standard actuator | 1 | Scenario 1 |  | PPK¦SelectPro¦VDI3805¦Internet_EU |  |  | R3015-BL1/LR230A | Change-over ball valve | 500 kPa | 350 kPa |  | EU\Inbox\Combinations\Folder..2/..3\ | 35
119501 | R6015R1-B1/LR230A | R6015R1-B1/LR230A |  | R6015R1-B1 | / | LR230A | Standard actuator | 1 | Scenario 2 |  | PPK¦SelectPro¦VDI3805¦Internet_EU |  |  | R6015R1-B1/LR230A | Characterised control valve | 600 kPa | 100 kPa |  | EU\Inbox\Combinations\Folder..6/..7\ | 35
119521 | R7015R1P6-B1/LR230A | R7015R1P6-B1/LR230A |  | R7015R1P6-B1 | / | LR230A | Standard actuator | 1 | Scenario 2 |  | PPK¦SelectPro¦VDI3805¦Internet_EU |  |  | R7015R1P6-B1/LR230A | Characterised control valve | 600 kPa | 100 kPa |  | EU\Inbox\Combinations\Folder..6/..7\ | 35
119481 | R3020-4-S2/LR230A | R3020-4-S2/LR230A |  | R3020-4-S2 | / | LR230A | Standard actuator | 1 | Scenario 2 |  | PPK¦SelectPro¦VDI3805¦Internet_EU |  |  | R3020-4-S2/LR230A | Characterised control valve | 1400 kPa | 350 kPa |  | EU\Inbox\Combinations\Folder..2/..3\ | 35
119531 | R7025R-B2/LR230A | R7025R-B2/LR230A |  | R7025R-B2 | / | LR230A | Standard actuator | 1 | Scenario 1 |  | PPK¦SelectPro¦VDI3805¦Internet_EU |  |  | R7025R-B2/LR230A | Change-over ball valve | 600 kPa | 100 kPa |  | EU\Inbox\Combinations\Folder..6/..7\ | 35
119542 | R2015-6P3-S1+LR24A | R2015-6P3-S1+LR24A |  | R2015-6P3-S1 | + | LR24A | Standard actuator | 1 | Scenario 2 | 0 | PPK¦SelectPro¦VDI3805¦Internet_EU |  |  | R2015-6P3-S1+LR24A | Characterised control valve | 1400 kPa | 350 kPa |  | EU\Inbox\Combinations\Folder..2/..3\ | 37
119552 | R2020-4-S2+LR24A | R2020-4-S2+LR24A |  | R2020-4-S2 | + | LR24A | Standard actuator | 1 | Scenario 2 |  | PPK¦SelectPro¦VDI3805¦Internet_EU |  |  | R2020-4-S2+LR24A | Characterised control valve | 1400 kPa | 350 kPa |  | EU\Inbox\Combinations\Folder..2/..3\ | 36
119543 | R2015-6P3-S1/LR24A | R2015-6P3-S1/LR24A |  | R2015-6P3-S1 | / | LR24A | Standard actuator | 1 | Scenario 2 | 0 | PPK¦SelectPro¦VDI3805¦Internet_EU |  |  | R2015-6P3-S1/LR24A | Characterised control valve | 1400 kPa | 350 kPa |  | EU\Inbox\Combinations\Folder..2/..3\ | 37
119553 | R2020-4-S2/LR24A | R2020-4-S2/LR24A |  | R2020-4-S2 | / | LR24A | Standard actuator | 1 | Scenario 2 |  | PPK¦SelectPro¦VDI3805¦Internet_EU |  |  | R2020-4-S2/LR24A | Characterised control valve | 1400 kPa | 350 kPa |  | EU\Inbox\Combinations\Folder..2/..3\ | 36
119544 | R2015-P25-S1+LR24A | R2015-P25-S1+LR24A |  | R2015-P25-S1 | + | LR24A | Standard actuator | 1 | Scenario 2 |  | PPK¦SelectPro¦VDI3805¦Internet_EU |  |  | R2015-P25-S1+LR24A | Characterised control valve | 1400 kPa | 350 kPa |  | EU\Inbox\Combinations\Folder..2/..3\ | 35
119554 | R2020-6P3-S2+LR24A | R2020-6P3-S2+LR24A |  | R2020-6P3-S2 | + | LR24A | Standard actuator | 1 | Scenario 2 | 0 | PPK¦SelectPro¦VDI3805¦Internet_EU |  |  | R2020-6P3-S2+LR24A | Characterised control valve | 1400 kPa | 350 kPa |  | EU\Inbox\Combinations\Folder..2/..3\ | 39
119545 | R2015-P25-S1/LR24A | R2015-P25-S1/LR24A |  | R2015-P25-S1 | / | LR24A | Standard actuator | 1 | Scenario 2 |  | PPK¦SelectPro¦VDI3805¦Internet_EU |  |  | R2015-P25-S1/LR24A | Characterised control valve | 1400 kPa | 350 kPa |  | EU\Inbox\Combinations\Folder..2/..3\ | 35
119555 | R2020-6P3-S2/LR24A | R2020-6P3-S2/LR24A |  | R2020-6P3-S2 | / | LR24A | Standard actuator | 1 | Scenario 2 | 0 | PPK¦SelectPro¦VDI3805¦Internet_EU |  |  | R2020-6P3-S2/LR24A | Characterised control valve | 1400 kPa | 350 kPa |  | EU\Inbox\Combinations\Folder..2/..3\ | 39
119546 | R2015-P4-S1+LR24A | R2015-P4-S1+LR24A |  | R2015-P4-S1 | + | LR24A | Standard actuator | 1 | Scenario 2 |  | PPK¦SelectPro¦VDI3805¦Internet_EU |  |  | R2015-P4-S1+LR24A | Characterised control valve | 1400 kPa | 350 kPa |  | EU\Inbox\Combinations\Folder..2/..3\ | 35
119556 | R2020-8P6-S2+LR24A | R2020-8P6-S2+LR24A |  | R2020-8P6-S2 | + | LR24A | Standard actuator | 1 | Scenario 2 |  | PPK¦SelectPro¦VDI3805¦Internet_EU |  |  | R2020-8P6-S2+LR24A | Characterised control valve | 1400 kPa | 350 kPa |  | EU\Inbox\Combinations\Folder..2/..3\ | 36
119547 | R2015-P4-S1/LR24A | R2015-P4-S1/LR24A |  | R2015-P4-S1 | / | LR24A | Standard actuator | 1 | Scenario 2 |  | PPK¦SelectPro¦VDI3805¦Internet_EU |  |  | R2015-P4-S1/LR24A | Characterised control valve | 1400 kPa | 350 kPa |  | EU\Inbox\Combinations\Folder..2/..3\ | 35
119557 | R2020-8P6-S2/LR24A | R2020-8P6-S2/LR24A |  | R2020-8P6-S2 | / | LR24A | Standard actuator | 1 | Scenario 2 |  | PPK¦SelectPro¦VDI3805¦Internet_EU |  |  | R2020-8P6-S2/LR24A | Characterised control valve | 1400 kPa | 350 kPa |  | EU\Inbox\Combinations\Folder..2/..3\ | 36
119548 | R2015-P63-S1+LR24A | R2015-P63-S1+LR24A |  | R2015-P63-S1 | + | LR24A | Standard actuator | 1 | Scenario 2 |  | PPK¦SelectPro¦VDI3805¦Internet_EU |  |  | R2015-P63-S1+LR24A | Characterised control valve | 1400 kPa | 350 kPa |  | EU\Inbox\Combinations\Folder..2/..3\ | 35
119558 | R2020-S2+LR24A | R2020-S2+LR24A |  | R2020-S2 | + | LR24A | Standard actuator | 1 | Scenario 1 |  | PPK¦SelectPro¦VDI3805¦Internet_EU |  |  | R2020-S2+LR24A | Open-close ball valve | 1400 kPa | 1000 kPa |  | EU\Inbox\Combinations\Folder..2/..3\ | 37
119549 | R2015-P63-S1/LR24A | R2015-P63-S1/LR24A |  | R2015-P63-S1 | / | LR24A | Standard actuator | 1 | Scenario 2 |  | PPK¦SelectPro¦VDI3805¦Internet_EU |  |  | R2015-P63-S1/LR24A | Characterised control valve | 1400 kPa | 350 kPa |  | EU\Inbox\Combinations\Folder..2/..3\ | 35
119559 | R2020-S2/LR24A | R2020-S2/LR24A |  | R2020-S2 | / | LR24A | Standard actuator | 1 | Scenario 1 |  | PPK¦SelectPro¦VDI3805¦Internet_EU |  |  | R2020-S2/LR24A | Open-close ball valve | 1400 kPa | 1000 kPa |  | EU\Inbox\Combinations\Folder..2/..3\ | 37
119550 | R2015-S1+LR24A | R2015-S1+LR24A |  | R2015-S1 | + | LR24A | Standard actuator | 1 | Scenario 1 |  | PPK¦SelectPro¦VDI3805¦Internet_EU |  |  | R2015-S1+LR24A | Open-close ball valve | 1400 kPa | 1000 kPa |  | EU\Inbox\Combinations\Folder..2/..3\ | 36
119560 | R2025-10-S2+LR24A | R2025-10-S2+LR24A |  | R2025-10-S2 | + | LR24A | Standard actuator | 1 | Scenario 2 |  | PPK¦SelectPro¦VDI3805¦Internet_EU |  |  | R2025-10-S2+LR24A | Characterised control valve | 1400 kPa | 350 kPa |  | EU\Inbox\Combinations\Folder..2/..3\ | 37
119551 | R2015-S1/LR24A | R2015-S1/LR24A |  | R2015-S1 | / | LR24A | Standard actuator | 1 | Scenario 1 |  | PPK¦SelectPro¦VDI3805¦Internet_EU |  |  | R2015-S1/LR24A | Open-close ball valve | 1400 kPa | 1000 kPa |  | EU\Inbox\Combinations\Folder..2/..3\ | 36
119561 | R2025-10-S2/LR24A | R2025-10-S2/LR24A |  | R2025-10-S2 | / | LR24A | Standard actuator | 1 | Scenario 2 |  | PPK¦SelectPro¦VDI3805¦Internet_EU |  |  | R2025-10-S2/LR24A | Characterised control valve | 1400 kPa | 350 kPa |  | EU\Inbox\Combinations\Folder..2/..3\ | 37
119712 | R3015-BL1+LR24A | R3015-BL1+LR24A |  | R3015-BL1 | + | LR24A | Standard actuator | 1 | Scenario 1 |  | PPK¦SelectPro¦VDI3805¦Internet_EU |  |  | R3015-BL1+LR24A | Change-over ball valve | 500 kPa | 350 kPa |  | EU\Inbox\Combinations\Folder..2/..3\ | 38
119732 | R3025-6P3-S2+LR24A | R3025-6P3-S2+LR24A |  | R3025-6P3-S2 | + | LR24A | Standard actuator | 1 | Scenario 2 |  | PPK¦SelectPro¦VDI3805¦Internet_EU |  |  | R3025-6P3-S2+LR24A | Characterised control valve | 1400 kPa | 350 kPa |  | EU\Inbox\Combinations\Folder..2/..3\ | 39
119702 | R2025-S2+LR24A | R2025-S2+LR24A |  | R2025-S2 | + | LR24A | Standard actuator | 1 | Scenario 1 |  | PPK¦SelectPro¦VDI3805¦Internet_EU |  |  | R2025-S2+LR24A | Open-close ball valve | 1400 kPa | 1000 kPa |  | EU\Inbox\Combinations\Folder..2/..3\ | 38
119642 | R3032-16-S3+NR230A-S | R3032-16-S3+NR230A-S |  | R3032-16-S3 | + | NR230A-S | Standard actuator | 0 | Scenario 2 |  | PPK¦SelectPro¦VDI3805¦Internet_EU |  |  | R3032-16-S3+NR230A-S | Characterised control valve | 1400 kPa | 350 kPa |  | EU\Inbox\Combinations\Folder..2/..3\ | 37
119722 | R3020-4-S2+LR24A | R3020-4-S2+LR24A |  | R3020-4-S2 | + | LR24A | Standard actuator | 1 | Scenario 2 |  | PPK¦SelectPro¦VDI3805¦Internet_EU |  |  | R3020-4-S2+LR24A | Characterised control valve | 1400 kPa | 350 kPa |  | EU\Inbox\Combinations\Folder..2/..3\ | 38
119652 | R3032-16-S3+NR24A-SR | R3032-16-S3+NR24A-SR |  | R3032-16-S3 | + | NR24A-SR | Standard actuator | 1 | Scenario 2 |  | PPK¦SelectPro¦VDI3805¦Internet_EU |  |  | R3032-16-S3+NR24A-SR | Characterised control valve | 1400 kPa | 350 kPa |  | EU\Inbox\Combinations\Folder..2/..3\ | 39
119713 | R3015-BL1/LR24A | R3015-BL1/LR24A |  | R3015-BL1 | / | LR24A | Standard actuator | 1 | Scenario 1 |  | PPK¦SelectPro¦VDI3805¦Internet_EU |  |  | R3015-BL1/LR24A | Change-over ball valve | 500 kPa | 350 kPa |  | EU\Inbox\Combinations\Folder..2/..3\ | 38
119733 | R3025-6P3-S2/LR24A | R3025-6P3-S2/LR24A |  | R3025-6P3-S2 | / | LR24A | Standard actuator | 1 | Scenario 2 |  | PPK¦SelectPro¦VDI3805¦Internet_EU |  |  | R3025-6P3-S2/LR24A | Characterised control valve | 1400 kPa | 350 kPa |  | EU\Inbox\Combinations\Folder..2/..3\ | 39
119703 | R2025-S2/LR24A | R2025-S2/LR24A |  | R2025-S2 | / | LR24A | Standard actuator | 1 | Scenario 1 |  | PPK¦SelectPro¦VDI3805¦Internet_EU |  |  | R2025-S2/LR24A | Open-close ball valve | 1400 kPa | 1000 kPa |  | EU\Inbox\Combinations\Folder..2/..3\ | 38
119643 | R3032-16-S3/NR230A-S | R3032-16-S3/NR230A-S |  | R3032-16-S3 | / | NR230A-S | Standard actuator | 0 | Scenario 2 |  | PPK¦SelectPro¦VDI3805¦Internet_EU |  |  | R3032-16-S3/NR230A-S | Characterised control valve | 1400 kPa | 350 kPa |  | EU\Inbox\Combinations\Folder..2/..3\ | 37
119723 | R3020-4-S2/LR24A | R3020-4-S2/LR24A |  | R3020-4-S2 | / | LR24A | Standard actuator | 1 | Scenario 2 |  | PPK¦SelectPro¦VDI3805¦Internet_EU |  |  | R3020-4-S2/LR24A | Characterised control valve | 1400 kPa | 350 kPa |  | EU\Inbox\Combinations\Folder..2/..3\ | 38
119653 | R3032-16-S3/NR24A-SR | R3032-16-S3/NR24A-SR |  | R3032-16-S3 | / | NR24A-SR | Standard actuator | 1 | Scenario 2 |  | PPK¦SelectPro¦VDI3805¦Internet_EU |  |  | R3032-16-S3/NR24A-SR | Characterised control valve | 1400 kPa | 350 kPa |  | EU\Inbox\Combinations\Folder..2/..3\ | 39
119714 | R3015-P25-S1+LR24A | R3015-P25-S1+LR24A |  | R3015-P25-S1 | + | LR24A | Standard actuator | 1 | Scenario 2 |  | PPK¦SelectPro¦VDI3805¦Internet_EU |  |  | R3015-P25-S1+LR24A | Characterised control valve | 1400 kPa | 350 kPa |  | EU\Inbox\Combinations\Folder..2/..3\ | 38
119734 | R3025-BL2+LR24A | R3025-BL2+LR24A |  | R3025-BL2 | + | LR24A | Standard actuator | 1 | Scenario 1 |  | PPK¦SelectPro¦VDI3805¦Internet_EU |  |  | R3025-BL2+LR24A | Change-over ball valve | 500 kPa | 350 kPa |  | EU\Inbox\Combinations\Folder..2/..3\ | 38
119704 | R3015-1-S1+LR24A | R3015-1-S1+LR24A |  | R3015-1-S1 | + | LR24A | Standard actuator | 1 | Scenario 2 |  | PPK¦SelectPro¦VDI3805¦Internet_EU |  |  | R3015-1-S1+LR24A | Characterised control valve | 1400 kPa | 350 kPa |  | EU\Inbox\Combinations\Folder..2/..3\ | 38
119644 | R3032-16-S3+NR24A | R3032-16-S3+NR24A |  | R3032-16-S3 | + | NR24A | Standard actuator | 1 | Scenario 2 |  | PPK¦SelectPro¦VDI3805¦Internet_EU |  |  | R3032-16-S3+NR24A | Characterised control valve | 1400 kPa | 350 kPa |  | EU\Inbox\Combinations\Folder..2/..3\ | 39
119724 | R3020-6P3-S2+LR24A | R3020-6P3-S2+LR24A |  | R3020-6P3-S2 | + | LR24A | Standard actuator | 1 | Scenario 2 |  | PPK¦SelectPro¦VDI3805¦Internet_EU |  |  | R3020-6P3-S2+LR24A | Characterised control valve | 1400 kPa | 350 kPa |  | EU\Inbox\Combinations\Folder..2/..3\ | 39
119715 | R3015-P25-S1/LR24A | R3015-P25-S1/LR24A |  | R3015-P25-S1 | / | LR24A | Standard actuator | 1 | Scenario 2 |  | PPK¦SelectPro¦VDI3805¦Internet_EU |  |  | R3015-P25-S1/LR24A | Characterised control valve | 1400 kPa | 350 kPa |  | EU\Inbox\Combinations\Folder..2/..3\ | 38
119735 | R3025-BL2/LR24A | R3025-BL2/LR24A |  | R3025-BL2 | / | LR24A | Standard actuator | 1 | Scenario 1 |  | PPK¦SelectPro¦VDI3805¦Internet_EU |  |  | R3025-BL2/LR24A | Change-over ball valve | 500 kPa | 350 kPa |  | EU\Inbox\Combinations\Folder..2/..3\ | 38
119705 | R3015-1-S1/LR24A | R3015-1-S1/LR24A |  | R3015-1-S1 | / | LR24A | Standard actuator | 1 | Scenario 2 |  | PPK¦SelectPro¦VDI3805¦Internet_EU |  |  | R3015-1-S1/LR24A | Characterised control valve | 1400 kPa | 350 kPa |  | EU\Inbox\Combinations\Folder..2/..3\ | 38
119645 | R3032-16-S3/NR24A | R3032-16-S3/NR24A |  | R3032-16-S3 | / | NR24A | Standard actuator | 1 | Scenario 2 |  | PPK¦SelectPro¦VDI3805¦Internet_EU |  |  | R3032-16-S3/NR24A | Characterised control valve | 1400 kPa | 350 kPa |  | EU\Inbox\Combinations\Folder..2/..3\ | 39
119725 | R3020-6P3-S2/LR24A | R3020-6P3-S2/LR24A |  | R3020-6P3-S2 | / | LR24A | Standard actuator | 1 | Scenario 2 |  | PPK¦SelectPro¦VDI3805¦Internet_EU |  |  | R3020-6P3-S2/LR24A | Characterised control valve | 1400 kPa | 350 kPa |  | EU\Inbox\Combinations\Folder..2/..3\ | 39
119716 | R3015-P4-S1+LR24A | R3015-P4-S1+LR24A |  | R3015-P4-S1 | + | LR24A | Standard actuator | 1 | Scenario 2 |  | PPK¦SelectPro¦VDI3805¦Internet_EU |  |  | R3015-P4-S1+LR24A | Characterised control valve | 1400 kPa | 350 kPa |  | EU\Inbox\Combinations\Folder..2/..3\ | 38
119736 | R3025-S2+LR24A | R3025-S2+LR24A |  | R3025-S2 | + | LR24A | Standard actuator | 1 | Scenario 1 |  | PPK¦SelectPro¦VDI3805¦Internet_EU |  |  | R3025-S2+LR24A | Change-over ball valve | 1400 kPa | 1000 kPa |  | EU\Inbox\Combinations\Folder..2/..3\ | 39
119706 | R3015-1P6-S1+LR24A | R3015-1P6-S1+LR24A |  | R3015-1P6-S1 | + | LR24A | Standard actuator | 1 | Scenario 2 |  | PPK¦SelectPro¦VDI3805¦Internet_EU |  |  | R3015-1P6-S1+LR24A | Characterised control valve | 1400 kPa | 350 kPa |  | EU\Inbox\Combinations\Folder..2/..3\ | 38
119726 | R3020-BL2+LR24A | R3020-BL2+LR24A |  | R3020-BL2 | + | LR24A | Standard actuator | 1 | Scenario 1 |  | PPK¦SelectPro¦VDI3805¦Internet_EU |  |  | R3020-BL2+LR24A | Change-over ball valve | 500 kPa | 350 kPa |  | EU\Inbox\Combinations\Folder..2/..3\ | 38
119717 | R3015-P4-S1/LR24A | R3015-P4-S1/LR24A |  | R3015-P4-S1 | / | LR24A | Standard actuator | 1 | Scenario 2 |  | PPK¦SelectPro¦VDI3805¦Internet_EU |  |  | R3015-P4-S1/LR24A | Characterised control valve | 1400 kPa | 350 kPa |  | EU\Inbox\Combinations\Folder..2/..3\ | 38
119656 | R3032-16-S3+NRC24A-SR | R3032-16-S3+NRC24A-SR |  | R3032-16-S3 | + | NRC24A-SR | Fast runner | 1 | Scenario 2 |  | PPK¦SelectPro¦VDI3805¦Internet_EU |  |  | R3032-16-S3+NRC24A-SR | Characterised control valve | 1400 kPa | 350 kPa |  | EU\Inbox\Combinations\Folder..2/..3\ | 38
119737 | R3025-S2/LR24A | R3025-S2/LR24A |  | R3025-S2 | / | LR24A | Standard actuator | 1 | Scenario 1 |  | PPK¦SelectPro¦VDI3805¦Internet_EU |  |  | R3025-S2/LR24A | Change-over ball valve | 1400 kPa | 1000 kPa |  | EU\Inbox\Combinations\Folder..2/..3\ | 39
119707 | R3015-1P6-S1/LR24A | R3015-1P6-S1/LR24A |  | R3015-1P6-S1 | / | LR24A | Standard actuator | 1 | Scenario 2 |  | PPK¦SelectPro¦VDI3805¦Internet_EU |  |  | R3015-1P6-S1/LR24A | Characterised control valve | 1400 kPa | 350 kPa |  | EU\Inbox\Combinations\Folder..2/..3\ | 38
119727 | R3020-BL2/LR24A | R3020-BL2/LR24A |  | R3020-BL2 | / | LR24A | Standard actuator | 1 | Scenario 1 |  | PPK¦SelectPro¦VDI3805¦Internet_EU |  |  | R3020-BL2/LR24A | Change-over ball valve | 500 kPa | 350 kPa |  | EU\Inbox\Combinations\Folder..2/..3\ | 38
119718 | R3015-P63-S1+LR24A | R3015-P63-S1+LR24A |  | R3015-P63-S1 | + | LR24A | Standard actuator | 1 | Scenario 2 |  | PPK¦SelectPro¦VDI3805¦Internet_EU |  |  | R3015-P63-S1+LR24A | Characterised control valve | 1400 kPa | 350 kPa |  | EU\Inbox\Combinations\Folder..2/..3\ | 38
119657 | R3032-16-S3/NRC24A-SR | R3032-16-S3/NRC24A-SR |  | R3032-16-S3 | / | NRC24A-SR | Fast runner | 1 | Scenario 2 |  | PPK¦SelectPro¦VDI3805¦Internet_EU |  |  | R3032-16-S3/NRC24A-SR | Characterised control valve | 1400 kPa | 350 kPa |  | EU\Inbox\Combinations\Folder..2/..3\ | 38
119738 | R3032-BL2+LR24A | R3032-BL2+LR24A |  | R3032-BL2 | + | LR24A | Standard actuator | 1 | Scenario 1 |  | PPK¦SelectPro¦VDI3805¦Internet_EU |  |  | R3032-BL2+LR24A | Change-over ball valve | 500 kPa | 350 kPa |  | EU\Inbox\Combinations\Folder..2/..3\ | 38
119708 | R3015-2P5-S1+LR24A | R3015-2P5-S1+LR24A |  | R3015-2P5-S1 | + | LR24A | Standard actuator | 1 | Scenario 2 |  | PPK¦SelectPro¦VDI3805¦Internet_EU |  |  | R3015-2P5-S1+LR24A | Characterised control valve | 1400 kPa | 350 kPa |  | EU\Inbox\Combinations\Folder..2/..3\ | 38
119648 | R3032-16-S3+NR24A-MP | R3032-16-S3+NR24A-MP |  | R3032-16-S3 | + | NR24A-MP | Communicative actuator | 0 | Scenario 2 |  | PPK¦SelectPro¦VDI3805¦Internet_EU |  |  | R3032-16-S3+NR24A-MP | Characterised control valve | 1400 kPa | 350 kPa |  | EU\Inbox\Combinations\Folder..2/..3\ | 38
119728 | R3020-S2+LR24A | R3020-S2+LR24A |  | R3020-S2 | + | LR24A | Standard actuator | 1 | Scenario 1 |  | PPK¦SelectPro¦VDI3805¦Internet_EU |  |  | R3020-S2+LR24A | Change-over ball valve | 1400 kPa | 1000 kPa |  | EU\Inbox\Combinations\Folder..2/..3\ | 39
119719 | R3015-P63-S1/LR24A | R3015-P63-S1/LR24A |  | R3015-P63-S1 | / | LR24A | Standard actuator | 1 | Scenario 2 |  | PPK¦SelectPro¦VDI3805¦Internet_EU |  |  | R3015-P63-S1/LR24A | Characterised control valve | 1400 kPa | 350 kPa |  | EU\Inbox\Combinations\Folder..2/..3\ | 38
119698 | R2025-16-S2+LR24A | R2025-16-S2+LR24A |  | R2025-16-S2 | + | LR24A | Standard actuator | 1 | Scenario 2 |  | PPK¦SelectPro¦VDI3805¦Internet_EU |  |  | R2025-16-S2+LR24A | Characterised control valve | 1400 kPa | 350 kPa |  | EU\Inbox\Combinations\Folder..2/..3\ | 38
119739 | R3032-BL2/LR24A | R3032-BL2/LR24A |  | R3032-BL2 | / | LR24A | Standard actuator | 1 | Scenario 1 |  | PPK¦SelectPro¦VDI3805¦Internet_EU |  |  | R3032-BL2/LR24A | Change-over ball valve | 500 kPa | 350 kPa |  | EU\Inbox\Combinations\Folder..2/..3\ | 38
119709 | R3015-2P5-S1/LR24A | R3015-2P5-S1/LR24A |  | R3015-2P5-S1 | / | LR24A | Standard actuator | 1 | Scenario 2 |  | PPK¦SelectPro¦VDI3805¦Internet_EU |  |  | R3015-2P5-S1/LR24A | Characterised control valve | 1400 kPa | 350 kPa |  | EU\Inbox\Combinations\Folder..2/..3\ | 38
119649 | R3032-16-S3/NR24A-MP | R3032-16-S3/NR24A-MP |  | R3032-16-S3 | / | NR24A-MP | Communicative actuator | 0 | Scenario 2 |  | PPK¦SelectPro¦VDI3805¦Internet_EU |  |  | R3032-16-S3/NR24A-MP | Characterised control valve | 1400 kPa | 350 kPa |  | EU\Inbox\Combinations\Folder..2/..3\ | 38
119720 | R3015-S1+LR24A | R3015-S1+LR24A |  | R3015-S1 | + | LR24A | Standard actuator | 1 | Scenario 1 |  | PPK¦SelectPro¦VDI3805¦Internet_EU |  |  | R3015-S1+LR24A | Change-over ball valve | 1400 kPa | 1000 kPa |  | EU\Inbox\Combinations\Folder..2/..3\ | 39
119729 | R3020-S2/LR24A | R3020-S2/LR24A |  | R3020-S2 | / | LR24A | Standard actuator | 1 | Scenario 1 |  | PPK¦SelectPro¦VDI3805¦Internet_EU |  |  | R3020-S2/LR24A | Change-over ball valve | 1400 kPa | 1000 kPa |  | EU\Inbox\Combinations\Folder..2/..3\ | 39
119710 | R3015-4-S1+LR24A | R3015-4-S1+LR24A |  | R3015-4-S1 | + | LR24A | Standard actuator | 1 | Scenario 2 |  | PPK¦SelectPro¦VDI3805¦Internet_EU |  |  | R3015-4-S1+LR24A | Characterised control valve | 1400 kPa | 350 kPa |  | EU\Inbox\Combinations\Folder..2/..3\ | 38
119699 | R2025-16-S2/LR24A | R2025-16-S2/LR24A |  | R2025-16-S2 | / | LR24A | Standard actuator | 1 | Scenario 2 |  | PPK¦SelectPro¦VDI3805¦Internet_EU |  |  | R2025-16-S2/LR24A | Characterised control valve | 1400 kPa | 350 kPa |  | EU\Inbox\Combinations\Folder..2/..3\ | 38
119740 | R6015R-B1+LR24A | R6015R-B1+LR24A |  | R6015R-B1 | + | LR24A | Standard actuator | 1 | Scenario 1 |  | PPK¦SelectPro¦VDI3805¦Internet_EU |  |  | R6015R-B1+LR24A | Open-close ball valve | 600 kPa | 100 kPa |  | EU\Inbox\Combinations\Folder..6/..7\ | 39
119650 | R3032-16-S3+NR24A-S | R3032-16-S3+NR24A-S |  | R3032-16-S3 | + | NR24A-S | Standard actuator | 0 | Scenario 2 |  | PPK¦SelectPro¦VDI3805¦Internet_EU |  |  | R3032-16-S3+NR24A-S | Characterised control valve | 1400 kPa | 350 kPa |  | EU\Inbox\Combinations\Folder..2/..3\ | 38
119640 | R3032-16-S3+NR230A | R3032-16-S3+NR230A |  | R3032-16-S3 | + | NR230A | Standard actuator | 1 | Scenario 2 |  | PPK¦SelectPro¦VDI3805¦Internet_EU |  |  | R3032-16-S3+NR230A | Characterised control valve | 1400 kPa | 350 kPa |  | EU\Inbox\Combinations\Folder..2/..3\ | 38
119721 | R3015-S1/LR24A | R3015-S1/LR24A |  | R3015-S1 | / | LR24A | Standard actuator | 1 | Scenario 1 |  | PPK¦SelectPro¦VDI3805¦Internet_EU |  |  | R3015-S1/LR24A | Change-over ball valve | 1400 kPa | 1000 kPa |  | EU\Inbox\Combinations\Folder..2/..3\ | 39
119730 | R3025-10-S2+LR24A | R3025-10-S2+LR24A |  | R3025-10-S2 | + | LR24A | Standard actuator | 1 | Scenario 2 |  | PPK¦SelectPro¦VDI3805¦Internet_EU |  |  | R3025-10-S2+LR24A | Characterised control valve | 1400 kPa | 350 kPa |  | EU\Inbox\Combinations\Folder..2/..3\ | 39
119711 | R3015-4-S1/LR24A | R3015-4-S1/LR24A |  | R3015-4-S1 | / | LR24A | Standard actuator | 1 | Scenario 2 |  | PPK¦SelectPro¦VDI3805¦Internet_EU |  |  | R3015-4-S1/LR24A | Characterised control valve | 1400 kPa | 350 kPa |  | EU\Inbox\Combinations\Folder..2/..3\ | 38
119700 | R2025-6P3-S2+LR24A | R2025-6P3-S2+LR24A |  | R2025-6P3-S2 | + | LR24A | Standard actuator | 1 | Scenario 2 | 0 | PPK¦SelectPro¦VDI3805¦Internet_EU |  |  | R2025-6P3-S2+LR24A | Characterised control valve | 1400 kPa | 350 kPa |  | EU\Inbox\Combinations\Folder..2/..3\ | 40
119741 | R6015R-B1/LR24A | R6015R-B1/LR24A |  | R6015R-B1 | / | LR24A | Standard actuator | 1 | Scenario 1 |  | PPK¦SelectPro¦VDI3805¦Internet_EU |  |  | R6015R-B1/LR24A | Open-close ball valve | 600 kPa | 100 kPa |  | EU\Inbox\Combinations\Folder..6/..7\ | 39
119651 | R3032-16-S3/NR24A-S | R3032-16-S3/NR24A-S |  | R3032-16-S3 | / | NR24A-S | Standard actuator | 0 | Scenario 2 |  | PPK¦SelectPro¦VDI3805¦Internet_EU |  |  | R3032-16-S3/NR24A-S | Characterised control valve | 1400 kPa | 350 kPa |  | EU\Inbox\Combinations\Folder..2/..3\ | 38
119641 | R3032-16-S3/NR230A | R3032-16-S3/NR230A |  | R3032-16-S3 | / | NR230A | Standard actuator | 1 | Scenario 2 |  | PPK¦SelectPro¦VDI3805¦Internet_EU |  |  | R3032-16-S3/NR230A | Characterised control valve | 1400 kPa | 350 kPa |  | EU\Inbox\Combinations\Folder..2/..3\ | 38
119731 | R3025-10-S2/LR24A | R3025-10-S2/LR24A |  | R3025-10-S2 | / | LR24A | Standard actuator | 1 | Scenario 2 |  | PPK¦SelectPro¦VDI3805¦Internet_EU |  |  | R3025-10-S2/LR24A | Characterised control valve | 1400 kPa | 350 kPa |  | EU\Inbox\Combinations\Folder..2/..3\ | 39
119701 | R2025-6P3-S2/LR24A | R2025-6P3-S2/LR24A |  | R2025-6P3-S2 | / | LR24A | Standard actuator | 1 | Scenario 2 | 0 | PPK¦SelectPro¦VDI3805¦Internet_EU |  |  | R2025-6P3-S2/LR24A | Characterised control valve | 1400 kPa | 350 kPa |  | EU\Inbox\Combinations\Folder..2/..3\ | 40
119762 | R7015R1P6-B1+LR24A | R7015R1P6-B1+LR24A |  | R7015R1P6-B1 | + | LR24A | Standard actuator | 1 | Scenario 2 |  | PPK¦SelectPro¦VDI3805¦Internet_EU |  |  | R7015R1P6-B1+LR24A | Characterised control valve | 600 kPa | 100 kPa |  | EU\Inbox\Combinations\Folder..6/..7\ | 37
119742 | R6015R1-B1+LR24A | R6015R1-B1+LR24A |  | R6015R1-B1 | + | LR24A | Standard actuator | 1 | Scenario 2 |  | PPK¦SelectPro¦VDI3805¦Internet_EU |  |  | R6015R1-B1+LR24A | Characterised control valve | 600 kPa | 100 kPa |  | EU\Inbox\Combinations\Folder..6/..7\ | 37
119752 | R6020R-B1+LR24A | R6020R-B1+LR24A |  | R6020R-B1 | + | LR24A | Standard actuator | 1 | Scenario 1 |  | PPK¦SelectPro¦VDI3805¦Internet_EU |  |  | R6020R-B1+LR24A | Open-close ball valve | 600 kPa | 100 kPa |  | EU\Inbox\Combinations\Folder..6/..7\ | 39
119802 | R2015-6P3-S1+LR24A-SR | R2015-6P3-S1+LR24A-SR |  | R2015-6P3-S1 | + | LR24A-SR | Standard actuator | 1 | Scenario 2 | 0 | PPK¦SelectPro¦VDI3805¦Internet_EU |  |  | R2015-6P3-S1+LR24A-SR | Characterised control valve | 1400 kPa | 350 kPa |  | EU\Inbox\Combinations\Folder..2/..3\ | 37
119792 | R2015-2P5-S1+LRC24A-SR | R2015-2P5-S1+LRC24A-SR |  | R2015-2P5-S1 | + | LRC24A-SR | Fast runner | 1 | Scenario 2 |  | PPK¦SelectPro¦VDI3805¦Internet_EU |  |  | R2015-2P5-S1+LRC24A-SR | Characterised control valve | 1400 kPa | 350 kPa |  | EU\Inbox\Combinations\Folder..2/..3\ | 36
119772 | R7025R-B2+LR24A | R7025R-B2+LR24A |  | R7025R-B2 | + | LR24A | Standard actuator | 1 | Scenario 1 |  | PPK¦SelectPro¦VDI3805¦Internet_EU |  |  | R7025R-B2+LR24A | Change-over ball valve | 600 kPa | 100 kPa |  | EU\Inbox\Combinations\Folder..6/..7\ | 37
119782 | R2015-1P6-S1+LR24A-S | R2015-1P6-S1+LR24A-S |  | R2015-1P6-S1 | + | LR24A-S | Standard actuator | 0 | Scenario 2 |  | PPK¦SelectPro¦VDI3805¦Internet_EU |  |  | R2015-1P6-S1+LR24A-S | Characterised control valve | 1400 kPa | 350 kPa |  | EU\Inbox\Combinations\Folder..2/..3\ | 34
119763 | R7015R1P6-B1/LR24A | R7015R1P6-B1/LR24A |  | R7015R1P6-B1 | / | LR24A | Standard actuator | 1 | Scenario 2 |  | PPK¦SelectPro¦VDI3805¦Internet_EU |  |  | R7015R1P6-B1/LR24A | Characterised control valve | 600 kPa | 100 kPa |  | EU\Inbox\Combinations\Folder..6/..7\ | 37
119743 | R6015R1-B1/LR24A | R6015R1-B1/LR24A |  | R6015R1-B1 | / | LR24A | Standard actuator | 1 | Scenario 2 |  | PPK¦SelectPro¦VDI3805¦Internet_EU |  |  | R6015R1-B1/LR24A | Characterised control valve | 600 kPa | 100 kPa |  | EU\Inbox\Combinations\Folder..6/..7\ | 37
119753 | R6020R-B1/LR24A | R6020R-B1/LR24A |  | R6020R-B1 | / | LR24A | Standard actuator | 1 | Scenario 1 |  | PPK¦SelectPro¦VDI3805¦Internet_EU |  |  | R6020R-B1/LR24A | Open-close ball valve | 600 kPa | 100 kPa |  | EU\Inbox\Combinations\Folder..6/..7\ | 39
119803 | R2015-6P3-S1/LR24A-SR | R2015-6P3-S1/LR24A-SR |  | R2015-6P3-S1 | / | LR24A-SR | Standard actuator | 1 | Scenario 2 | 0 | PPK¦SelectPro¦VDI3805¦Internet_EU |  |  | R2015-6P3-S1/LR24A-SR | Characterised control valve | 1400 kPa | 350 kPa |  | EU\Inbox\Combinations\Folder..2/..3\ | 37
119793 | R2015-2P5-S1/LRC24A-SR | R2015-2P5-S1/LRC24A-SR |  | R2015-2P5-S1 | / | LRC24A-SR | Fast runner | 1 | Scenario 2 |  | PPK¦SelectPro¦VDI3805¦Internet_EU |  |  | R2015-2P5-S1/LRC24A-SR | Characterised control valve | 1400 kPa | 350 kPa |  | EU\Inbox\Combinations\Folder..2/..3\ | 36
119783 | R2015-1P6-S1/LR24A-S | R2015-1P6-S1/LR24A-S |  | R2015-1P6-S1 | / | LR24A-S | Standard actuator | 0 | Scenario 2 |  | PPK¦SelectPro¦VDI3805¦Internet_EU |  |  | R2015-1P6-S1/LR24A-S | Characterised control valve | 1400 kPa | 350 kPa |  | EU\Inbox\Combinations\Folder..2/..3\ | 34
119773 | R7025R-B2/LR24A | R7025R-B2/LR24A |  | R7025R-B2 | / | LR24A | Standard actuator | 1 | Scenario 1 |  | PPK¦SelectPro¦VDI3805¦Internet_EU |  |  | R7025R-B2/LR24A | Change-over ball valve | 600 kPa | 100 kPa |  | EU\Inbox\Combinations\Folder..6/..7\ | 37
119764 | R7015R4-B1+LR24A | R7015R4-B1+LR24A |  | R7015R4-B1 | + | LR24A | Standard actuator | 1 | Scenario 2 |  | PPK¦SelectPro¦VDI3805¦Internet_EU |  |  | R7015R4-B1+LR24A | Characterised control valve | 600 kPa | 100 kPa |  | EU\Inbox\Combinations\Folder..6/..7\ | 37
119744 | R6015R1P6-B1+LR24A | R6015R1P6-B1+LR24A |  | R6015R1P6-B1 | + | LR24A | Standard actuator | 1 | Scenario 2 |  | PPK¦SelectPro¦VDI3805¦Internet_EU |  |  | R6015R1P6-B1+LR24A | Characterised control valve | 600 kPa | 100 kPa |  | EU\Inbox\Combinations\Folder..6/..7\ | 37
119754 | R6020R6P3-B1+LR24A | R6020R6P3-B1+LR24A |  | R6020R6P3-B1 | + | LR24A | Standard actuator | 1 | Scenario 2 |  | PPK¦SelectPro¦VDI3805¦Internet_EU |  |  | R6020R6P3-B1+LR24A | Characterised control valve | 600 kPa | 100 kPa |  | EU\Inbox\Combinations\Folder..6/..7\ | 37
119804 | R2015-6P3-S1+LRC24A-SR | R2015-6P3-S1+LRC24A-SR |  | R2015-6P3-S1 | + | LRC24A-SR | Fast runner | 1 | Scenario 2 | 0 | PPK¦SelectPro¦VDI3805¦Internet_EU |  |  | R2015-6P3-S1+LRC24A-SR | Characterised control valve | 1400 kPa | 350 kPa |  | EU\Inbox\Combinations\Folder..2/..3\ | 38
119794 | R2015-4-S1+LR24A-S | R2015-4-S1+LR24A-S |  | R2015-4-S1 | + | LR24A-S | Standard actuator | 0 | Scenario 2 |  | PPK¦SelectPro¦VDI3805¦Internet_EU |  |  | R2015-4-S1+LR24A-S | Characterised control valve | 1400 kPa | 350 kPa |  | EU\Inbox\Combinations\Folder..2/..3\ | 34
119774 | R7025R10-B2+LR24A | R7025R10-B2+LR24A |  | R7025R10-B2 | + | LR24A | Standard actuator | 1 | Scenario 2 |  | PPK¦SelectPro¦VDI3805¦Internet_EU |  |  | R7025R10-B2+LR24A | Characterised control valve | 600 kPa | 100 kPa |  | EU\Inbox\Combinations\Folder..6/..7\ | 37
119784 | R2015-1P6-S1+LR24A-SR | R2015-1P6-S1+LR24A-SR |  | R2015-1P6-S1 | + | LR24A-SR | Standard actuator | 1 | Scenario 2 |  | PPK¦SelectPro¦VDI3805¦Internet_EU |  |  | R2015-1P6-S1+LR24A-SR | Characterised control valve | 1400 kPa | 350 kPa |  | EU\Inbox\Combinations\Folder..2/..3\ | 35
119745 | R6015R1P6-B1/LR24A | R6015R1P6-B1/LR24A |  | R6015R1P6-B1 | / | LR24A | Standard actuator | 1 | Scenario 2 |  | PPK¦SelectPro¦VDI3805¦Internet_EU |  |  | R6015R1P6-B1/LR24A | Characterised control valve | 600 kPa | 100 kPa |  | EU\Inbox\Combinations\Folder..6/..7\ | 37
119765 | R7015R4-B1/LR24A | R7015R4-B1/LR24A |  | R7015R4-B1 | / | LR24A | Standard actuator | 1 | Scenario 2 |  | PPK¦SelectPro¦VDI3805¦Internet_EU |  |  | R7015R4-B1/LR24A | Characterised control valve | 600 kPa | 100 kPa |  | EU\Inbox\Combinations\Folder..6/..7\ | 37
119805 | R2015-6P3-S1/LRC24A-SR | R2015-6P3-S1/LRC24A-SR |  | R2015-6P3-S1 | / | LRC24A-SR | Fast runner | 1 | Scenario 2 | 0 | PPK¦SelectPro¦VDI3805¦Internet_EU |  |  | R2015-6P3-S1/LRC24A-SR | Characterised control valve | 1400 kPa | 350 kPa |  | EU\Inbox\Combinations\Folder..2/..3\ | 38
119755 | R6020R6P3-B1/LR24A | R6020R6P3-B1/LR24A |  | R6020R6P3-B1 | / | LR24A | Standard actuator | 1 | Scenario 2 |  | PPK¦SelectPro¦VDI3805¦Internet_EU |  |  | R6020R6P3-B1/LR24A | Characterised control valve | 600 kPa | 100 kPa |  | EU\Inbox\Combinations\Folder..6/..7\ | 37
119795 | R2015-4-S1/LR24A-S | R2015-4-S1/LR24A-S |  | R2015-4-S1 | / | LR24A-S | Standard actuator | 0 | Scenario 2 |  | PPK¦SelectPro¦VDI3805¦Internet_EU |  |  | R2015-4-S1/LR24A-S | Characterised control valve | 1400 kPa | 350 kPa |  | EU\Inbox\Combinations\Folder..2/..3\ | 34
119775 | R7025R10-B2/LR24A | R7025R10-B2/LR24A |  | R7025R10-B2 | / | LR24A | Standard actuator | 1 | Scenario 2 |  | PPK¦SelectPro¦VDI3805¦Internet_EU |  |  | R7025R10-B2/LR24A | Characterised control valve | 600 kPa | 100 kPa |  | EU\Inbox\Combinations\Folder..6/..7\ | 37
119785 | R2015-1P6-S1/LR24A-SR | R2015-1P6-S1/LR24A-SR |  | R2015-1P6-S1 | / | LR24A-SR | Standard actuator | 1 | Scenario 2 |  | PPK¦SelectPro¦VDI3805¦Internet_EU |  |  | R2015-1P6-S1/LR24A-SR | Characterised control valve | 1400 kPa | 350 kPa |  | EU\Inbox\Combinations\Folder..2/..3\ | 35
119746 | R6015R2P5-B1+LR24A | R6015R2P5-B1+LR24A |  | R6015R2P5-B1 | + | LR24A | Standard actuator | 1 | Scenario 2 |  | PPK¦SelectPro¦VDI3805¦Internet_EU |  |  | R6015R2P5-B1+LR24A | Characterised control valve | 600 kPa | 100 kPa |  | EU\Inbox\Combinations\Folder..6/..7\ | 37
119766 | R7015RP63-B1+LR24A | R7015RP63-B1+LR24A |  | R7015RP63-B1 | + | LR24A | Standard actuator | 1 | Scenario 2 |  | PPK¦SelectPro¦VDI3805¦Internet_EU |  |  | R7015RP63-B1+LR24A | Characterised control valve | 600 kPa | 100 kPa |  | EU\Inbox\Combinations\Folder..6/..7\ | 37
119756 | R6025R-B2+LR24A | R6025R-B2+LR24A |  | R6025R-B2 | + | LR24A | Standard actuator | 1 | Scenario 1 |  | PPK¦SelectPro¦VDI3805¦Internet_EU |  |  | R6025R-B2+LR24A | Open-close ball valve | 600 kPa | 100 kPa |  | EU\Inbox\Combinations\Folder..6/..7\ | 39
119796 | R2015-4-S1+LR24A-SR | R2015-4-S1+LR24A-SR |  | R2015-4-S1 | + | LR24A-SR | Standard actuator | 1 | Scenario 2 |  | PPK¦SelectPro¦VDI3805¦Internet_EU |  |  | R2015-4-S1+LR24A-SR | Characterised control valve | 1400 kPa | 350 kPa |  | EU\Inbox\Combinations\Folder..2/..3\ | 35
119776 | R2015-1-S1+LR24A-S | R2015-1-S1+LR24A-S |  | R2015-1-S1 | + | LR24A-S | Standard actuator | 0 | Scenario 2 |  | PPK¦SelectPro¦VDI3805¦Internet_EU |  |  | R2015-1-S1+LR24A-S | Characterised control valve | 1400 kPa | 350 kPa |  | EU\Inbox\Combinations\Folder..2/..3\ | 36
119786 | R2015-1P6-S1+LRC24A-SR | R2015-1P6-S1+LRC24A-SR |  | R2015-1P6-S1 | + | LRC24A-SR | Fast runner | 1 | Scenario 2 |  | PPK¦SelectPro¦VDI3805¦Internet_EU |  |  | R2015-1P6-S1+LRC24A-SR | Characterised control valve | 1400 kPa | 350 kPa |  | EU\Inbox\Combinations\Folder..2/..3\ | 36
119747 | R6015R2P5-B1/LR24A | R6015R2P5-B1/LR24A |  | R6015R2P5-B1 | / | LR24A | Standard actuator | 1 | Scenario 2 |  | PPK¦SelectPro¦VDI3805¦Internet_EU |  |  | R6015R2P5-B1/LR24A | Characterised control valve | 600 kPa | 100 kPa |  | EU\Inbox\Combinations\Folder..6/..7\ | 37
119767 | R7015RP63-B1/LR24A | R7015RP63-B1/LR24A |  | R7015RP63-B1 | / | LR24A | Standard actuator | 1 | Scenario 2 |  | PPK¦SelectPro¦VDI3805¦Internet_EU |  |  | R7015RP63-B1/LR24A | Characterised control valve | 600 kPa | 100 kPa |  | EU\Inbox\Combinations\Folder..6/..7\ | 37
119757 | R6025R-B2/LR24A | R6025R-B2/LR24A |  | R6025R-B2 | / | LR24A | Standard actuator | 1 | Scenario 1 |  | PPK¦SelectPro¦VDI3805¦Internet_EU |  |  | R6025R-B2/LR24A | Open-close ball valve | 600 kPa | 100 kPa |  | EU\Inbox\Combinations\Folder..6/..7\ | 39
119797 | R2015-4-S1/LR24A-SR | R2015-4-S1/LR24A-SR |  | R2015-4-S1 | / | LR24A-SR | Standard actuator | 1 | Scenario 2 |  | PPK¦SelectPro¦VDI3805¦Internet_EU |  |  | R2015-4-S1/LR24A-SR | Characterised control valve | 1400 kPa | 350 kPa |  | EU\Inbox\Combinations\Folder..2/..3\ | 35
119777 | R2015-1-S1/LR24A-S | R2015-1-S1/LR24A-S |  | R2015-1-S1 | / | LR24A-S | Standard actuator | 0 | Scenario 2 |  | PPK¦SelectPro¦VDI3805¦Internet_EU |  |  | R2015-1-S1/LR24A-S | Characterised control valve | 1400 kPa | 350 kPa |  | EU\Inbox\Combinations\Folder..2/..3\ | 36
119787 | R2015-1P6-S1/LRC24A-SR | R2015-1P6-S1/LRC24A-SR |  | R2015-1P6-S1 | / | LRC24A-SR | Fast runner | 1 | Scenario 2 |  | PPK¦SelectPro¦VDI3805¦Internet_EU |  |  | R2015-1P6-S1/LRC24A-SR | Characterised control valve | 1400 kPa | 350 kPa |  | EU\Inbox\Combinations\Folder..2/..3\ | 36
119748 | R6015R4-B1+LR24A | R6015R4-B1+LR24A |  | R6015R4-B1 | + | LR24A | Standard actuator | 1 | Scenario 2 |  | PPK¦SelectPro¦VDI3805¦Internet_EU |  |  | R6015R4-B1+LR24A | Characterised control valve | 600 kPa | 100 kPa |  | EU\Inbox\Combinations\Folder..6/..7\ | 37
119768 | R7020R-B1+LR24A | R7020R-B1+LR24A |  | R7020R-B1 | + | LR24A | Standard actuator | 1 | Scenario 1 |  | PPK¦SelectPro¦VDI3805¦Internet_EU |  |  | R7020R-B1+LR24A | Change-over ball valve | 600 kPa | 100 kPa |  | EU\Inbox\Combinations\Folder..6/..7\ | 37
119758 | R6025R10-B2+LR24A | R6025R10-B2+LR24A |  | R6025R10-B2 | + | LR24A | Standard actuator | 1 | Scenario 2 |  | PPK¦SelectPro¦VDI3805¦Internet_EU |  |  | R6025R10-B2+LR24A | Characterised control valve | 600 kPa | 100 kPa |  | EU\Inbox\Combinations\Folder..6/..7\ | 37
119798 | R2015-4-S1+LRC24A-SR | R2015-4-S1+LRC24A-SR |  | R2015-4-S1 | + | LRC24A-SR | Fast runner | 1 | Scenario 2 |  | PPK¦SelectPro¦VDI3805¦Internet_EU |  |  | R2015-4-S1+LRC24A-SR | Characterised control valve | 1400 kPa | 350 kPa |  | EU\Inbox\Combinations\Folder..2/..3\ | 36
119778 | R2015-1-S1+LR24A-SR | R2015-1-S1+LR24A-SR |  | R2015-1-S1 | + | LR24A-SR | Standard actuator | 1 | Scenario 2 |  | PPK¦SelectPro¦VDI3805¦Internet_EU |  |  | R2015-1-S1+LR24A-SR | Characterised control valve | 1400 kPa | 350 kPa |  | EU\Inbox\Combinations\Folder..2/..3\ | 37
119788 | R2015-2P5-S1+LR24A-S | R2015-2P5-S1+LR24A-S |  | R2015-2P5-S1 | + | LR24A-S | Standard actuator | 0 | Scenario 2 |  | PPK¦SelectPro¦VDI3805¦Internet_EU |  |  | R2015-2P5-S1+LR24A-S | Characterised control valve | 1400 kPa | 350 kPa |  | EU\Inbox\Combinations\Folder..2/..3\ | 34
119749 | R6015R4-B1/LR24A | R6015R4-B1/LR24A |  | R6015R4-B1 | / | LR24A | Standard actuator | 1 | Scenario 2 |  | PPK¦SelectPro¦VDI3805¦Internet_EU |  |  | R6015R4-B1/LR24A | Characterised control valve | 600 kPa | 100 kPa |  | EU\Inbox\Combinations\Folder..6/..7\ | 37
119769 | R7020R-B1/LR24A | R7020R-B1/LR24A |  | R7020R-B1 | / | LR24A | Standard actuator | 1 | Scenario 1 |  | PPK¦SelectPro¦VDI3805¦Internet_EU |  |  | R7020R-B1/LR24A | Change-over ball valve | 600 kPa | 100 kPa |  | EU\Inbox\Combinations\Folder..6/..7\ | 37
119759 | R6025R10-B2/LR24A | R6025R10-B2/LR24A |  | R6025R10-B2 | / | LR24A | Standard actuator | 1 | Scenario 2 |  | PPK¦SelectPro¦VDI3805¦Internet_EU |  |  | R6025R10-B2/LR24A | Characterised control valve | 600 kPa | 100 kPa |  | EU\Inbox\Combinations\Folder..6/..7\ | 37
119799 | R2015-4-S1/LRC24A-SR | R2015-4-S1/LRC24A-SR |  | R2015-4-S1 | / | LRC24A-SR | Fast runner | 1 | Scenario 2 |  | PPK¦SelectPro¦VDI3805¦Internet_EU |  |  | R2015-4-S1/LRC24A-SR | Characterised control valve | 1400 kPa | 350 kPa |  | EU\Inbox\Combinations\Folder..2/..3\ | 36
119779 | R2015-1-S1/LR24A-SR | R2015-1-S1/LR24A-SR |  | R2015-1-S1 | / | LR24A-SR | Standard actuator | 1 | Scenario 2 |  | PPK¦SelectPro¦VDI3805¦Internet_EU |  |  | R2015-1-S1/LR24A-SR | Characterised control valve | 1400 kPa | 350 kPa |  | EU\Inbox\Combinations\Folder..2/..3\ | 37
119789 | R2015-2P5-S1/LR24A-S | R2015-2P5-S1/LR24A-S |  | R2015-2P5-S1 | / | LR24A-S | Standard actuator | 0 | Scenario 2 |  | PPK¦SelectPro¦VDI3805¦Internet_EU |  |  | R2015-2P5-S1/LR24A-S | Characterised control valve | 1400 kPa | 350 kPa |  | EU\Inbox\Combinations\Folder..2/..3\ | 34
119750 | R6015RP63-B1+LR24A | R6015RP63-B1+LR24A |  | R6015RP63-B1 | + | LR24A | Standard actuator | 1 | Scenario 2 |  | PPK¦SelectPro¦VDI3805¦Internet_EU |  |  | R6015RP63-B1+LR24A | Characterised control valve | 600 kPa | 100 kPa |  | EU\Inbox\Combinations\Folder..6/..7\ | 37
119820 | R3032-BL3+NR230A | R3032-BL3+NR230A |  | R3032-BL3 | + | NR230A | Standard actuator | 1 | Scenario 1 |  | PPK¦SelectPro¦VDI3805¦Internet_EU |  |  | R3032-BL3+NR230A | Change-over ball valve | 500 kPa | 350 kPa |  | EU\Inbox\Combinations\Folder..2/..3\ | 37
119770 | R7020R6P3-B1+LR24A | R7020R6P3-B1+LR24A |  | R7020R6P3-B1 | + | LR24A | Standard actuator | 1 | Scenario 2 |  | PPK¦SelectPro¦VDI3805¦Internet_EU |  |  | R7020R6P3-B1+LR24A | Characterised control valve | 600 kPa | 100 kPa |  | EU\Inbox\Combinations\Folder..6/..7\ | 37
119760 | R7015R-B1+LR24A | R7015R-B1+LR24A |  | R7015R-B1 | + | LR24A | Standard actuator | 1 | Scenario 1 |  | PPK¦SelectPro¦VDI3805¦Internet_EU |  |  | R7015R-B1+LR24A | Change-over ball valve | 600 kPa | 100 kPa |  | EU\Inbox\Combinations\Folder..6/..7\ | 37
119780 | R2015-1-S1+LRC24A-SR | R2015-1-S1+LRC24A-SR |  | R2015-1-S1 | + | LRC24A-SR | Fast runner | 1 | Scenario 2 |  | PPK¦SelectPro¦VDI3805¦Internet_EU |  |  | R2015-1-S1+LRC24A-SR | Characterised control valve | 1400 kPa | 350 kPa |  | EU\Inbox\Combinations\Folder..2/..3\ | 36
119751 | R6015RP63-B1/LR24A | R6015RP63-B1/LR24A |  | R6015RP63-B1 | / | LR24A | Standard actuator | 1 | Scenario 2 |  | PPK¦SelectPro¦VDI3805¦Internet_EU |  |  | R6015RP63-B1/LR24A | Characterised control valve | 600 kPa | 100 kPa |  | EU\Inbox\Combinations\Folder..6/..7\ | 37
119790 | R2015-2P5-S1+LR24A-SR | R2015-2P5-S1+LR24A-SR |  | R2015-2P5-S1 | + | LR24A-SR | Standard actuator | 1 | Scenario 2 |  | PPK¦SelectPro¦VDI3805¦Internet_EU |  |  | R2015-2P5-S1+LR24A-SR | Characterised control valve | 1400 kPa | 350 kPa |  | EU\Inbox\Combinations\Folder..2/..3\ | 35
119821 | R3032-BL3/NR230A | R3032-BL3/NR230A |  | R3032-BL3 | / | NR230A | Standard actuator | 1 | Scenario 1 |  | PPK¦SelectPro¦VDI3805¦Internet_EU |  |  | R3032-BL3/NR230A | Change-over ball valve | 500 kPa | 350 kPa |  | EU\Inbox\Combinations\Folder..2/..3\ | 37
119771 | R7020R6P3-B1/LR24A | R7020R6P3-B1/LR24A |  | R7020R6P3-B1 | / | LR24A | Standard actuator | 1 | Scenario 2 |  | PPK¦SelectPro¦VDI3805¦Internet_EU |  |  | R7020R6P3-B1/LR24A | Characterised control valve | 600 kPa | 100 kPa |  | EU\Inbox\Combinations\Folder..6/..7\ | 37
119761 | R7015R-B1/LR24A | R7015R-B1/LR24A |  | R7015R-B1 | / | LR24A | Standard actuator | 1 | Scenario 1 |  | PPK¦SelectPro¦VDI3805¦Internet_EU |  |  | R7015R-B1/LR24A | Change-over ball valve | 600 kPa | 100 kPa |  | EU\Inbox\Combinations\Folder..6/..7\ | 37
119781 | R2015-1-S1/LRC24A-SR | R2015-1-S1/LRC24A-SR |  | R2015-1-S1 | / | LRC24A-SR | Fast runner | 1 | Scenario 2 |  | PPK¦SelectPro¦VDI3805¦Internet_EU |  |  | R2015-1-S1/LRC24A-SR | Characterised control valve | 1400 kPa | 350 kPa |  | EU\Inbox\Combinations\Folder..2/..3\ | 36
119791 | R2015-2P5-S1/LR24A-SR | R2015-2P5-S1/LR24A-SR |  | R2015-2P5-S1 | / | LR24A-SR | Standard actuator | 1 | Scenario 2 |  | PPK¦SelectPro¦VDI3805¦Internet_EU |  |  | R2015-2P5-S1/LR24A-SR | Characterised control valve | 1400 kPa | 350 kPa |  | EU\Inbox\Combinations\Folder..2/..3\ | 35
119872 | R3050-BL3+NR230A-S | R3050-BL3+NR230A-S |  | R3050-BL3 | + | NR230A-S | Standard actuator | 0 | Scenario 1 |  | PPK¦SelectPro¦VDI3805¦Internet_EU |  |  | R3050-BL3+NR230A-S | Change-over ball valve | 500 kPa | 350 kPa |  | EU\Inbox\Combinations\Folder..2/..3\ | 35
119852 | R3040-16-S3+NRC24A-SR | R3040-16-S3+NRC24A-SR |  | R3040-16-S3 | + | NRC24A-SR | Fast runner | 1 | Scenario 2 |  | PPK¦SelectPro¦VDI3805¦Internet_EU |  |  | R3040-16-S3+NRC24A-SR | Characterised control valve | 1400 kPa | 350 kPa |  | EU\Inbox\Combinations\Folder..2/..3\ | 40
119862 | R3040-S3+NR230A | R3040-S3+NR230A |  | R3040-S3 | + | NR230A | Standard actuator | 1 | Scenario 1 |  | PPK¦SelectPro¦VDI3805¦Internet_EU |  |  | R3040-S3+NR230A | Change-over ball valve | 1400 kPa | 1000 kPa |  | EU\Inbox\Combinations\Folder..2/..3\ | 38
119832 | R3032-S3+NR24A | R3032-S3+NR24A |  | R3032-S3 | + | NR24A | Standard actuator | 1 | Scenario 1 |  | PPK¦SelectPro¦VDI3805¦Internet_EU |  |  | R3032-S3+NR24A | Change-over ball valve | 1400 kPa | 1000 kPa |  | EU\Inbox\Combinations\Folder..2/..3\ | 39
119822 | R3032-BL3+NR230A-S | R3032-BL3+NR230A-S |  | R3032-BL3 | + | NR230A-S | Standard actuator | 0 | Scenario 1 |  | PPK¦SelectPro¦VDI3805¦Internet_EU |  |  | R3032-BL3+NR230A-S | Change-over ball valve | 500 kPa | 350 kPa |  | EU\Inbox\Combinations\Folder..2/..3\ | 37
119873 | R3050-BL3/NR230A-S | R3050-BL3/NR230A-S |  | R3050-BL3 | / | NR230A-S | Standard actuator | 0 | Scenario 1 |  | PPK¦SelectPro¦VDI3805¦Internet_EU |  |  | R3050-BL3/NR230A-S | Change-over ball valve | 500 kPa | 350 kPa |  | EU\Inbox\Combinations\Folder..2/..3\ | 35
119853 | R3040-16-S3/NRC24A-SR | R3040-16-S3/NRC24A-SR |  | R3040-16-S3 | / | NRC24A-SR | Fast runner | 1 | Scenario 2 |  | PPK¦SelectPro¦VDI3805¦Internet_EU |  |  | R3040-16-S3/NRC24A-SR | Characterised control valve | 1400 kPa | 350 kPa |  | EU\Inbox\Combinations\Folder..2/..3\ | 40
119863 | R3040-S3/NR230A | R3040-S3/NR230A |  | R3040-S3 | / | NR230A | Standard actuator | 1 | Scenario 1 |  | PPK¦SelectPro¦VDI3805¦Internet_EU |  |  | R3040-S3/NR230A | Change-over ball valve | 1400 kPa | 1000 kPa |  | EU\Inbox\Combinations\Folder..2/..3\ | 38
119833 | R3032-S3/NR24A | R3032-S3/NR24A |  | R3032-S3 | / | NR24A | Standard actuator | 1 | Scenario 1 |  | PPK¦SelectPro¦VDI3805¦Internet_EU |  |  | R3032-S3/NR24A | Change-over ball valve | 1400 kPa | 1000 kPa |  | EU\Inbox\Combinations\Folder..2/..3\ | 39
119823 | R3032-BL3/NR230A-S | R3032-BL3/NR230A-S |  | R3032-BL3 | / | NR230A-S | Standard actuator | 0 | Scenario 1 |  | PPK¦SelectPro¦VDI3805¦Internet_EU |  |  | R3032-BL3/NR230A-S | Change-over ball valve | 500 kPa | 350 kPa |  | EU\Inbox\Combinations\Folder..2/..3\ | 37
119874 | R3050-BL3+NR24A | R3050-BL3+NR24A |  | R3050-BL3 | + | NR24A | Standard actuator | 1 | Scenario 1 |  | PPK¦SelectPro¦VDI3805¦Internet_EU |  |  | R3050-BL3+NR24A | Change-over ball valve | 500 kPa | 350 kPa |  | EU\Inbox\Combinations\Folder..2/..3\ | 37
119854 | R3040-BL3+NR230A | R3040-BL3+NR230A |  | R3040-BL3 | + | NR230A | Standard actuator | 1 | Scenario 1 |  | PPK¦SelectPro¦VDI3805¦Internet_EU |  |  | R3040-BL3+NR230A | Change-over ball valve | 500 kPa | 350 kPa |  | EU\Inbox\Combinations\Folder..2/..3\ | 37
119864 | R3040-S3+NR230A-S | R3040-S3+NR230A-S |  | R3040-S3 | + | NR230A-S | Standard actuator | 0 | Scenario 1 |  | PPK¦SelectPro¦VDI3805¦Internet_EU |  |  | R3040-S3+NR230A-S | Change-over ball valve | 1400 kPa | 1000 kPa |  | EU\Inbox\Combinations\Folder..2/..3\ | 37
119834 | R3032-S3+NR24A-S | R3032-S3+NR24A-S |  | R3032-S3 | + | NR24A-S | Standard actuator | 0 | Scenario 1 |  | PPK¦SelectPro¦VDI3805¦Internet_EU |  |  | R3032-S3+NR24A-S | Change-over ball valve | 1400 kPa | 1000 kPa |  | EU\Inbox\Combinations\Folder..2/..3\ | 38
119824 | R3032-BL3+NR24A | R3032-BL3+NR24A |  | R3032-BL3 | + | NR24A | Standard actuator | 1 | Scenario 1 |  | PPK¦SelectPro¦VDI3805¦Internet_EU |  |  | R3032-BL3+NR24A | Change-over ball valve | 500 kPa | 350 kPa |  | EU\Inbox\Combinations\Folder..2/..3\ | 38
119844 | R3040-16-S3+NR24A-MP | R3040-16-S3+NR24A-MP |  | R3040-16-S3 | + | NR24A-MP | Communicative actuator | 0 | Scenario 2 |  | PPK¦SelectPro¦VDI3805¦Internet_EU |  |  | R3040-16-S3+NR24A-MP | Characterised control valve | 1400 kPa | 350 kPa |  | EU\Inbox\Combinations\Folder..2/..3\ | 40
119875 | R3050-BL3/NR24A | R3050-BL3/NR24A |  | R3050-BL3 | / | NR24A | Standard actuator | 1 | Scenario 1 |  | PPK¦SelectPro¦VDI3805¦Internet_EU |  |  | R3050-BL3/NR24A | Change-over ball valve | 500 kPa | 350 kPa |  | EU\Inbox\Combinations\Folder..2/..3\ | 37
119855 | R3040-BL3/NR230A | R3040-BL3/NR230A |  | R3040-BL3 | / | NR230A | Standard actuator | 1 | Scenario 1 |  | PPK¦SelectPro¦VDI3805¦Internet_EU |  |  | R3040-BL3/NR230A | Change-over ball valve | 500 kPa | 350 kPa |  | EU\Inbox\Combinations\Folder..2/..3\ | 37
119865 | R3040-S3/NR230A-S | R3040-S3/NR230A-S |  | R3040-S3 | / | NR230A-S | Standard actuator | 0 | Scenario 1 |  | PPK¦SelectPro¦VDI3805¦Internet_EU |  |  | R3040-S3/NR230A-S | Change-over ball valve | 1400 kPa | 1000 kPa |  | EU\Inbox\Combinations\Folder..2/..3\ | 37
119835 | R3032-S3/NR24A-S | R3032-S3/NR24A-S |  | R3032-S3 | / | NR24A-S | Standard actuator | 0 | Scenario 1 |  | PPK¦SelectPro¦VDI3805¦Internet_EU |  |  | R3032-S3/NR24A-S | Change-over ball valve | 1400 kPa | 1000 kPa |  | EU\Inbox\Combinations\Folder..2/..3\ | 38
119825 | R3032-BL3/NR24A | R3032-BL3/NR24A |  | R3032-BL3 | / | NR24A | Standard actuator | 1 | Scenario 1 |  | PPK¦SelectPro¦VDI3805¦Internet_EU |  |  | R3032-BL3/NR24A | Change-over ball valve | 500 kPa | 350 kPa |  | EU\Inbox\Combinations\Folder..2/..3\ | 38
119845 | R3040-16-S3/NR24A-MP | R3040-16-S3/NR24A-MP |  | R3040-16-S3 | / | NR24A-MP | Communicative actuator | 0 | Scenario 2 |  | PPK¦SelectPro¦VDI3805¦Internet_EU |  |  | R3040-16-S3/NR24A-MP | Characterised control valve | 1400 kPa | 350 kPa |  | EU\Inbox\Combinations\Folder..2/..3\ | 40
119876 | R3050-BL3+NR24A-S | R3050-BL3+NR24A-S |  | R3050-BL3 | + | NR24A-S | Standard actuator | 0 | Scenario 1 |  | PPK¦SelectPro¦VDI3805¦Internet_EU |  |  | R3050-BL3+NR24A-S | Change-over ball valve | 500 kPa | 350 kPa |  | EU\Inbox\Combinations\Folder..2/..3\ | 36
119856 | R3040-BL3+NR230A-S | R3040-BL3+NR230A-S |  | R3040-BL3 | + | NR230A-S | Standard actuator | 0 | Scenario 1 |  | PPK¦SelectPro¦VDI3805¦Internet_EU |  |  | R3040-BL3+NR230A-S | Change-over ball valve | 500 kPa | 350 kPa |  | EU\Inbox\Combinations\Folder..2/..3\ | 36
119866 | R3040-S3+NR24A | R3040-S3+NR24A |  | R3040-S3 | + | NR24A | Standard actuator | 1 | Scenario 1 |  | PPK¦SelectPro¦VDI3805¦Internet_EU |  |  | R3040-S3+NR24A | Change-over ball valve | 1400 kPa | 1000 kPa |  | EU\Inbox\Combinations\Folder..2/..3\ | 39
119826 | R3032-BL3+NR24A-S | R3032-BL3+NR24A-S |  | R3032-BL3 | + | NR24A-S | Standard actuator | 0 | Scenario 1 |  | PPK¦SelectPro¦VDI3805¦Internet_EU |  |  | R3032-BL3+NR24A-S | Change-over ball valve | 500 kPa | 350 kPa |  | EU\Inbox\Combinations\Folder..2/..3\ | 37
119836 | R3040-16-S3+NR230A | R3040-16-S3+NR230A |  | R3040-16-S3 | + | NR230A | Standard actuator | 1 | Scenario 2 |  | PPK¦SelectPro¦VDI3805¦Internet_EU |  |  | R3040-16-S3+NR230A | Characterised control valve | 1400 kPa | 350 kPa |  | EU\Inbox\Combinations\Folder..2/..3\ | 40
119846 | R3040-16-S3+NR24A-S | R3040-16-S3+NR24A-S |  | R3040-16-S3 | + | NR24A-S | Standard actuator | 0 | Scenario 2 |  | PPK¦SelectPro¦VDI3805¦Internet_EU |  |  | R3040-16-S3+NR24A-S | Characterised control valve | 1400 kPa | 350 kPa |  | EU\Inbox\Combinations\Folder..2/..3\ | 40
119877 | R3050-BL3/NR24A-S | R3050-BL3/NR24A-S |  | R3050-BL3 | / | NR24A-S | Standard actuator | 0 | Scenario 1 |  | PPK¦SelectPro¦VDI3805¦Internet_EU |  |  | R3050-BL3/NR24A-S | Change-over ball valve | 500 kPa | 350 kPa |  | EU\Inbox\Combinations\Folder..2/..3\ | 36
119857 | R3040-BL3/NR230A-S | R3040-BL3/NR230A-S |  | R3040-BL3 | / | NR230A-S | Standard actuator | 0 | Scenario 1 |  | PPK¦SelectPro¦VDI3805¦Internet_EU |  |  | R3040-BL3/NR230A-S | Change-over ball valve | 500 kPa | 350 kPa |  | EU\Inbox\Combinations\Folder..2/..3\ | 36
119867 | R3040-S3/NR24A | R3040-S3/NR24A |  | R3040-S3 | / | NR24A | Standard actuator | 1 | Scenario 1 |  | PPK¦SelectPro¦VDI3805¦Internet_EU |  |  | R3040-S3/NR24A | Change-over ball valve | 1400 kPa | 1000 kPa |  | EU\Inbox\Combinations\Folder..2/..3\ | 39
119837 | R3040-16-S3/NR230A | R3040-16-S3/NR230A |  | R3040-16-S3 | / | NR230A | Standard actuator | 1 | Scenario 2 |  | PPK¦SelectPro¦VDI3805¦Internet_EU |  |  | R3040-16-S3/NR230A | Characterised control valve | 1400 kPa | 350 kPa |  | EU\Inbox\Combinations\Folder..2/..3\ | 40
119847 | R3040-16-S3/NR24A-S | R3040-16-S3/NR24A-S |  | R3040-16-S3 | / | NR24A-S | Standard actuator | 0 | Scenario 2 |  | PPK¦SelectPro¦VDI3805¦Internet_EU |  |  | R3040-16-S3/NR24A-S | Characterised control valve | 1400 kPa | 350 kPa |  | EU\Inbox\Combinations\Folder..2/..3\ | 40
119827 | R3032-BL3/NR24A-S | R3032-BL3/NR24A-S |  | R3032-BL3 | / | NR24A-S | Standard actuator | 0 | Scenario 1 |  | PPK¦SelectPro¦VDI3805¦Internet_EU |  |  | R3032-BL3/NR24A-S | Change-over ball valve | 500 kPa | 350 kPa |  | EU\Inbox\Combinations\Folder..2/..3\ | 37
119858 | R3040-BL3+NR24A | R3040-BL3+NR24A |  | R3040-BL3 | + | NR24A | Standard actuator | 1 | Scenario 1 |  | PPK¦SelectPro¦VDI3805¦Internet_EU |  |  | R3040-BL3+NR24A | Change-over ball valve | 500 kPa | 350 kPa |  | EU\Inbox\Combinations\Folder..2/..3\ | 38
119868 | R3040-S3+NR24A-S | R3040-S3+NR24A-S |  | R3040-S3 | + | NR24A-S | Standard actuator | 0 | Scenario 1 |  | PPK¦SelectPro¦VDI3805¦Internet_EU |  |  | R3040-S3+NR24A-S | Change-over ball valve | 1400 kPa | 1000 kPa |  | EU\Inbox\Combinations\Folder..2/..3\ | 38
119838 | R3040-16-S3+NR230A-S | R3040-16-S3+NR230A-S |  | R3040-16-S3 | + | NR230A-S | Standard actuator | 0 | Scenario 2 |  | PPK¦SelectPro¦VDI3805¦Internet_EU |  |  | R3040-16-S3+NR230A-S | Characterised control valve | 1400 kPa | 350 kPa |  | EU\Inbox\Combinations\Folder..2/..3\ | 39
119848 | R3040-16-S3+NR24A-SR | R3040-16-S3+NR24A-SR |  | R3040-16-S3 | + | NR24A-SR | Standard actuator | 1 | Scenario 2 |  | PPK¦SelectPro¦VDI3805¦Internet_EU |  |  | R3040-16-S3+NR24A-SR | Characterised control valve | 1400 kPa | 350 kPa |  | EU\Inbox\Combinations\Folder..2/..3\ | 41
119828 | R3032-S3+NR230A | R3032-S3+NR230A |  | R3032-S3 | + | NR230A | Standard actuator | 1 | Scenario 1 |  | PPK¦SelectPro¦VDI3805¦Internet_EU |  |  | R3032-S3+NR230A | Change-over ball valve | 1400 kPa | 1000 kPa |  | EU\Inbox\Combinations\Folder..2/..3\ | 38
119859 | R3040-BL3/NR24A | R3040-BL3/NR24A |  | R3040-BL3 | / | NR24A | Standard actuator | 1 | Scenario 1 |  | PPK¦SelectPro¦VDI3805¦Internet_EU |  |  | R3040-BL3/NR24A | Change-over ball valve | 500 kPa | 350 kPa |  | EU\Inbox\Combinations\Folder..2/..3\ | 38
119869 | R3040-S3/NR24A-S | R3040-S3/NR24A-S |  | R3040-S3 | / | NR24A-S | Standard actuator | 0 | Scenario 1 |  | PPK¦SelectPro¦VDI3805¦Internet_EU |  |  | R3040-S3/NR24A-S | Change-over ball valve | 1400 kPa | 1000 kPa |  | EU\Inbox\Combinations\Folder..2/..3\ | 38
119839 | R3040-16-S3/NR230A-S | R3040-16-S3/NR230A-S |  | R3040-16-S3 | / | NR230A-S | Standard actuator | 0 | Scenario 2 |  | PPK¦SelectPro¦VDI3805¦Internet_EU |  |  | R3040-16-S3/NR230A-S | Characterised control valve | 1400 kPa | 350 kPa |  | EU\Inbox\Combinations\Folder..2/..3\ | 39
119849 | R3040-16-S3/NR24A-SR | R3040-16-S3/NR24A-SR |  | R3040-16-S3 | / | NR24A-SR | Standard actuator | 1 | Scenario 2 |  | PPK¦SelectPro¦VDI3805¦Internet_EU |  |  | R3040-16-S3/NR24A-SR | Characterised control valve | 1400 kPa | 350 kPa |  | EU\Inbox\Combinations\Folder..2/..3\ | 41
119829 | R3032-S3/NR230A | R3032-S3/NR230A |  | R3032-S3 | / | NR230A | Standard actuator | 1 | Scenario 1 |  | PPK¦SelectPro¦VDI3805¦Internet_EU |  |  | R3032-S3/NR230A | Change-over ball valve | 1400 kPa | 1000 kPa |  | EU\Inbox\Combinations\Folder..2/..3\ | 38
119860 | R3040-BL3+NR24A-S | R3040-BL3+NR24A-S |  | R3040-BL3 | + | NR24A-S | Standard actuator | 0 | Scenario 1 |  | PPK¦SelectPro¦VDI3805¦Internet_EU |  |  | R3040-BL3+NR24A-S | Change-over ball valve | 500 kPa | 350 kPa |  | EU\Inbox\Combinations\Folder..2/..3\ | 37
119870 | R3050-BL3+NR230A | R3050-BL3+NR230A |  | R3050-BL3 | + | NR230A | Standard actuator | 1 | Scenario 1 |  | PPK¦SelectPro¦VDI3805¦Internet_EU |  |  | R3050-BL3+NR230A | Change-over ball valve | 500 kPa | 350 kPa |  | EU\Inbox\Combinations\Folder..2/..3\ | 36
119840 | R3040-16-S3+NR24A | R3040-16-S3+NR24A |  | R3040-16-S3 | + | NR24A | Standard actuator | 1 | Scenario 2 |  | PPK¦SelectPro¦VDI3805¦Internet_EU |  |  | R3040-16-S3+NR24A | Characterised control valve | 1400 kPa | 350 kPa |  | EU\Inbox\Combinations\Folder..2/..3\ | 41
119830 | R3032-S3+NR230A-S | R3032-S3+NR230A-S |  | R3032-S3 | + | NR230A-S | Standard actuator | 0 | Scenario 1 |  | PPK¦SelectPro¦VDI3805¦Internet_EU |  |  | R3032-S3+NR230A-S | Change-over ball valve | 1400 kPa | 1000 kPa |  | EU\Inbox\Combinations\Folder..2/..3\ | 37
119861 | R3040-BL3/NR24A-S | R3040-BL3/NR24A-S |  | R3040-BL3 | / | NR24A-S | Standard actuator | 0 | Scenario 1 |  | PPK¦SelectPro¦VDI3805¦Internet_EU |  |  | R3040-BL3/NR24A-S | Change-over ball valve | 500 kPa | 350 kPa |  | EU\Inbox\Combinations\Folder..2/..3\ | 37
119871 | R3050-BL3/NR230A | R3050-BL3/NR230A |  | R3050-BL3 | / | NR230A | Standard actuator | 1 | Scenario 1 |  | PPK¦SelectPro¦VDI3805¦Internet_EU |  |  | R3050-BL3/NR230A | Change-over ball valve | 500 kPa | 350 kPa |  | EU\Inbox\Combinations\Folder..2/..3\ | 36
119841 | R3040-16-S3/NR24A | R3040-16-S3/NR24A |  | R3040-16-S3 | / | NR24A | Standard actuator | 1 | Scenario 2 |  | PPK¦SelectPro¦VDI3805¦Internet_EU |  |  | R3040-16-S3/NR24A | Characterised control valve | 1400 kPa | 350 kPa |  | EU\Inbox\Combinations\Folder..2/..3\ | 41
119831 | R3032-S3/NR230A-S | R3032-S3/NR230A-S |  | R3032-S3 | / | NR230A-S | Standard actuator | 0 | Scenario 1 |  | PPK¦SelectPro¦VDI3805¦Internet_EU |  |  | R3032-S3/NR230A-S | Change-over ball valve | 1400 kPa | 1000 kPa |  | EU\Inbox\Combinations\Folder..2/..3\ | 37
119962 | R2015-P63-S1+LRC24A-SR | R2015-P63-S1+LRC24A-SR |  | R2015-P63-S1 | + | LRC24A-SR | Fast runner | 1 | Scenario 2 |  | PPK¦SelectPro¦VDI3805¦Internet_EU |  |  | R2015-P63-S1+LRC24A-SR | Characterised control valve | 1400 kPa | 350 kPa |  | EU\Inbox\Combinations\Folder..2/..3\ | 36
119952 | R2015-P4-S1+LR24A-S | R2015-P4-S1+LR24A-S |  | R2015-P4-S1 | + | LR24A-S | Standard actuator | 0 | Scenario 2 |  | PPK¦SelectPro¦VDI3805¦Internet_EU |  |  | R2015-P4-S1+LR24A-S | Characterised control valve | 1400 kPa | 350 kPa |  | EU\Inbox\Combinations\Folder..2/..3\ | 34
119963 | R2015-P63-S1/LRC24A-SR | R2015-P63-S1/LRC24A-SR |  | R2015-P63-S1 | / | LRC24A-SR | Fast runner | 1 | Scenario 2 |  | PPK¦SelectPro¦VDI3805¦Internet_EU |  |  | R2015-P63-S1/LRC24A-SR | Characterised control valve | 1400 kPa | 350 kPa |  | EU\Inbox\Combinations\Folder..2/..3\ | 36
119953 | R2015-P4-S1/LR24A-S | R2015-P4-S1/LR24A-S |  | R2015-P4-S1 | / | LR24A-S | Standard actuator | 0 | Scenario 2 |  | PPK¦SelectPro¦VDI3805¦Internet_EU |  |  | R2015-P4-S1/LR24A-S | Characterised control valve | 1400 kPa | 350 kPa |  | EU\Inbox\Combinations\Folder..2/..3\ | 34
119964 | R2015-S1+LR24A-S | R2015-S1+LR24A-S |  | R2015-S1 | + | LR24A-S | Standard actuator | 0 | Scenario 1 |  | PPK¦SelectPro¦VDI3805¦Internet_EU |  |  | R2015-S1+LR24A-S | Open-close ball valve | 1400 kPa | 1000 kPa |  | EU\Inbox\Combinations\Folder..2/..3\ | 35
119954 | R2015-P4-S1+LR24A-SR | R2015-P4-S1+LR24A-SR |  | R2015-P4-S1 | + | LR24A-SR | Standard actuator | 1 | Scenario 2 |  | PPK¦SelectPro¦VDI3805¦Internet_EU |  |  | R2015-P4-S1+LR24A-SR | Characterised control valve | 1400 kPa | 350 kPa |  | EU\Inbox\Combinations\Folder..2/..3\ | 35
119974 | R2020-6P3-S2+LR24A-SR | R2020-6P3-S2+LR24A-SR |  | R2020-6P3-S2 | + | LR24A-SR | Standard actuator | 1 | Scenario 2 | 0 | PPK¦SelectPro¦VDI3805¦Internet_EU |  |  | R2020-6P3-S2+LR24A-SR | Characterised control valve | 1400 kPa | 350 kPa |  | EU\Inbox\Combinations\Folder..2/..3\ | 38
119965 | R2015-S1/LR24A-S | R2015-S1/LR24A-S |  | R2015-S1 | / | LR24A-S | Standard actuator | 0 | Scenario 1 |  | PPK¦SelectPro¦VDI3805¦Internet_EU |  |  | R2015-S1/LR24A-S | Open-close ball valve | 1400 kPa | 1000 kPa |  | EU\Inbox\Combinations\Folder..2/..3\ | 35
119955 | R2015-P4-S1/LR24A-SR | R2015-P4-S1/LR24A-SR |  | R2015-P4-S1 | / | LR24A-SR | Standard actuator | 1 | Scenario 2 |  | PPK¦SelectPro¦VDI3805¦Internet_EU |  |  | R2015-P4-S1/LR24A-SR | Characterised control valve | 1400 kPa | 350 kPa |  | EU\Inbox\Combinations\Folder..2/..3\ | 35
119975 | R2020-6P3-S2/LR24A-SR | R2020-6P3-S2/LR24A-SR |  | R2020-6P3-S2 | / | LR24A-SR | Standard actuator | 1 | Scenario 2 | 0 | PPK¦SelectPro¦VDI3805¦Internet_EU |  |  | R2020-6P3-S2/LR24A-SR | Characterised control valve | 1400 kPa | 350 kPa |  | EU\Inbox\Combinations\Folder..2/..3\ | 38
119966 | R2020-4-S2+LR24A-S | R2020-4-S2+LR24A-S |  | R2020-4-S2 | + | LR24A-S | Standard actuator | 0 | Scenario 2 |  | PPK¦SelectPro¦VDI3805¦Internet_EU |  |  | R2020-4-S2+LR24A-S | Characterised control valve | 1400 kPa | 350 kPa |  | EU\Inbox\Combinations\Folder..2/..3\ | 35
119956 | R2015-P4-S1+LRC24A-SR | R2015-P4-S1+LRC24A-SR |  | R2015-P4-S1 | + | LRC24A-SR | Fast runner | 1 | Scenario 2 |  | PPK¦SelectPro¦VDI3805¦Internet_EU |  |  | R2015-P4-S1+LRC24A-SR | Characterised control valve | 1400 kPa | 350 kPa |  | EU\Inbox\Combinations\Folder..2/..3\ | 36
119976 | R2020-6P3-S2+LRC24A-SR | R2020-6P3-S2+LRC24A-SR |  | R2020-6P3-S2 | + | LRC24A-SR | Fast runner | 1 | Scenario 2 | 0 | PPK¦SelectPro¦VDI3805¦Internet_EU |  |  | R2020-6P3-S2+LRC24A-SR | Characterised control valve | 1400 kPa | 350 kPa |  | EU\Inbox\Combinations\Folder..2/..3\ | 38
119946 | R2015-P25-S1+LR24A-S | R2015-P25-S1+LR24A-S |  | R2015-P25-S1 | + | LR24A-S | Standard actuator | 0 | Scenario 2 |  | PPK¦SelectPro¦VDI3805¦Internet_EU |  |  | R2015-P25-S1+LR24A-S | Characterised control valve | 1400 kPa | 350 kPa |  | EU\Inbox\Combinations\Folder..2/..3\ | 34
119967 | R2020-4-S2/LR24A-S | R2020-4-S2/LR24A-S |  | R2020-4-S2 | / | LR24A-S | Standard actuator | 0 | Scenario 2 |  | PPK¦SelectPro¦VDI3805¦Internet_EU |  |  | R2020-4-S2/LR24A-S | Characterised control valve | 1400 kPa | 350 kPa |  | EU\Inbox\Combinations\Folder..2/..3\ | 35
119957 | R2015-P4-S1/LRC24A-SR | R2015-P4-S1/LRC24A-SR |  | R2015-P4-S1 | / | LRC24A-SR | Fast runner | 1 | Scenario 2 |  | PPK¦SelectPro¦VDI3805¦Internet_EU |  |  | R2015-P4-S1/LRC24A-SR | Characterised control valve | 1400 kPa | 350 kPa |  | EU\Inbox\Combinations\Folder..2/..3\ | 36
119977 | R2020-6P3-S2/LRC24A-SR | R2020-6P3-S2/LRC24A-SR |  | R2020-6P3-S2 | / | LRC24A-SR | Fast runner | 1 | Scenario 2 | 0 | PPK¦SelectPro¦VDI3805¦Internet_EU |  |  | R2020-6P3-S2/LRC24A-SR | Characterised control valve | 1400 kPa | 350 kPa |  | EU\Inbox\Combinations\Folder..2/..3\ | 38
119947 | R2015-P25-S1/LR24A-S | R2015-P25-S1/LR24A-S |  | R2015-P25-S1 | / | LR24A-S | Standard actuator | 0 | Scenario 2 |  | PPK¦SelectPro¦VDI3805¦Internet_EU |  |  | R2015-P25-S1/LR24A-S | Characterised control valve | 1400 kPa | 350 kPa |  | EU\Inbox\Combinations\Folder..2/..3\ | 34
119968 | R2020-4-S2+LR24A-SR | R2020-4-S2+LR24A-SR |  | R2020-4-S2 | + | LR24A-SR | Standard actuator | 1 | Scenario 2 |  | PPK¦SelectPro¦VDI3805¦Internet_EU |  |  | R2020-4-S2+LR24A-SR | Characterised control valve | 1400 kPa | 350 kPa |  | EU\Inbox\Combinations\Folder..2/..3\ | 36
119958 | R2015-P63-S1+LR24A-S | R2015-P63-S1+LR24A-S |  | R2015-P63-S1 | + | LR24A-S | Standard actuator | 0 | Scenario 2 |  | PPK¦SelectPro¦VDI3805¦Internet_EU |  |  | R2015-P63-S1+LR24A-S | Characterised control valve | 1400 kPa | 350 kPa |  | EU\Inbox\Combinations\Folder..2/..3\ | 34
119978 | R2020-8P6-S2+LR24A-S | R2020-8P6-S2+LR24A-S |  | R2020-8P6-S2 | + | LR24A-S | Standard actuator | 0 | Scenario 2 |  | PPK¦SelectPro¦VDI3805¦Internet_EU |  |  | R2020-8P6-S2+LR24A-S | Characterised control valve | 1400 kPa | 350 kPa |  | EU\Inbox\Combinations\Folder..2/..3\ | 35
119948 | R2015-P25-S1+LR24A-SR | R2015-P25-S1+LR24A-SR |  | R2015-P25-S1 | + | LR24A-SR | Standard actuator | 1 | Scenario 2 |  | PPK¦SelectPro¦VDI3805¦Internet_EU |  |  | R2015-P25-S1+LR24A-SR | Characterised control valve | 1400 kPa | 350 kPa |  | EU\Inbox\Combinations\Folder..2/..3\ | 35
119969 | R2020-4-S2/LR24A-SR | R2020-4-S2/LR24A-SR |  | R2020-4-S2 | / | LR24A-SR | Standard actuator | 1 | Scenario 2 |  | PPK¦SelectPro¦VDI3805¦Internet_EU |  |  | R2020-4-S2/LR24A-SR | Characterised control valve | 1400 kPa | 350 kPa |  | EU\Inbox\Combinations\Folder..2/..3\ | 36
119959 | R2015-P63-S1/LR24A-S | R2015-P63-S1/LR24A-S |  | R2015-P63-S1 | / | LR24A-S | Standard actuator | 0 | Scenario 2 |  | PPK¦SelectPro¦VDI3805¦Internet_EU |  |  | R2015-P63-S1/LR24A-S | Characterised control valve | 1400 kPa | 350 kPa |  | EU\Inbox\Combinations\Folder..2/..3\ | 34
119979 | R2020-8P6-S2/LR24A-S | R2020-8P6-S2/LR24A-S |  | R2020-8P6-S2 | / | LR24A-S | Standard actuator | 0 | Scenario 2 |  | PPK¦SelectPro¦VDI3805¦Internet_EU |  |  | R2020-8P6-S2/LR24A-S | Characterised control valve | 1400 kPa | 350 kPa |  | EU\Inbox\Combinations\Folder..2/..3\ | 35
119970 | R2020-4-S2+LRC24A-SR | R2020-4-S2+LRC24A-SR |  | R2020-4-S2 | + | LRC24A-SR | Fast runner | 1 | Scenario 2 |  | PPK¦SelectPro¦VDI3805¦Internet_EU |  |  | R2020-4-S2+LRC24A-SR | Characterised control valve | 1400 kPa | 350 kPa |  | EU\Inbox\Combinations\Folder..2/..3\ | 36
119949 | R2015-P25-S1/LR24A-SR | R2015-P25-S1/LR24A-SR |  | R2015-P25-S1 | / | LR24A-SR | Standard actuator | 1 | Scenario 2 |  | PPK¦SelectPro¦VDI3805¦Internet_EU |  |  | R2015-P25-S1/LR24A-SR | Characterised control valve | 1400 kPa | 350 kPa |  | EU\Inbox\Combinations\Folder..2/..3\ | 35
119960 | R2015-P63-S1+LR24A-SR | R2015-P63-S1+LR24A-SR |  | R2015-P63-S1 | + | LR24A-SR | Standard actuator | 1 | Scenario 2 |  | PPK¦SelectPro¦VDI3805¦Internet_EU |  |  | R2015-P63-S1+LR24A-SR | Characterised control valve | 1400 kPa | 350 kPa |  | EU\Inbox\Combinations\Folder..2/..3\ | 35
119980 | R2020-8P6-S2+LR24A-SR | R2020-8P6-S2+LR24A-SR |  | R2020-8P6-S2 | + | LR24A-SR | Standard actuator | 1 | Scenario 2 |  | PPK¦SelectPro¦VDI3805¦Internet_EU |  |  | R2020-8P6-S2+LR24A-SR | Characterised control valve | 1400 kPa | 350 kPa |  | EU\Inbox\Combinations\Folder..2/..3\ | 36
119971 | R2020-4-S2/LRC24A-SR | R2020-4-S2/LRC24A-SR |  | R2020-4-S2 | / | LRC24A-SR | Fast runner | 1 | Scenario 2 |  | PPK¦SelectPro¦VDI3805¦Internet_EU |  |  | R2020-4-S2/LRC24A-SR | Characterised control valve | 1400 kPa | 350 kPa |  | EU\Inbox\Combinations\Folder..2/..3\ | 36
119950 | R2015-P25-S1+LRC24A-SR | R2015-P25-S1+LRC24A-SR |  | R2015-P25-S1 | + | LRC24A-SR | Fast runner | 1 | Scenario 2 |  | PPK¦SelectPro¦VDI3805¦Internet_EU |  |  | R2015-P25-S1+LRC24A-SR | Characterised control valve | 1400 kPa | 350 kPa |  | EU\Inbox\Combinations\Folder..2/..3\ | 36
119961 | R2015-P63-S1/LR24A-SR | R2015-P63-S1/LR24A-SR |  | R2015-P63-S1 | / | LR24A-SR | Standard actuator | 1 | Scenario 2 |  | PPK¦SelectPro¦VDI3805¦Internet_EU |  |  | R2015-P63-S1/LR24A-SR | Characterised control valve | 1400 kPa | 350 kPa |  | EU\Inbox\Combinations\Folder..2/..3\ | 35
119981 | R2020-8P6-S2/LR24A-SR | R2020-8P6-S2/LR24A-SR |  | R2020-8P6-S2 | / | LR24A-SR | Standard actuator | 1 | Scenario 2 |  | PPK¦SelectPro¦VDI3805¦Internet_EU |  |  | R2020-8P6-S2/LR24A-SR | Characterised control valve | 1400 kPa | 350 kPa |  | EU\Inbox\Combinations\Folder..2/..3\ | 36
119951 | R2015-P25-S1/LRC24A-SR | R2015-P25-S1/LRC24A-SR |  | R2015-P25-S1 | / | LRC24A-SR | Fast runner | 1 | Scenario 2 |  | PPK¦SelectPro¦VDI3805¦Internet_EU |  |  | R2015-P25-S1/LRC24A-SR | Characterised control valve | 1400 kPa | 350 kPa |  | EU\Inbox\Combinations\Folder..2/..3\ | 36
120032 | R3015-P25-S1+LR24A-S | R3015-P25-S1+LR24A-S |  | R3015-P25-S1 | + | LR24A-S | Standard actuator | 0 | Scenario 2 |  | PPK¦SelectPro¦VDI3805¦Internet_EU |  |  | R3015-P25-S1+LR24A-S | Characterised control valve | 1400 kPa | 350 kPa |  | EU\Inbox\Combinations\Folder..2/..3\ | 35
120052 | R3020-4-S2+LR24A-S | R3020-4-S2+LR24A-S |  | R3020-4-S2 | + | LR24A-S | Standard actuator | 0 | Scenario 2 |  | PPK¦SelectPro¦VDI3805¦Internet_EU |  |  | R3020-4-S2+LR24A-S | Characterised control valve | 1400 kPa | 350 kPa |  | EU\Inbox\Combinations\Folder..2/..3\ | 35
120002 | R2025-6P3-S2+LRC24A-SR | R2025-6P3-S2+LRC24A-SR |  | R2025-6P3-S2 | + | LRC24A-SR | Fast runner | 1 | Scenario 2 | 0 | PPK¦SelectPro¦VDI3805¦Internet_EU |  |  | R2025-6P3-S2+LRC24A-SR | Characterised control valve | 1400 kPa | 350 kPa |  | EU\Inbox\Combinations\Folder..2/..3\ | 43
119982 | R2020-8P6-S2+LRC24A-SR | R2020-8P6-S2+LRC24A-SR |  | R2020-8P6-S2 | + | LRC24A-SR | Fast runner | 1 | Scenario 2 |  | PPK¦SelectPro¦VDI3805¦Internet_EU |  |  | R2020-8P6-S2+LRC24A-SR | Characterised control valve | 1400 kPa | 350 kPa |  | EU\Inbox\Combinations\Folder..2/..3\ | 36
120012 | R3015-1P6-S1+LR24A-S | R3015-1P6-S1+LR24A-S |  | R3015-1P6-S1 | + | LR24A-S | Standard actuator | 0 | Scenario 2 |  | PPK¦SelectPro¦VDI3805¦Internet_EU |  |  | R3015-1P6-S1+LR24A-S | Characterised control valve | 1400 kPa | 350 kPa |  | EU\Inbox\Combinations\Folder..2/..3\ | 35
119992 | R2025-16-S2+LR24A-S | R2025-16-S2+LR24A-S |  | R2025-16-S2 | + | LR24A-S | Standard actuator | 0 | Scenario 2 |  | PPK¦SelectPro¦VDI3805¦Internet_EU |  |  | R2025-16-S2+LR24A-S | Characterised control valve | 1400 kPa | 350 kPa |  | EU\Inbox\Combinations\Folder..2/..3\ | 35
120042 | R3015-P4-S1+LRC24A-SR | R3015-P4-S1+LRC24A-SR |  | R3015-P4-S1 | + | LRC24A-SR | Fast runner | 1 | Scenario 2 |  | PPK¦SelectPro¦VDI3805¦Internet_EU |  |  | R3015-P4-S1+LRC24A-SR | Characterised control valve | 1400 kPa | 350 kPa |  | EU\Inbox\Combinations\Folder..2/..3\ | 36
120022 | R3015-2P5-S1+LRC24A-SR | R3015-2P5-S1+LRC24A-SR |  | R3015-2P5-S1 | + | LRC24A-SR | Fast runner | 1 | Scenario 2 |  | PPK¦SelectPro¦VDI3805¦Internet_EU |  |  | R3015-2P5-S1+LRC24A-SR | Characterised control valve | 1400 kPa | 350 kPa |  | EU\Inbox\Combinations\Folder..2/..3\ | 36
120033 | R3015-P25-S1/LR24A-S | R3015-P25-S1/LR24A-S |  | R3015-P25-S1 | / | LR24A-S | Standard actuator | 0 | Scenario 2 |  | PPK¦SelectPro¦VDI3805¦Internet_EU |  |  | R3015-P25-S1/LR24A-S | Characterised control valve | 1400 kPa | 350 kPa |  | EU\Inbox\Combinations\Folder..2/..3\ | 35
120053 | R3020-4-S2/LR24A-S | R3020-4-S2/LR24A-S |  | R3020-4-S2 | / | LR24A-S | Standard actuator | 0 | Scenario 2 |  | PPK¦SelectPro¦VDI3805¦Internet_EU |  |  | R3020-4-S2/LR24A-S | Characterised control valve | 1400 kPa | 350 kPa |  | EU\Inbox\Combinations\Folder..2/..3\ | 35
120013 | R3015-1P6-S1/LR24A-S | R3015-1P6-S1/LR24A-S |  | R3015-1P6-S1 | / | LR24A-S | Standard actuator | 0 | Scenario 2 |  | PPK¦SelectPro¦VDI3805¦Internet_EU |  |  | R3015-1P6-S1/LR24A-S | Characterised control valve | 1400 kPa | 350 kPa |  | EU\Inbox\Combinations\Folder..2/..3\ | 35
119983 | R2020-8P6-S2/LRC24A-SR | R2020-8P6-S2/LRC24A-SR |  | R2020-8P6-S2 | / | LRC24A-SR | Fast runner | 1 | Scenario 2 |  | PPK¦SelectPro¦VDI3805¦Internet_EU |  |  | R2020-8P6-S2/LRC24A-SR | Characterised control valve | 1400 kPa | 350 kPa |  | EU\Inbox\Combinations\Folder..2/..3\ | 36
119993 | R2025-16-S2/LR24A-S | R2025-16-S2/LR24A-S |  | R2025-16-S2 | / | LR24A-S | Standard actuator | 0 | Scenario 2 |  | PPK¦SelectPro¦VDI3805¦Internet_EU |  |  | R2025-16-S2/LR24A-S | Characterised control valve | 1400 kPa | 350 kPa |  | EU\Inbox\Combinations\Folder..2/..3\ | 35
120043 | R3015-P4-S1/LRC24A-SR | R3015-P4-S1/LRC24A-SR |  | R3015-P4-S1 | / | LRC24A-SR | Fast runner | 1 | Scenario 2 |  | PPK¦SelectPro¦VDI3805¦Internet_EU |  |  | R3015-P4-S1/LRC24A-SR | Characterised control valve | 1400 kPa | 350 kPa |  | EU\Inbox\Combinations\Folder..2/..3\ | 36
120023 | R3015-2P5-S1/LRC24A-SR | R3015-2P5-S1/LRC24A-SR |  | R3015-2P5-S1 | / | LRC24A-SR | Fast runner | 1 | Scenario 2 |  | PPK¦SelectPro¦VDI3805¦Internet_EU |  |  | R3015-2P5-S1/LRC24A-SR | Characterised control valve | 1400 kPa | 350 kPa |  | EU\Inbox\Combinations\Folder..2/..3\ | 36
120034 | R3015-P25-S1+LR24A-SR | R3015-P25-S1+LR24A-SR |  | R3015-P25-S1 | + | LR24A-SR | Standard actuator | 1 | Scenario 2 |  | PPK¦SelectPro¦VDI3805¦Internet_EU |  |  | R3015-P25-S1+LR24A-SR | Characterised control valve | 1400 kPa | 350 kPa |  | EU\Inbox\Combinations\Folder..2/..3\ | 36
120054 | R3020-4-S2+LR24A-SR | R3020-4-S2+LR24A-SR |  | R3020-4-S2 | + | LR24A-SR | Standard actuator | 1 | Scenario 2 |  | PPK¦SelectPro¦VDI3805¦Internet_EU |  |  | R3020-4-S2+LR24A-SR | Characterised control valve | 1400 kPa | 350 kPa |  | EU\Inbox\Combinations\Folder..2/..3\ | 36
120004 | R2025-S2+LR24A-S | R2025-S2+LR24A-S |  | R2025-S2 | + | LR24A-S | Standard actuator | 0 | Scenario 1 |  | PPK¦SelectPro¦VDI3805¦Internet_EU |  |  | R2025-S2+LR24A-S | Open-close ball valve | 1400 kPa | 1000 kPa |  | EU\Inbox\Combinations\Folder..2/..3\ | 38
120014 | R3015-1P6-S1+LR24A-SR | R3015-1P6-S1+LR24A-SR |  | R3015-1P6-S1 | + | LR24A-SR | Standard actuator | 1 | Scenario 2 |  | PPK¦SelectPro¦VDI3805¦Internet_EU |  |  | R3015-1P6-S1+LR24A-SR | Characterised control valve | 1400 kPa | 350 kPa |  | EU\Inbox\Combinations\Folder..2/..3\ | 36
119984 | R2020-S2+LR24A-S | R2020-S2+LR24A-S |  | R2020-S2 | + | LR24A-S | Standard actuator | 0 | Scenario 1 |  | PPK¦SelectPro¦VDI3805¦Internet_EU |  |  | R2020-S2+LR24A-S | Open-close ball valve | 1400 kPa | 1000 kPa |  | EU\Inbox\Combinations\Folder..2/..3\ | 36
119994 | R2025-16-S2+LR24A-SR | R2025-16-S2+LR24A-SR |  | R2025-16-S2 | + | LR24A-SR | Standard actuator | 1 | Scenario 2 |  | PPK¦SelectPro¦VDI3805¦Internet_EU |  |  | R2025-16-S2+LR24A-SR | Characterised control valve | 1400 kPa | 350 kPa |  | EU\Inbox\Combinations\Folder..2/..3\ | 36
120044 | R3015-P63-S1+LR24A-S | R3015-P63-S1+LR24A-S |  | R3015-P63-S1 | + | LR24A-S | Standard actuator | 0 | Scenario 2 |  | PPK¦SelectPro¦VDI3805¦Internet_EU |  |  | R3015-P63-S1+LR24A-S | Characterised control valve | 1400 kPa | 350 kPa |  | EU\Inbox\Combinations\Folder..2/..3\ | 35
120024 | R3015-4-S1+LR24A-S | R3015-4-S1+LR24A-S |  | R3015-4-S1 | + | LR24A-S | Standard actuator | 0 | Scenario 2 |  | PPK¦SelectPro¦VDI3805¦Internet_EU |  |  | R3015-4-S1+LR24A-S | Characterised control valve | 1400 kPa | 350 kPa |  | EU\Inbox\Combinations\Folder..2/..3\ | 35
120035 | R3015-P25-S1/LR24A-SR | R3015-P25-S1/LR24A-SR |  | R3015-P25-S1 | / | LR24A-SR | Standard actuator | 1 | Scenario 2 |  | PPK¦SelectPro¦VDI3805¦Internet_EU |  |  | R3015-P25-S1/LR24A-SR | Characterised control valve | 1400 kPa | 350 kPa |  | EU\Inbox\Combinations\Folder..2/..3\ | 36
120055 | R3020-4-S2/LR24A-SR | R3020-4-S2/LR24A-SR |  | R3020-4-S2 | / | LR24A-SR | Standard actuator | 1 | Scenario 2 |  | PPK¦SelectPro¦VDI3805¦Internet_EU |  |  | R3020-4-S2/LR24A-SR | Characterised control valve | 1400 kPa | 350 kPa |  | EU\Inbox\Combinations\Folder..2/..3\ | 36
120005 | R2025-S2/LR24A-S | R2025-S2/LR24A-S |  | R2025-S2 | / | LR24A-S | Standard actuator | 0 | Scenario 1 |  | PPK¦SelectPro¦VDI3805¦Internet_EU |  |  | R2025-S2/LR24A-S | Open-close ball valve | 1400 kPa | 1000 kPa |  | EU\Inbox\Combinations\Folder..2/..3\ | 36
120015 | R3015-1P6-S1/LR24A-SR | R3015-1P6-S1/LR24A-SR |  | R3015-1P6-S1 | / | LR24A-SR | Standard actuator | 1 | Scenario 2 |  | PPK¦SelectPro¦VDI3805¦Internet_EU |  |  | R3015-1P6-S1/LR24A-SR | Characterised control valve | 1400 kPa | 350 kPa |  | EU\Inbox\Combinations\Folder..2/..3\ | 36
119985 | R2020-S2/LR24A-S | R2020-S2/LR24A-S |  | R2020-S2 | / | LR24A-S | Standard actuator | 0 | Scenario 1 |  | PPK¦SelectPro¦VDI3805¦Internet_EU |  |  | R2020-S2/LR24A-S | Open-close ball valve | 1400 kPa | 1000 kPa |  | EU\Inbox\Combinations\Folder..2/..3\ | 36
119995 | R2025-16-S2/LR24A-SR | R2025-16-S2/LR24A-SR |  | R2025-16-S2 | / | LR24A-SR | Standard actuator | 1 | Scenario 2 |  | PPK¦SelectPro¦VDI3805¦Internet_EU |  |  | R2025-16-S2/LR24A-SR | Characterised control valve | 1400 kPa | 350 kPa |  | EU\Inbox\Combinations\Folder..2/..3\ | 36
120045 | R3015-P63-S1/LR24A-S | R3015-P63-S1/LR24A-S |  | R3015-P63-S1 | / | LR24A-S | Standard actuator | 0 | Scenario 2 |  | PPK¦SelectPro¦VDI3805¦Internet_EU |  |  | R3015-P63-S1/LR24A-S | Characterised control valve | 1400 kPa | 350 kPa |  | EU\Inbox\Combinations\Folder..2/..3\ | 35
120025 | R3015-4-S1/LR24A-S | R3015-4-S1/LR24A-S |  | R3015-4-S1 | / | LR24A-S | Standard actuator | 0 | Scenario 2 |  | PPK¦SelectPro¦VDI3805¦Internet_EU |  |  | R3015-4-S1/LR24A-S | Characterised control valve | 1400 kPa | 350 kPa |  | EU\Inbox\Combinations\Folder..2/..3\ | 35
120036 | R3015-P25-S1+LRC24A-SR | R3015-P25-S1+LRC24A-SR |  | R3015-P25-S1 | + | LRC24A-SR | Fast runner | 1 | Scenario 2 |  | PPK¦SelectPro¦VDI3805¦Internet_EU |  |  | R3015-P25-S1+LRC24A-SR | Characterised control valve | 1400 kPa | 350 kPa |  | EU\Inbox\Combinations\Folder..2/..3\ | 36
120056 | R3020-4-S2+LRC24A-SR | R3020-4-S2+LRC24A-SR |  | R3020-4-S2 | + | LRC24A-SR | Fast runner | 1 | Scenario 2 |  | PPK¦SelectPro¦VDI3805¦Internet_EU |  |  | R3020-4-S2+LRC24A-SR | Characterised control valve | 1400 kPa | 350 kPa |  | EU\Inbox\Combinations\Folder..2/..3\ | 36
120006 | R3015-1-S1+LR24A-S | R3015-1-S1+LR24A-S |  | R3015-1-S1 | + | LR24A-S | Standard actuator | 0 | Scenario 2 |  | PPK¦SelectPro¦VDI3805¦Internet_EU |  |  | R3015-1-S1+LR24A-S | Characterised control valve | 1400 kPa | 350 kPa |  | EU\Inbox\Combinations\Folder..2/..3\ | 35
120016 | R3015-1P6-S1+LRC24A-SR | R3015-1P6-S1+LRC24A-SR |  | R3015-1P6-S1 | + | LRC24A-SR | Fast runner | 1 | Scenario 2 |  | PPK¦SelectPro¦VDI3805¦Internet_EU |  |  | R3015-1P6-S1+LRC24A-SR | Characterised control valve | 1400 kPa | 350 kPa |  | EU\Inbox\Combinations\Folder..2/..3\ | 36
119986 | R2025-10-S2+LR24A-S | R2025-10-S2+LR24A-S |  | R2025-10-S2 | + | LR24A-S | Standard actuator | 0 | Scenario 2 |  | PPK¦SelectPro¦VDI3805¦Internet_EU |  |  | R2025-10-S2+LR24A-S | Characterised control valve | 1400 kPa | 350 kPa |  | EU\Inbox\Combinations\Folder..2/..3\ | 36
119996 | R2025-16-S2+LRC24A-SR | R2025-16-S2+LRC24A-SR |  | R2025-16-S2 | + | LRC24A-SR | Fast runner | 1 | Scenario 2 |  | PPK¦SelectPro¦VDI3805¦Internet_EU |  |  | R2025-16-S2+LRC24A-SR | Characterised control valve | 1400 kPa | 350 kPa |  | EU\Inbox\Combinations\Folder..2/..3\ | 36
120046 | R3015-P63-S1+LR24A-SR | R3015-P63-S1+LR24A-SR |  | R3015-P63-S1 | + | LR24A-SR | Standard actuator | 1 | Scenario 2 |  | PPK¦SelectPro¦VDI3805¦Internet_EU |  |  | R3015-P63-S1+LR24A-SR | Characterised control valve | 1400 kPa | 350 kPa |  | EU\Inbox\Combinations\Folder..2/..3\ | 36
120026 | R3015-4-S1+LR24A-SR | R3015-4-S1+LR24A-SR |  | R3015-4-S1 | + | LR24A-SR | Standard actuator | 1 | Scenario 2 |  | PPK¦SelectPro¦VDI3805¦Internet_EU |  |  | R3015-4-S1+LR24A-SR | Characterised control valve | 1400 kPa | 350 kPa |  | EU\Inbox\Combinations\Folder..2/..3\ | 36
120037 | R3015-P25-S1/LRC24A-SR | R3015-P25-S1/LRC24A-SR |  | R3015-P25-S1 | / | LRC24A-SR | Fast runner | 1 | Scenario 2 |  | PPK¦SelectPro¦VDI3805¦Internet_EU |  |  | R3015-P25-S1/LRC24A-SR | Characterised control valve | 1400 kPa | 350 kPa |  | EU\Inbox\Combinations\Folder..2/..3\ | 36
120057 | R3020-4-S2/LRC24A-SR | R3020-4-S2/LRC24A-SR |  | R3020-4-S2 | / | LRC24A-SR | Fast runner | 1 | Scenario 2 |  | PPK¦SelectPro¦VDI3805¦Internet_EU |  |  | R3020-4-S2/LRC24A-SR | Characterised control valve | 1400 kPa | 350 kPa |  | EU\Inbox\Combinations\Folder..2/..3\ | 36
120007 | R3015-1-S1/LR24A-S | R3015-1-S1/LR24A-S |  | R3015-1-S1 | / | LR24A-S | Standard actuator | 0 | Scenario 2 |  | PPK¦SelectPro¦VDI3805¦Internet_EU |  |  | R3015-1-S1/LR24A-S | Characterised control valve | 1400 kPa | 350 kPa |  | EU\Inbox\Combinations\Folder..2/..3\ | 35
120017 | R3015-1P6-S1/LRC24A-SR | R3015-1P6-S1/LRC24A-SR |  | R3015-1P6-S1 | / | LRC24A-SR | Fast runner | 1 | Scenario 2 |  | PPK¦SelectPro¦VDI3805¦Internet_EU |  |  | R3015-1P6-S1/LRC24A-SR | Characterised control valve | 1400 kPa | 350 kPa |  | EU\Inbox\Combinations\Folder..2/..3\ | 36
119997 | R2025-16-S2/LRC24A-SR | R2025-16-S2/LRC24A-SR |  | R2025-16-S2 | / | LRC24A-SR | Fast runner | 1 | Scenario 2 |  | PPK¦SelectPro¦VDI3805¦Internet_EU |  |  | R2025-16-S2/LRC24A-SR | Characterised control valve | 1400 kPa | 350 kPa |  | EU\Inbox\Combinations\Folder..2/..3\ | 36
119987 | R2025-10-S2/LR24A-S | R2025-10-S2/LR24A-S |  | R2025-10-S2 | / | LR24A-S | Standard actuator | 0 | Scenario 2 |  | PPK¦SelectPro¦VDI3805¦Internet_EU |  |  | R2025-10-S2/LR24A-S | Characterised control valve | 1400 kPa | 350 kPa |  | EU\Inbox\Combinations\Folder..2/..3\ | 38
120047 | R3015-P63-S1/LR24A-SR | R3015-P63-S1/LR24A-SR |  | R3015-P63-S1 | / | LR24A-SR | Standard actuator | 1 | Scenario 2 |  | PPK¦SelectPro¦VDI3805¦Internet_EU |  |  | R3015-P63-S1/LR24A-SR | Characterised control valve | 1400 kPa | 350 kPa |  | EU\Inbox\Combinations\Folder..2/..3\ | 36
120027 | R3015-4-S1/LR24A-SR | R3015-4-S1/LR24A-SR |  | R3015-4-S1 | / | LR24A-SR | Standard actuator | 1 | Scenario 2 |  | PPK¦SelectPro¦VDI3805¦Internet_EU |  |  | R3015-4-S1/LR24A-SR | Characterised control valve | 1400 kPa | 350 kPa |  | EU\Inbox\Combinations\Folder..2/..3\ | 36
120038 | R3015-P4-S1+LR24A-S | R3015-P4-S1+LR24A-S |  | R3015-P4-S1 | + | LR24A-S | Standard actuator | 0 | Scenario 2 |  | PPK¦SelectPro¦VDI3805¦Internet_EU |  |  | R3015-P4-S1+LR24A-S | Characterised control valve | 1400 kPa | 350 kPa |  | EU\Inbox\Combinations\Folder..2/..3\ | 35
120058 | R3020-6P3-S2+LR24A-S | R3020-6P3-S2+LR24A-S |  | R3020-6P3-S2 | + | LR24A-S | Standard actuator | 0 | Scenario 2 |  | PPK¦SelectPro¦VDI3805¦Internet_EU |  |  | R3020-6P3-S2+LR24A-S | Characterised control valve | 1400 kPa | 350 kPa |  | EU\Inbox\Combinations\Folder..2/..3\ | 36
120008 | R3015-1-S1+LR24A-SR | R3015-1-S1+LR24A-SR |  | R3015-1-S1 | + | LR24A-SR | Standard actuator | 1 | Scenario 2 |  | PPK¦SelectPro¦VDI3805¦Internet_EU |  |  | R3015-1-S1+LR24A-SR | Characterised control valve | 1400 kPa | 350 kPa |  | EU\Inbox\Combinations\Folder..2/..3\ | 36
120018 | R3015-2P5-S1+LR24A-S | R3015-2P5-S1+LR24A-S |  | R3015-2P5-S1 | + | LR24A-S | Standard actuator | 0 | Scenario 2 |  | PPK¦SelectPro¦VDI3805¦Internet_EU |  |  | R3015-2P5-S1+LR24A-S | Characterised control valve | 1400 kPa | 350 kPa |  | EU\Inbox\Combinations\Folder..2/..3\ | 35
119988 | R2025-10-S2+LR24A-SR | R2025-10-S2+LR24A-SR |  | R2025-10-S2 | + | LR24A-SR | Standard actuator | 1 | Scenario 2 |  | PPK¦SelectPro¦VDI3805¦Internet_EU |  |  | R2025-10-S2+LR24A-SR | Characterised control valve | 1400 kPa | 350 kPa |  | EU\Inbox\Combinations\Folder..2/..3\ | 37
120048 | R3015-P63-S1+LRC24A-SR | R3015-P63-S1+LRC24A-SR |  | R3015-P63-S1 | + | LRC24A-SR | Fast runner | 1 | Scenario 2 |  | PPK¦SelectPro¦VDI3805¦Internet_EU |  |  | R3015-P63-S1+LRC24A-SR | Characterised control valve | 1400 kPa | 350 kPa |  | EU\Inbox\Combinations\Folder..2/..3\ | 36
120039 | R3015-P4-S1/LR24A-S | R3015-P4-S1/LR24A-S |  | R3015-P4-S1 | / | LR24A-S | Standard actuator | 0 | Scenario 2 |  | PPK¦SelectPro¦VDI3805¦Internet_EU |  |  | R3015-P4-S1/LR24A-S | Characterised control valve | 1400 kPa | 350 kPa |  | EU\Inbox\Combinations\Folder..2/..3\ | 35
120028 | R3015-4-S1+LRC24A-SR | R3015-4-S1+LRC24A-SR |  | R3015-4-S1 | + | LRC24A-SR | Fast runner | 1 | Scenario 2 |  | PPK¦SelectPro¦VDI3805¦Internet_EU |  |  | R3015-4-S1+LRC24A-SR | Characterised control valve | 1400 kPa | 350 kPa |  | EU\Inbox\Combinations\Folder..2/..3\ | 36
120059 | R3020-6P3-S2/LR24A-S | R3020-6P3-S2/LR24A-S |  | R3020-6P3-S2 | / | LR24A-S | Standard actuator | 0 | Scenario 2 |  | PPK¦SelectPro¦VDI3805¦Internet_EU |  |  | R3020-6P3-S2/LR24A-S | Characterised control valve | 1400 kPa | 350 kPa |  | EU\Inbox\Combinations\Folder..2/..3\ | 36
120009 | R3015-1-S1/LR24A-SR | R3015-1-S1/LR24A-SR |  | R3015-1-S1 | / | LR24A-SR | Standard actuator | 1 | Scenario 2 |  | PPK¦SelectPro¦VDI3805¦Internet_EU |  |  | R3015-1-S1/LR24A-SR | Characterised control valve | 1400 kPa | 350 kPa |  | EU\Inbox\Combinations\Folder..2/..3\ | 36
120019 | R3015-2P5-S1/LR24A-S | R3015-2P5-S1/LR24A-S |  | R3015-2P5-S1 | / | LR24A-S | Standard actuator | 0 | Scenario 2 |  | PPK¦SelectPro¦VDI3805¦Internet_EU |  |  | R3015-2P5-S1/LR24A-S | Characterised control valve | 1400 kPa | 350 kPa |  | EU\Inbox\Combinations\Folder..2/..3\ | 35
119989 | R2025-10-S2/LR24A-SR | R2025-10-S2/LR24A-SR |  | R2025-10-S2 | / | LR24A-SR | Standard actuator | 1 | Scenario 2 |  | PPK¦SelectPro¦VDI3805¦Internet_EU |  |  | R2025-10-S2/LR24A-SR | Characterised control valve | 1400 kPa | 350 kPa |  | EU\Inbox\Combinations\Folder..2/..3\ | 37
120049 | R3015-P63-S1/LRC24A-SR | R3015-P63-S1/LRC24A-SR |  | R3015-P63-S1 | / | LRC24A-SR | Fast runner | 1 | Scenario 2 |  | PPK¦SelectPro¦VDI3805¦Internet_EU |  |  | R3015-P63-S1/LRC24A-SR | Characterised control valve | 1400 kPa | 350 kPa |  | EU\Inbox\Combinations\Folder..2/..3\ | 36
120040 | R3015-P4-S1+LR24A-SR | R3015-P4-S1+LR24A-SR |  | R3015-P4-S1 | + | LR24A-SR | Standard actuator | 1 | Scenario 2 |  | PPK¦SelectPro¦VDI3805¦Internet_EU |  |  | R3015-P4-S1+LR24A-SR | Characterised control valve | 1400 kPa | 350 kPa |  | EU\Inbox\Combinations\Folder..2/..3\ | 36
120060 | R3020-6P3-S2+LR24A-SR | R3020-6P3-S2+LR24A-SR |  | R3020-6P3-S2 | + | LR24A-SR | Standard actuator | 1 | Scenario 2 |  | PPK¦SelectPro¦VDI3805¦Internet_EU |  |  | R3020-6P3-S2+LR24A-SR | Characterised control valve | 1400 kPa | 350 kPa |  | EU\Inbox\Combinations\Folder..2/..3\ | 37
120029 | R3015-4-S1/LRC24A-SR | R3015-4-S1/LRC24A-SR |  | R3015-4-S1 | / | LRC24A-SR | Fast runner | 1 | Scenario 2 |  | PPK¦SelectPro¦VDI3805¦Internet_EU |  |  | R3015-4-S1/LRC24A-SR | Characterised control valve | 1400 kPa | 350 kPa |  | EU\Inbox\Combinations\Folder..2/..3\ | 36
120010 | R3015-1-S1+LRC24A-SR | R3015-1-S1+LRC24A-SR |  | R3015-1-S1 | + | LRC24A-SR | Fast runner | 1 | Scenario 2 |  | PPK¦SelectPro¦VDI3805¦Internet_EU |  |  | R3015-1-S1+LRC24A-SR | Characterised control valve | 1400 kPa | 350 kPa |  | EU\Inbox\Combinations\Folder..2/..3\ | 36
120020 | R3015-2P5-S1+LR24A-SR | R3015-2P5-S1+LR24A-SR |  | R3015-2P5-S1 | + | LR24A-SR | Standard actuator | 1 | Scenario 2 |  | PPK¦SelectPro¦VDI3805¦Internet_EU |  |  | R3015-2P5-S1+LR24A-SR | Characterised control valve | 1400 kPa | 350 kPa |  | EU\Inbox\Combinations\Folder..2/..3\ | 36
119990 | R2025-10-S2+LRC24A-SR | R2025-10-S2+LRC24A-SR |  | R2025-10-S2 | + | LRC24A-SR | Fast runner | 1 | Scenario 2 |  | PPK¦SelectPro¦VDI3805¦Internet_EU |  |  | R2025-10-S2+LRC24A-SR | Characterised control valve | 1400 kPa | 350 kPa |  | EU\Inbox\Combinations\Folder..2/..3\ | 37
120000 | R2025-6P3-S2+LR24A-SR | R2025-6P3-S2+LR24A-SR |  | R2025-6P3-S2 | + | LR24A-SR | Standard actuator | 1 | Scenario 2 | 0 | PPK¦SelectPro¦VDI3805¦Internet_EU |  |  | R2025-6P3-S2+LR24A-SR | Characterised control valve | 1400 kPa | 350 kPa |  | EU\Inbox\Combinations\Folder..2/..3\ | 40
120041 | R3015-P4-S1/LR24A-SR | R3015-P4-S1/LR24A-SR |  | R3015-P4-S1 | / | LR24A-SR | Standard actuator | 1 | Scenario 2 |  | PPK¦SelectPro¦VDI3805¦Internet_EU |  |  | R3015-P4-S1/LR24A-SR | Characterised control valve | 1400 kPa | 350 kPa |  | EU\Inbox\Combinations\Folder..2/..3\ | 36
120050 | R3015-S1+LR24A-S | R3015-S1+LR24A-S |  | R3015-S1 | + | LR24A-S | Standard actuator | 0 | Scenario 1 |  | PPK¦SelectPro¦VDI3805¦Internet_EU |  |  | R3015-S1+LR24A-S | Change-over ball valve | 1400 kPa | 1000 kPa |  | EU\Inbox\Combinations\Folder..2/..3\ | 36
120061 | R3020-6P3-S2/LR24A-SR | R3020-6P3-S2/LR24A-SR |  | R3020-6P3-S2 | / | LR24A-SR | Standard actuator | 1 | Scenario 2 |  | PPK¦SelectPro¦VDI3805¦Internet_EU |  |  | R3020-6P3-S2/LR24A-SR | Characterised control valve | 1400 kPa | 350 kPa |  | EU\Inbox\Combinations\Folder..2/..3\ | 37
120011 | R3015-1-S1/LRC24A-SR | R3015-1-S1/LRC24A-SR |  | R3015-1-S1 | / | LRC24A-SR | Fast runner | 1 | Scenario 2 |  | PPK¦SelectPro¦VDI3805¦Internet_EU |  |  | R3015-1-S1/LRC24A-SR | Characterised control valve | 1400 kPa | 350 kPa |  | EU\Inbox\Combinations\Folder..2/..3\ | 36
120030 | R3015-BL1+LR24A-S | R3015-BL1+LR24A-S |  | R3015-BL1 | + | LR24A-S | Standard actuator | 0 | Scenario 1 |  | PPK¦SelectPro¦VDI3805¦Internet_EU |  |  | R3015-BL1+LR24A-S | Change-over ball valve | 500 kPa | 350 kPa |  | EU\Inbox\Combinations\Folder..2/..3\ | 35
120021 | R3015-2P5-S1/LR24A-SR | R3015-2P5-S1/LR24A-SR |  | R3015-2P5-S1 | / | LR24A-SR | Standard actuator | 1 | Scenario 2 |  | PPK¦SelectPro¦VDI3805¦Internet_EU |  |  | R3015-2P5-S1/LR24A-SR | Characterised control valve | 1400 kPa | 350 kPa |  | EU\Inbox\Combinations\Folder..2/..3\ | 36
119991 | R2025-10-S2/LRC24A-SR | R2025-10-S2/LRC24A-SR |  | R2025-10-S2 | / | LRC24A-SR | Fast runner | 1 | Scenario 2 |  | PPK¦SelectPro¦VDI3805¦Internet_EU |  |  | R2025-10-S2/LRC24A-SR | Characterised control valve | 1400 kPa | 350 kPa |  | EU\Inbox\Combinations\Folder..2/..3\ | 37
120001 | R2025-6P3-S2/LR24A-SR | R2025-6P3-S2/LR24A-SR |  | R2025-6P3-S2 | / | LR24A-SR | Standard actuator | 1 | Scenario 2 | 0 | PPK¦SelectPro¦VDI3805¦Internet_EU |  |  | R2025-6P3-S2/LR24A-SR | Characterised control valve | 1400 kPa | 350 kPa |  | EU\Inbox\Combinations\Folder..2/..3\ | 38
120051 | R3015-S1/LR24A-S | R3015-S1/LR24A-S |  | R3015-S1 | / | LR24A-S | Standard actuator | 0 | Scenario 1 |  | PPK¦SelectPro¦VDI3805¦Internet_EU |  |  | R3015-S1/LR24A-S | Change-over ball valve | 1400 kPa | 1000 kPa |  | EU\Inbox\Combinations\Folder..2/..3\ | 36
120031 | R3015-BL1/LR24A-S | R3015-BL1/LR24A-S |  | R3015-BL1 | / | LR24A-S | Standard actuator | 0 | Scenario 1 |  | PPK¦SelectPro¦VDI3805¦Internet_EU |  |  | R3015-BL1/LR24A-S | Change-over ball valve | 500 kPa | 350 kPa |  | EU\Inbox\Combinations\Folder..2/..3\ | 35
120062 | R3020-6P3-S2+LRC24A-SR | R3020-6P3-S2+LRC24A-SR |  | R3020-6P3-S2 | + | LRC24A-SR | Fast runner | 1 | Scenario 2 |  | PPK¦SelectPro¦VDI3805¦Internet_EU |  |  | R3020-6P3-S2+LRC24A-SR | Characterised control valve | 1400 kPa | 350 kPa |  | EU\Inbox\Combinations\Folder..2/..3\ | 37
120063 | R3020-6P3-S2/LRC24A-SR | R3020-6P3-S2/LRC24A-SR |  | R3020-6P3-S2 | / | LRC24A-SR | Fast runner | 1 | Scenario 2 |  | PPK¦SelectPro¦VDI3805¦Internet_EU |  |  | R3020-6P3-S2/LRC24A-SR | Characterised control valve | 1400 kPa | 350 kPa |  | EU\Inbox\Combinations\Folder..2/..3\ | 37
120064 | R3020-BL2+LR24A-S | R3020-BL2+LR24A-S |  | R3020-BL2 | + | LR24A-S | Standard actuator | 0 | Scenario 1 |  | PPK¦SelectPro¦VDI3805¦Internet_EU |  |  | R3020-BL2+LR24A-S | Change-over ball valve | 500 kPa | 350 kPa |  | EU\Inbox\Combinations\Folder..2/..3\ | 34
120065 | R3020-BL2/LR24A-S | R3020-BL2/LR24A-S |  | R3020-BL2 | / | LR24A-S | Standard actuator | 0 | Scenario 1 |  | PPK¦SelectPro¦VDI3805¦Internet_EU |  |  | R3020-BL2/LR24A-S | Change-over ball valve | 500 kPa | 350 kPa |  | EU\Inbox\Combinations\Folder..2/..3\ | 34
120212 | R6032R-B3+NR24A | R6032R-B3+NR24A |  | R6032R-B3 | + | NR24A | Standard actuator | 1 | Scenario 1 |  | PPK¦SelectPro¦VDI3805¦Internet_EU |  |  | R6032R-B3+NR24A | Open-close ball valve | 600 kPa | 100 kPa |  | EU\Inbox\Combinations\Folder..6/..7\ | 37
120213 | R6032R-B3/NR24A | R6032R-B3/NR24A |  | R6032R-B3 | / | NR24A | Standard actuator | 1 | Scenario 1 |  | PPK¦SelectPro¦VDI3805¦Internet_EU |  |  | R6032R-B3/NR24A | Open-close ball valve | 600 kPa | 100 kPa |  | EU\Inbox\Combinations\Folder..6/..7\ | 37
120214 | R6032R-B3+NR24A-S | R6032R-B3+NR24A-S |  | R6032R-B3 | + | NR24A-S | Standard actuator | 0 | Scenario 1 |  | PPK¦SelectPro¦VDI3805¦Internet_EU |  |  | R6032R-B3+NR24A-S | Open-close ball valve | 600 kPa | 100 kPa |  | EU\Inbox\Combinations\Folder..6/..7\ | 36
120215 | R6032R-B3/NR24A-S | R6032R-B3/NR24A-S |  | R6032R-B3 | / | NR24A-S | Standard actuator | 0 | Scenario 1 |  | PPK¦SelectPro¦VDI3805¦Internet_EU |  |  | R6032R-B3/NR24A-S | Open-close ball valve | 600 kPa | 100 kPa |  | EU\Inbox\Combinations\Folder..6/..7\ | 36
120216 | R6032R16-B3+NR230A | R6032R16-B3+NR230A |  | R6032R16-B3 | + | NR230A | Standard actuator | 1 | Scenario 2 |  | PPK¦SelectPro¦VDI3805¦Internet_EU |  |  | R6032R16-B3+NR230A | Characterised control valve | 600 kPa | 100 kPa |  | EU\Inbox\Combinations\Folder..6/..7\ | 34
120217 | R6032R16-B3/NR230A | R6032R16-B3/NR230A |  | R6032R16-B3 | / | NR230A | Standard actuator | 1 | Scenario 2 |  | PPK¦SelectPro¦VDI3805¦Internet_EU |  |  | R6032R16-B3/NR230A | Characterised control valve | 600 kPa | 100 kPa |  | EU\Inbox\Combinations\Folder..6/..7\ | 34
120218 | R6032R16-B3+NR230A-S | R6032R16-B3+NR230A-S |  | R6032R16-B3 | + | NR230A-S | Standard actuator | 0 | Scenario 2 |  | PPK¦SelectPro¦VDI3805¦Internet_EU |  |  | R6032R16-B3+NR230A-S | Characterised control valve | 600 kPa | 100 kPa |  | EU\Inbox\Combinations\Folder..6/..7\ | 33
120208 | R6032R-B3+NR230A | R6032R-B3+NR230A |  | R6032R-B3 | + | NR230A | Standard actuator | 1 | Scenario 1 |  | PPK¦SelectPro¦VDI3805¦Internet_EU |  |  | R6032R-B3+NR230A | Open-close ball valve | 600 kPa | 100 kPa |  | EU\Inbox\Combinations\Folder..6/..7\ | 34
120219 | R6032R16-B3/NR230A-S | R6032R16-B3/NR230A-S |  | R6032R16-B3 | / | NR230A-S | Standard actuator | 0 | Scenario 2 |  | PPK¦SelectPro¦VDI3805¦Internet_EU |  |  | R6032R16-B3/NR230A-S | Characterised control valve | 600 kPa | 100 kPa |  | EU\Inbox\Combinations\Folder..6/..7\ | 33
120209 | R6032R-B3/NR230A | R6032R-B3/NR230A |  | R6032R-B3 | / | NR230A | Standard actuator | 1 | Scenario 1 |  | PPK¦SelectPro¦VDI3805¦Internet_EU |  |  | R6032R-B3/NR230A | Open-close ball valve | 600 kPa | 100 kPa |  | EU\Inbox\Combinations\Folder..6/..7\ | 34
120220 | R6032R16-B3+NR24A | R6032R16-B3+NR24A |  | R6032R16-B3 | + | NR24A | Standard actuator | 1 | Scenario 2 |  | PPK¦SelectPro¦VDI3805¦Internet_EU |  |  | R6032R16-B3+NR24A | Characterised control valve | 600 kPa | 100 kPa |  | EU\Inbox\Combinations\Folder..6/..7\ | 35
120210 | R6032R-B3+NR230A-S | R6032R-B3+NR230A-S |  | R6032R-B3 | + | NR230A-S | Standard actuator | 0 | Scenario 1 |  | PPK¦SelectPro¦VDI3805¦Internet_EU |  |  | R6032R-B3+NR230A-S | Open-close ball valve | 600 kPa | 100 kPa |  | EU\Inbox\Combinations\Folder..6/..7\ | 33
120221 | R6032R16-B3/NR24A | R6032R16-B3/NR24A |  | R6032R16-B3 | / | NR24A | Standard actuator | 1 | Scenario 2 |  | PPK¦SelectPro¦VDI3805¦Internet_EU |  |  | R6032R16-B3/NR24A | Characterised control valve | 600 kPa | 100 kPa |  | EU\Inbox\Combinations\Folder..6/..7\ | 35
120211 | R6032R-B3/NR230A-S | R6032R-B3/NR230A-S |  | R6032R-B3 | / | NR230A-S | Standard actuator | 0 | Scenario 1 |  | PPK¦SelectPro¦VDI3805¦Internet_EU |  |  | R6032R-B3/NR230A-S | Open-close ball valve | 600 kPa | 100 kPa |  | EU\Inbox\Combinations\Folder..6/..7\ | 33
120252 | R6040R25-B3+NR24A-S | R6040R25-B3+NR24A-S |  | R6040R25-B3 | + | NR24A-S | Standard actuator | 0 | Scenario 2 |  | PPK¦SelectPro¦VDI3805¦Internet_EU |  |  | R6040R25-B3+NR24A-S | Characterised control valve | 600 kPa | 100 kPa |  | EU\Inbox\Combinations\Folder..6/..7\ | 34
120232 | R6032R16-B3+NRC24A-SR | R6032R16-B3+NRC24A-SR |  | R6032R16-B3 | + | NRC24A-SR | Fast runner | 1 | Scenario 2 |  | PPK¦SelectPro¦VDI3805¦Internet_EU |  |  | R6032R16-B3+NRC24A-SR | Characterised control valve | 600 kPa | 100 kPa |  | EU\Inbox\Combinations\Folder..6/..7\ | 34
120242 | R6040R25-B3+NR230A | R6040R25-B3+NR230A |  | R6040R25-B3 | + | NR230A | Standard actuator | 1 | Scenario 2 |  | PPK¦SelectPro¦VDI3805¦Internet_EU |  |  | R6040R25-B3+NR230A | Characterised control valve | 600 kPa | 100 kPa |  | EU\Inbox\Combinations\Folder..6/..7\ | 34
120262 | R6050R-B3+NR230A-S | R6050R-B3+NR230A-S |  | R6050R-B3 | + | NR230A-S | Standard actuator | 0 | Scenario 1 |  | PPK¦SelectPro¦VDI3805¦Internet_EU |  |  | R6050R-B3+NR230A-S | Open-close ball valve | 600 kPa | 100 kPa |  | EU\Inbox\Combinations\Folder..6/..7\ | 33
120253 | R6040R25-B3/NR24A-S | R6040R25-B3/NR24A-S |  | R6040R25-B3 | / | NR24A-S | Standard actuator | 0 | Scenario 2 |  | PPK¦SelectPro¦VDI3805¦Internet_EU |  |  | R6040R25-B3/NR24A-S | Characterised control valve | 600 kPa | 100 kPa |  | EU\Inbox\Combinations\Folder..6/..7\ | 34
120233 | R6032R16-B3/NRC24A-SR | R6032R16-B3/NRC24A-SR |  | R6032R16-B3 | / | NRC24A-SR | Fast runner | 1 | Scenario 2 |  | PPK¦SelectPro¦VDI3805¦Internet_EU |  |  | R6032R16-B3/NRC24A-SR | Characterised control valve | 600 kPa | 100 kPa |  | EU\Inbox\Combinations\Folder..6/..7\ | 34
120243 | R6040R25-B3/NR230A | R6040R25-B3/NR230A |  | R6040R25-B3 | / | NR230A | Standard actuator | 1 | Scenario 2 |  | PPK¦SelectPro¦VDI3805¦Internet_EU |  |  | R6040R25-B3/NR230A | Characterised control valve | 600 kPa | 100 kPa |  | EU\Inbox\Combinations\Folder..6/..7\ | 34
120263 | R6050R-B3/NR230A-S | R6050R-B3/NR230A-S |  | R6050R-B3 | / | NR230A-S | Standard actuator | 0 | Scenario 1 |  | PPK¦SelectPro¦VDI3805¦Internet_EU |  |  | R6050R-B3/NR230A-S | Open-close ball valve | 600 kPa | 100 kPa |  | EU\Inbox\Combinations\Folder..6/..7\ | 33
120224 | R6032R16-B3+NR24A-MP | R6032R16-B3+NR24A-MP |  | R6032R16-B3 | + | NR24A-MP | Communicative actuator | 0 | Scenario 2 |  | PPK¦SelectPro¦VDI3805¦Internet_EU |  |  | R6032R16-B3+NR24A-MP | Characterised control valve | 600 kPa | 100 kPa |  | EU\Inbox\Combinations\Folder..6/..7\ | 34
120254 | R6040R25-B3+NR24A-SR | R6040R25-B3+NR24A-SR |  | R6040R25-B3 | + | NR24A-SR | Standard actuator | 1 | Scenario 2 |  | PPK¦SelectPro¦VDI3805¦Internet_EU |  |  | R6040R25-B3+NR24A-SR | Characterised control valve | 600 kPa | 100 kPa |  | EU\Inbox\Combinations\Folder..6/..7\ | 35
120234 | R6040R-B3+NR230A | R6040R-B3+NR230A |  | R6040R-B3 | + | NR230A | Standard actuator | 1 | Scenario 1 |  | PPK¦SelectPro¦VDI3805¦Internet_EU |  |  | R6040R-B3+NR230A | Open-close ball valve | 600 kPa | 100 kPa |  | EU\Inbox\Combinations\Folder..6/..7\ | 34
120244 | R6040R25-B3+NR230A-S | R6040R25-B3+NR230A-S |  | R6040R25-B3 | + | NR230A-S | Standard actuator | 0 | Scenario 2 |  | PPK¦SelectPro¦VDI3805¦Internet_EU |  |  | R6040R25-B3+NR230A-S | Characterised control valve | 600 kPa | 100 kPa |  | EU\Inbox\Combinations\Folder..6/..7\ | 33
120264 | R6050R-B3+NR24A | R6050R-B3+NR24A |  | R6050R-B3 | + | NR24A | Standard actuator | 1 | Scenario 1 |  | PPK¦SelectPro¦VDI3805¦Internet_EU |  |  | R6050R-B3+NR24A | Open-close ball valve | 600 kPa | 100 kPa |  | EU\Inbox\Combinations\Folder..6/..7\ | 36
120225 | R6032R16-B3/NR24A-MP | R6032R16-B3/NR24A-MP |  | R6032R16-B3 | / | NR24A-MP | Communicative actuator | 0 | Scenario 2 |  | PPK¦SelectPro¦VDI3805¦Internet_EU |  |  | R6032R16-B3/NR24A-MP | Characterised control valve | 600 kPa | 100 kPa |  | EU\Inbox\Combinations\Folder..6/..7\ | 34
120255 | R6040R25-B3/NR24A-SR | R6040R25-B3/NR24A-SR |  | R6040R25-B3 | / | NR24A-SR | Standard actuator | 1 | Scenario 2 |  | PPK¦SelectPro¦VDI3805¦Internet_EU |  |  | R6040R25-B3/NR24A-SR | Characterised control valve | 600 kPa | 100 kPa |  | EU\Inbox\Combinations\Folder..6/..7\ | 35
120235 | R6040R-B3/NR230A | R6040R-B3/NR230A |  | R6040R-B3 | / | NR230A | Standard actuator | 1 | Scenario 1 |  | PPK¦SelectPro¦VDI3805¦Internet_EU |  |  | R6040R-B3/NR230A | Open-close ball valve | 600 kPa | 100 kPa |  | EU\Inbox\Combinations\Folder..6/..7\ | 34
120245 | R6040R25-B3/NR230A-S | R6040R25-B3/NR230A-S |  | R6040R25-B3 | / | NR230A-S | Standard actuator | 0 | Scenario 2 |  | PPK¦SelectPro¦VDI3805¦Internet_EU |  |  | R6040R25-B3/NR230A-S | Characterised control valve | 600 kPa | 100 kPa |  | EU\Inbox\Combinations\Folder..6/..7\ | 33
120265 | R6050R-B3/NR24A | R6050R-B3/NR24A |  | R6050R-B3 | / | NR24A | Standard actuator | 1 | Scenario 1 |  | PPK¦SelectPro¦VDI3805¦Internet_EU |  |  | R6050R-B3/NR24A | Open-close ball valve | 600 kPa | 100 kPa |  | EU\Inbox\Combinations\Folder..6/..7\ | 36
120226 | R6032R16-B3+NR24A-S | R6032R16-B3+NR24A-S |  | R6032R16-B3 | + | NR24A-S | Standard actuator | 0 | Scenario 2 |  | PPK¦SelectPro¦VDI3805¦Internet_EU |  |  | R6032R16-B3+NR24A-S | Characterised control valve | 600 kPa | 100 kPa |  | EU\Inbox\Combinations\Folder..6/..7\ | 34
120266 | R6050R-B3+NR24A-S | R6050R-B3+NR24A-S |  | R6050R-B3 | + | NR24A-S | Standard actuator | 0 | Scenario 1 |  | PPK¦SelectPro¦VDI3805¦Internet_EU |  |  | R6050R-B3+NR24A-S | Open-close ball valve | 600 kPa | 100 kPa |  | EU\Inbox\Combinations\Folder..6/..7\ | 35
120236 | R6040R-B3+NR230A-S | R6040R-B3+NR230A-S |  | R6040R-B3 | + | NR230A-S | Standard actuator | 0 | Scenario 1 |  | PPK¦SelectPro¦VDI3805¦Internet_EU |  |  | R6040R-B3+NR230A-S | Open-close ball valve | 600 kPa | 100 kPa |  | EU\Inbox\Combinations\Folder..6/..7\ | 33
120246 | R6040R25-B3+NR24A | R6040R25-B3+NR24A |  | R6040R25-B3 | + | NR24A | Standard actuator | 1 | Scenario 2 |  | PPK¦SelectPro¦VDI3805¦Internet_EU |  |  | R6040R25-B3+NR24A | Characterised control valve | 600 kPa | 100 kPa |  | EU\Inbox\Combinations\Folder..6/..7\ | 35
120227 | R6032R16-B3/NR24A-S | R6032R16-B3/NR24A-S |  | R6032R16-B3 | / | NR24A-S | Standard actuator | 0 | Scenario 2 |  | PPK¦SelectPro¦VDI3805¦Internet_EU |  |  | R6032R16-B3/NR24A-S | Characterised control valve | 600 kPa | 100 kPa |  | EU\Inbox\Combinations\Folder..6/..7\ | 34
120237 | R6040R-B3/NR230A-S | R6040R-B3/NR230A-S |  | R6040R-B3 | / | NR230A-S | Standard actuator | 0 | Scenario 1 |  | PPK¦SelectPro¦VDI3805¦Internet_EU |  |  | R6040R-B3/NR230A-S | Open-close ball valve | 600 kPa | 100 kPa |  | EU\Inbox\Combinations\Folder..6/..7\ | 33
120247 | R6040R25-B3/NR24A | R6040R25-B3/NR24A |  | R6040R25-B3 | / | NR24A | Standard actuator | 1 | Scenario 2 |  | PPK¦SelectPro¦VDI3805¦Internet_EU |  |  | R6040R25-B3/NR24A | Characterised control valve | 600 kPa | 100 kPa |  | EU\Inbox\Combinations\Folder..6/..7\ | 35
120267 | R6050R-B3/NR24A-S | R6050R-B3/NR24A-S |  | R6050R-B3 | / | NR24A-S | Standard actuator | 0 | Scenario 1 |  | PPK¦SelectPro¦VDI3805¦Internet_EU |  |  | R6050R-B3/NR24A-S | Open-close ball valve | 600 kPa | 100 kPa |  | EU\Inbox\Combinations\Folder..6/..7\ | 35
120228 | R6032R16-B3+NR24A-SR | R6032R16-B3+NR24A-SR |  | R6032R16-B3 | + | NR24A-SR | Standard actuator | 1 | Scenario 2 |  | PPK¦SelectPro¦VDI3805¦Internet_EU |  |  | R6032R16-B3+NR24A-SR | Characterised control valve | 600 kPa | 100 kPa |  | EU\Inbox\Combinations\Folder..6/..7\ | 35
120258 | R6040R25-B3+NRC24A-SR | R6040R25-B3+NRC24A-SR |  | R6040R25-B3 | + | NRC24A-SR | Fast runner | 1 | Scenario 2 |  | PPK¦SelectPro¦VDI3805¦Internet_EU |  |  | R6040R25-B3+NRC24A-SR | Characterised control valve | 600 kPa | 100 kPa |  | EU\Inbox\Combinations\Folder..6/..7\ | 34
120238 | R6040R-B3+NR24A | R6040R-B3+NR24A |  | R6040R-B3 | + | NR24A | Standard actuator | 1 | Scenario 1 |  | PPK¦SelectPro¦VDI3805¦Internet_EU |  |  | R6040R-B3+NR24A | Open-close ball valve | 600 kPa | 100 kPa |  | EU\Inbox\Combinations\Folder..6/..7\ | 37
120229 | R6032R16-B3/NR24A-SR | R6032R16-B3/NR24A-SR |  | R6032R16-B3 | / | NR24A-SR | Standard actuator | 1 | Scenario 2 |  | PPK¦SelectPro¦VDI3805¦Internet_EU |  |  | R6032R16-B3/NR24A-SR | Characterised control valve | 600 kPa | 100 kPa |  | EU\Inbox\Combinations\Folder..6/..7\ | 35
120259 | R6040R25-B3/NRC24A-SR | R6040R25-B3/NRC24A-SR |  | R6040R25-B3 | / | NRC24A-SR | Fast runner | 1 | Scenario 2 |  | PPK¦SelectPro¦VDI3805¦Internet_EU |  |  | R6040R25-B3/NRC24A-SR | Characterised control valve | 600 kPa | 100 kPa |  | EU\Inbox\Combinations\Folder..6/..7\ | 34
120239 | R6040R-B3/NR24A | R6040R-B3/NR24A |  | R6040R-B3 | / | NR24A | Standard actuator | 1 | Scenario 1 |  | PPK¦SelectPro¦VDI3805¦Internet_EU |  |  | R6040R-B3/NR24A | Open-close ball valve | 600 kPa | 100 kPa |  | EU\Inbox\Combinations\Folder..6/..7\ | 37
120260 | R6050R-B3+NR230A | R6050R-B3+NR230A |  | R6050R-B3 | + | NR230A | Standard actuator | 1 | Scenario 1 |  | PPK¦SelectPro¦VDI3805¦Internet_EU |  |  | R6050R-B3+NR230A | Open-close ball valve | 600 kPa | 100 kPa |  | EU\Inbox\Combinations\Folder..6/..7\ | 34
120250 | R6040R25-B3+NR24A-MP | R6040R25-B3+NR24A-MP |  | R6040R25-B3 | + | NR24A-MP | Communicative actuator | 0 | Scenario 2 |  | PPK¦SelectPro¦VDI3805¦Internet_EU |  |  | R6040R25-B3+NR24A-MP | Characterised control valve | 600 kPa | 100 kPa |  | EU\Inbox\Combinations\Folder..6/..7\ | 34
120240 | R6040R-B3+NR24A-S | R6040R-B3+NR24A-S |  | R6040R-B3 | + | NR24A-S | Standard actuator | 0 | Scenario 1 |  | PPK¦SelectPro¦VDI3805¦Internet_EU |  |  | R6040R-B3+NR24A-S | Open-close ball valve | 600 kPa | 100 kPa |  | EU\Inbox\Combinations\Folder..6/..7\ | 36
120261 | R6050R-B3/NR230A | R6050R-B3/NR230A |  | R6050R-B3 | / | NR230A | Standard actuator | 1 | Scenario 1 |  | PPK¦SelectPro¦VDI3805¦Internet_EU |  |  | R6050R-B3/NR230A | Open-close ball valve | 600 kPa | 100 kPa |  | EU\Inbox\Combinations\Folder..6/..7\ | 34
120251 | R6040R25-B3/NR24A-MP | R6040R25-B3/NR24A-MP |  | R6040R25-B3 | / | NR24A-MP | Communicative actuator | 0 | Scenario 2 |  | PPK¦SelectPro¦VDI3805¦Internet_EU |  |  | R6040R25-B3/NR24A-MP | Characterised control valve | 600 kPa | 100 kPa |  | EU\Inbox\Combinations\Folder..6/..7\ | 34
120241 | R6040R-B3/NR24A-S | R6040R-B3/NR24A-S |  | R6040R-B3 | / | NR24A-S | Standard actuator | 0 | Scenario 1 |  | PPK¦SelectPro¦VDI3805¦Internet_EU |  |  | R6040R-B3/NR24A-S | Open-close ball valve | 600 kPa | 100 kPa |  | EU\Inbox\Combinations\Folder..6/..7\ | 36
120352 | R3025-10-S2+LRC24A-SR | R3025-10-S2+LRC24A-SR |  | R3025-10-S2 | + | LRC24A-SR | Fast runner | 1 | Scenario 2 |  | PPK¦SelectPro¦VDI3805¦Internet_EU |  |  | R3025-10-S2+LRC24A-SR | Characterised control valve | 1400 kPa | 350 kPa |  | EU\Inbox\Combinations\Folder..2/..3\ | 37
120372 | R6015R1-B1+LRC24A-SR | R6015R1-B1+LRC24A-SR |  | R6015R1-B1 | + | LRC24A-SR | Fast runner | 1 | Scenario 2 |  | PPK¦SelectPro¦VDI3805¦Internet_EU |  |  | R6015R1-B1+LRC24A-SR | Characterised control valve | 600 kPa | 100 kPa |  | EU\Inbox\Combinations\Folder..6/..7\ | 35
120362 | R3025-S2+LR24A-S | R3025-S2+LR24A-S |  | R3025-S2 | + | LR24A-S | Standard actuator | 0 | Scenario 1 |  | PPK¦SelectPro¦VDI3805¦Internet_EU |  |  | R3025-S2+LR24A-S | Change-over ball valve | 1400 kPa | 1000 kPa |  | EU\Inbox\Combinations\Folder..2/..3\ | 37
120353 | R3025-10-S2/LRC24A-SR | R3025-10-S2/LRC24A-SR |  | R3025-10-S2 | / | LRC24A-SR | Fast runner | 1 | Scenario 2 |  | PPK¦SelectPro¦VDI3805¦Internet_EU |  |  | R3025-10-S2/LRC24A-SR | Characterised control valve | 1400 kPa | 350 kPa |  | EU\Inbox\Combinations\Folder..2/..3\ | 37
120373 | R6015R1-B1/LRC24A-SR | R6015R1-B1/LRC24A-SR |  | R6015R1-B1 | / | LRC24A-SR | Fast runner | 1 | Scenario 2 |  | PPK¦SelectPro¦VDI3805¦Internet_EU |  |  | R6015R1-B1/LRC24A-SR | Characterised control valve | 600 kPa | 100 kPa |  | EU\Inbox\Combinations\Folder..6/..7\ | 35
120363 | R3025-S2/LR24A-S | R3025-S2/LR24A-S |  | R3025-S2 | / | LR24A-S | Standard actuator | 0 | Scenario 1 |  | PPK¦SelectPro¦VDI3805¦Internet_EU |  |  | R3025-S2/LR24A-S | Change-over ball valve | 1400 kPa | 1000 kPa |  | EU\Inbox\Combinations\Folder..2/..3\ | 38
120354 | R3025-6P3-S2+LR24A-S | R3025-6P3-S2+LR24A-S |  | R3025-6P3-S2 | + | LR24A-S | Standard actuator | 0 | Scenario 2 |  | PPK¦SelectPro¦VDI3805¦Internet_EU |  |  | R3025-6P3-S2+LR24A-S | Characterised control valve | 1400 kPa | 350 kPa |  | EU\Inbox\Combinations\Folder..2/..3\ | 37
120374 | R6015R1P6-B1+LR24A-S | R6015R1P6-B1+LR24A-S |  | R6015R1P6-B1 | + | LR24A-S | Standard actuator | 0 | Scenario 2 |  | PPK¦SelectPro¦VDI3805¦Internet_EU |  |  | R6015R1P6-B1+LR24A-S | Characterised control valve | 600 kPa | 100 kPa |  | EU\Inbox\Combinations\Folder..6/..7\ | 34
120364 | R3032-BL2+LR24A-S | R3032-BL2+LR24A-S |  | R3032-BL2 | + | LR24A-S | Standard actuator | 0 | Scenario 1 |  | PPK¦SelectPro¦VDI3805¦Internet_EU |  |  | R3032-BL2+LR24A-S | Change-over ball valve | 500 kPa | 350 kPa |  | EU\Inbox\Combinations\Folder..2/..3\ | 35
120355 | R3025-6P3-S2/LR24A-S | R3025-6P3-S2/LR24A-S |  | R3025-6P3-S2 | / | LR24A-S | Standard actuator | 0 | Scenario 2 |  | PPK¦SelectPro¦VDI3805¦Internet_EU |  |  | R3025-6P3-S2/LR24A-S | Characterised control valve | 1400 kPa | 350 kPa |  | EU\Inbox\Combinations\Folder..2/..3\ | 37
120375 | R6015R1P6-B1/LR24A-S | R6015R1P6-B1/LR24A-S |  | R6015R1P6-B1 | / | LR24A-S | Standard actuator | 0 | Scenario 2 |  | PPK¦SelectPro¦VDI3805¦Internet_EU |  |  | R6015R1P6-B1/LR24A-S | Characterised control valve | 600 kPa | 100 kPa |  | EU\Inbox\Combinations\Folder..6/..7\ | 34
120365 | R3032-BL2/LR24A-S | R3032-BL2/LR24A-S |  | R3032-BL2 | / | LR24A-S | Standard actuator | 0 | Scenario 1 |  | PPK¦SelectPro¦VDI3805¦Internet_EU |  |  | R3032-BL2/LR24A-S | Change-over ball valve | 500 kPa | 350 kPa |  | EU\Inbox\Combinations\Folder..2/..3\ | 35
120356 | R3025-6P3-S2+LR24A-SR | R3025-6P3-S2+LR24A-SR |  | R3025-6P3-S2 | + | LR24A-SR | Standard actuator | 1 | Scenario 2 |  | PPK¦SelectPro¦VDI3805¦Internet_EU |  |  | R3025-6P3-S2+LR24A-SR | Characterised control valve | 1400 kPa | 350 kPa |  | EU\Inbox\Combinations\Folder..2/..3\ | 39
120376 | R6015R1P6-B1+LR24A-SR | R6015R1P6-B1+LR24A-SR |  | R6015R1P6-B1 | + | LR24A-SR | Standard actuator | 1 | Scenario 2 |  | PPK¦SelectPro¦VDI3805¦Internet_EU |  |  | R6015R1P6-B1+LR24A-SR | Characterised control valve | 600 kPa | 100 kPa |  | EU\Inbox\Combinations\Folder..6/..7\ | 35
120346 | R3020-S2+LR24A-S | R3020-S2+LR24A-S |  | R3020-S2 | + | LR24A-S | Standard actuator | 0 | Scenario 1 |  | PPK¦SelectPro¦VDI3805¦Internet_EU |  |  | R3020-S2+LR24A-S | Change-over ball valve | 1400 kPa | 1000 kPa |  | EU\Inbox\Combinations\Folder..2/..3\ | 38
120366 | R6015R-B1+LR24A-S | R6015R-B1+LR24A-S |  | R6015R-B1 | + | LR24A-S | Standard actuator | 0 | Scenario 1 |  | PPK¦SelectPro¦VDI3805¦Internet_EU |  |  | R6015R-B1+LR24A-S | Open-close ball valve | 600 kPa | 100 kPa |  | EU\Inbox\Combinations\Folder..6/..7\ | 36
120357 | R3025-6P3-S2/LR24A-SR | R3025-6P3-S2/LR24A-SR |  | R3025-6P3-S2 | / | LR24A-SR | Standard actuator | 1 | Scenario 2 |  | PPK¦SelectPro¦VDI3805¦Internet_EU |  |  | R3025-6P3-S2/LR24A-SR | Characterised control valve | 1400 kPa | 350 kPa |  | EU\Inbox\Combinations\Folder..2/..3\ | 38
120377 | R6015R1P6-B1/LR24A-SR | R6015R1P6-B1/LR24A-SR |  | R6015R1P6-B1 | / | LR24A-SR | Standard actuator | 1 | Scenario 2 |  | PPK¦SelectPro¦VDI3805¦Internet_EU |  |  | R6015R1P6-B1/LR24A-SR | Characterised control valve | 600 kPa | 100 kPa |  | EU\Inbox\Combinations\Folder..6/..7\ | 35
120347 | R3020-S2/LR24A-S | R3020-S2/LR24A-S |  | R3020-S2 | / | LR24A-S | Standard actuator | 0 | Scenario 1 |  | PPK¦SelectPro¦VDI3805¦Internet_EU |  |  | R3020-S2/LR24A-S | Change-over ball valve | 1400 kPa | 1000 kPa |  | EU\Inbox\Combinations\Folder..2/..3\ | 37
120367 | R6015R-B1/LR24A-S | R6015R-B1/LR24A-S |  | R6015R-B1 | / | LR24A-S | Standard actuator | 0 | Scenario 1 |  | PPK¦SelectPro¦VDI3805¦Internet_EU |  |  | R6015R-B1/LR24A-S | Open-close ball valve | 600 kPa | 100 kPa |  | EU\Inbox\Combinations\Folder..6/..7\ | 36
120358 | R3025-6P3-S2+LRC24A-SR | R3025-6P3-S2+LRC24A-SR |  | R3025-6P3-S2 | + | LRC24A-SR | Fast runner | 1 | Scenario 2 |  | PPK¦SelectPro¦VDI3805¦Internet_EU |  |  | R3025-6P3-S2+LRC24A-SR | Characterised control valve | 1400 kPa | 350 kPa |  | EU\Inbox\Combinations\Folder..2/..3\ | 37
120378 | R6015R1P6-B1+LRC24A-SR | R6015R1P6-B1+LRC24A-SR |  | R6015R1P6-B1 | + | LRC24A-SR | Fast runner | 1 | Scenario 2 |  | PPK¦SelectPro¦VDI3805¦Internet_EU |  |  | R6015R1P6-B1+LRC24A-SR | Characterised control valve | 600 kPa | 100 kPa |  | EU\Inbox\Combinations\Folder..6/..7\ | 35
120348 | R3025-10-S2+LR24A-S | R3025-10-S2+LR24A-S |  | R3025-10-S2 | + | LR24A-S | Standard actuator | 0 | Scenario 2 |  | PPK¦SelectPro¦VDI3805¦Internet_EU |  |  | R3025-10-S2+LR24A-S | Characterised control valve | 1400 kPa | 350 kPa |  | EU\Inbox\Combinations\Folder..2/..3\ | 37
120359 | R3025-6P3-S2/LRC24A-SR | R3025-6P3-S2/LRC24A-SR |  | R3025-6P3-S2 | / | LRC24A-SR | Fast runner | 1 | Scenario 2 |  | PPK¦SelectPro¦VDI3805¦Internet_EU |  |  | R3025-6P3-S2/LRC24A-SR | Characterised control valve | 1400 kPa | 350 kPa |  | EU\Inbox\Combinations\Folder..2/..3\ | 37
120368 | R6015R1-B1+LR24A-S | R6015R1-B1+LR24A-S |  | R6015R1-B1 | + | LR24A-S | Standard actuator | 0 | Scenario 2 |  | PPK¦SelectPro¦VDI3805¦Internet_EU |  |  | R6015R1-B1+LR24A-S | Characterised control valve | 600 kPa | 100 kPa |  | EU\Inbox\Combinations\Folder..6/..7\ | 34
120379 | R6015R1P6-B1/LRC24A-SR | R6015R1P6-B1/LRC24A-SR |  | R6015R1P6-B1 | / | LRC24A-SR | Fast runner | 1 | Scenario 2 |  | PPK¦SelectPro¦VDI3805¦Internet_EU |  |  | R6015R1P6-B1/LRC24A-SR | Characterised control valve | 600 kPa | 100 kPa |  | EU\Inbox\Combinations\Folder..6/..7\ | 35
120349 | R3025-10-S2/LR24A-S | R3025-10-S2/LR24A-S |  | R3025-10-S2 | / | LR24A-S | Standard actuator | 0 | Scenario 2 |  | PPK¦SelectPro¦VDI3805¦Internet_EU |  |  | R3025-10-S2/LR24A-S | Characterised control valve | 1400 kPa | 350 kPa |  | EU\Inbox\Combinations\Folder..2/..3\ | 37
120360 | R3025-BL2+LR24A-S | R3025-BL2+LR24A-S |  | R3025-BL2 | + | LR24A-S | Standard actuator | 0 | Scenario 1 |  | PPK¦SelectPro¦VDI3805¦Internet_EU |  |  | R3025-BL2+LR24A-S | Change-over ball valve | 500 kPa | 350 kPa |  | EU\Inbox\Combinations\Folder..2/..3\ | 35
120369 | R6015R1-B1/LR24A-S | R6015R1-B1/LR24A-S |  | R6015R1-B1 | / | LR24A-S | Standard actuator | 0 | Scenario 2 |  | PPK¦SelectPro¦VDI3805¦Internet_EU |  |  | R6015R1-B1/LR24A-S | Characterised control valve | 600 kPa | 100 kPa |  | EU\Inbox\Combinations\Folder..6/..7\ | 34
120380 | R6015R2P5-B1+LR24A-S | R6015R2P5-B1+LR24A-S |  | R6015R2P5-B1 | + | LR24A-S | Standard actuator | 0 | Scenario 2 |  | PPK¦SelectPro¦VDI3805¦Internet_EU |  |  | R6015R2P5-B1+LR24A-S | Characterised control valve | 600 kPa | 100 kPa |  | EU\Inbox\Combinations\Folder..6/..7\ | 34
120350 | R3025-10-S2+LR24A-SR | R3025-10-S2+LR24A-SR |  | R3025-10-S2 | + | LR24A-SR | Standard actuator | 1 | Scenario 2 |  | PPK¦SelectPro¦VDI3805¦Internet_EU |  |  | R3025-10-S2+LR24A-SR | Characterised control valve | 1400 kPa | 350 kPa |  | EU\Inbox\Combinations\Folder..2/..3\ | 38
120361 | R3025-BL2/LR24A-S | R3025-BL2/LR24A-S |  | R3025-BL2 | / | LR24A-S | Standard actuator | 0 | Scenario 1 |  | PPK¦SelectPro¦VDI3805¦Internet_EU |  |  | R3025-BL2/LR24A-S | Change-over ball valve | 500 kPa | 350 kPa |  | EU\Inbox\Combinations\Folder..2/..3\ | 35
120381 | R6015R2P5-B1/LR24A-S | R6015R2P5-B1/LR24A-S |  | R6015R2P5-B1 | / | LR24A-S | Standard actuator | 0 | Scenario 2 |  | PPK¦SelectPro¦VDI3805¦Internet_EU |  |  | R6015R2P5-B1/LR24A-S | Characterised control valve | 600 kPa | 100 kPa |  | EU\Inbox\Combinations\Folder..6/..7\ | 34
120351 | R3025-10-S2/LR24A-SR | R3025-10-S2/LR24A-SR |  | R3025-10-S2 | / | LR24A-SR | Standard actuator | 1 | Scenario 2 |  | PPK¦SelectPro¦VDI3805¦Internet_EU |  |  | R3025-10-S2/LR24A-SR | Characterised control valve | 1400 kPa | 350 kPa |  | EU\Inbox\Combinations\Folder..2/..3\ | 38
120370 | R6015R1-B1+LR24A-SR | R6015R1-B1+LR24A-SR |  | R6015R1-B1 | + | LR24A-SR | Standard actuator | 1 | Scenario 2 |  | PPK¦SelectPro¦VDI3805¦Internet_EU |  |  | R6015R1-B1+LR24A-SR | Characterised control valve | 600 kPa | 100 kPa |  | EU\Inbox\Combinations\Folder..6/..7\ | 35
120371 | R6015R1-B1/LR24A-SR | R6015R1-B1/LR24A-SR |  | R6015R1-B1 | / | LR24A-SR | Standard actuator | 1 | Scenario 2 |  | PPK¦SelectPro¦VDI3805¦Internet_EU |  |  | R6015R1-B1/LR24A-SR | Characterised control valve | 600 kPa | 100 kPa |  | EU\Inbox\Combinations\Folder..6/..7\ | 35
120392 | R6015RP63-B1+LR24A-S | R6015RP63-B1+LR24A-S |  | R6015RP63-B1 | + | LR24A-S | Standard actuator | 0 | Scenario 2 |  | PPK¦SelectPro¦VDI3805¦Internet_EU |  |  | R6015RP63-B1+LR24A-S | Characterised control valve | 600 kPa | 100 kPa |  | EU\Inbox\Combinations\Folder..6/..7\ | 34
120422 | R7015R4-B1+LR24A-S | R7015R4-B1+LR24A-S |  | R7015R4-B1 | + | LR24A-S | Standard actuator | 0 | Scenario 2 |  | PPK¦SelectPro¦VDI3805¦Internet_EU |  |  | R7015R4-B1+LR24A-S | Characterised control valve | 600 kPa | 100 kPa |  | EU\Inbox\Combinations\Folder..6/..7\ | 35
120432 | R7015RP63-B1+LRC24A-SR | R7015RP63-B1+LRC24A-SR |  | R7015RP63-B1 | + | LRC24A-SR | Fast runner | 1 | Scenario 2 |  | PPK¦SelectPro¦VDI3805¦Internet_EU |  |  | R7015RP63-B1+LRC24A-SR | Characterised control valve | 600 kPa | 100 kPa |  | EU\Inbox\Combinations\Folder..6/..7\ | 35
120382 | R6015R2P5-B1+LR24A-SR | R6015R2P5-B1+LR24A-SR |  | R6015R2P5-B1 | + | LR24A-SR | Standard actuator | 1 | Scenario 2 |  | PPK¦SelectPro¦VDI3805¦Internet_EU |  |  | R6015R2P5-B1+LR24A-SR | Characterised control valve | 600 kPa | 100 kPa |  | EU\Inbox\Combinations\Folder..6/..7\ | 35
120412 | R6025R10-B2+LRC24A-SR | R6025R10-B2+LRC24A-SR |  | R6025R10-B2 | + | LRC24A-SR | Fast runner | 1 | Scenario 2 |  | PPK¦SelectPro¦VDI3805¦Internet_EU |  |  | R6025R10-B2+LRC24A-SR | Characterised control valve | 600 kPa | 100 kPa |  | EU\Inbox\Combinations\Folder..6/..7\ | 35
120402 | R6020R6P3-B1+LR24A-SR | R6020R6P3-B1+LR24A-SR |  | R6020R6P3-B1 | + | LR24A-SR | Standard actuator | 1 | Scenario 2 |  | PPK¦SelectPro¦VDI3805¦Internet_EU |  |  | R6020R6P3-B1+LR24A-SR | Characterised control valve | 600 kPa | 100 kPa |  | EU\Inbox\Combinations\Folder..6/..7\ | 35
120442 | R7025R-B2+LR24A-S | R7025R-B2+LR24A-S |  | R7025R-B2 | + | LR24A-S | Standard actuator | 0 | Scenario 1 |  | PPK¦SelectPro¦VDI3805¦Internet_EU |  |  | R7025R-B2+LR24A-S | Change-over ball valve | 600 kPa | 100 kPa |  | EU\Inbox\Combinations\Folder..6/..7\ | 35
120393 | R6015RP63-B1/LR24A-S | R6015RP63-B1/LR24A-S |  | R6015RP63-B1 | / | LR24A-S | Standard actuator | 0 | Scenario 2 |  | PPK¦SelectPro¦VDI3805¦Internet_EU |  |  | R6015RP63-B1/LR24A-S | Characterised control valve | 600 kPa | 100 kPa |  | EU\Inbox\Combinations\Folder..6/..7\ | 34
120423 | R7015R4-B1/LR24A-S | R7015R4-B1/LR24A-S |  | R7015R4-B1 | / | LR24A-S | Standard actuator | 0 | Scenario 2 |  | PPK¦SelectPro¦VDI3805¦Internet_EU |  |  | R7015R4-B1/LR24A-S | Characterised control valve | 600 kPa | 100 kPa |  | EU\Inbox\Combinations\Folder..6/..7\ | 35
120433 | R7015RP63-B1/LRC24A-SR | R7015RP63-B1/LRC24A-SR |  | R7015RP63-B1 | / | LRC24A-SR | Fast runner | 1 | Scenario 2 |  | PPK¦SelectPro¦VDI3805¦Internet_EU |  |  | R7015RP63-B1/LRC24A-SR | Characterised control valve | 600 kPa | 100 kPa |  | EU\Inbox\Combinations\Folder..6/..7\ | 36
120383 | R6015R2P5-B1/LR24A-SR | R6015R2P5-B1/LR24A-SR |  | R6015R2P5-B1 | / | LR24A-SR | Standard actuator | 1 | Scenario 2 |  | PPK¦SelectPro¦VDI3805¦Internet_EU |  |  | R6015R2P5-B1/LR24A-SR | Characterised control valve | 600 kPa | 100 kPa |  | EU\Inbox\Combinations\Folder..6/..7\ | 35
120413 | R6025R10-B2/LRC24A-SR | R6025R10-B2/LRC24A-SR |  | R6025R10-B2 | / | LRC24A-SR | Fast runner | 1 | Scenario 2 |  | PPK¦SelectPro¦VDI3805¦Internet_EU |  |  | R6025R10-B2/LRC24A-SR | Characterised control valve | 600 kPa | 100 kPa |  | EU\Inbox\Combinations\Folder..6/..7\ | 35
120403 | R6020R6P3-B1/LR24A-SR | R6020R6P3-B1/LR24A-SR |  | R6020R6P3-B1 | / | LR24A-SR | Standard actuator | 1 | Scenario 2 |  | PPK¦SelectPro¦VDI3805¦Internet_EU |  |  | R6020R6P3-B1/LR24A-SR | Characterised control valve | 600 kPa | 100 kPa |  | EU\Inbox\Combinations\Folder..6/..7\ | 35
120443 | R7025R-B2/LR24A-S | R7025R-B2/LR24A-S |  | R7025R-B2 | / | LR24A-S | Standard actuator | 0 | Scenario 1 |  | PPK¦SelectPro¦VDI3805¦Internet_EU |  |  | R7025R-B2/LR24A-S | Change-over ball valve | 600 kPa | 100 kPa |  | EU\Inbox\Combinations\Folder..6/..7\ | 35
120394 | R6015RP63-B1+LR24A-SR | R6015RP63-B1+LR24A-SR |  | R6015RP63-B1 | + | LR24A-SR | Standard actuator | 1 | Scenario 2 |  | PPK¦SelectPro¦VDI3805¦Internet_EU |  |  | R6015RP63-B1+LR24A-SR | Characterised control valve | 600 kPa | 100 kPa |  | EU\Inbox\Combinations\Folder..6/..7\ | 35
120424 | R7015R4-B1+LR24A-SR | R7015R4-B1+LR24A-SR |  | R7015R4-B1 | + | LR24A-SR | Standard actuator | 1 | Scenario 2 |  | PPK¦SelectPro¦VDI3805¦Internet_EU |  |  | R7015R4-B1+LR24A-SR | Characterised control valve | 600 kPa | 100 kPa |  | EU\Inbox\Combinations\Folder..6/..7\ | 35
120434 | R7020R-B1+LR24A-S | R7020R-B1+LR24A-S |  | R7020R-B1 | + | LR24A-S | Standard actuator | 0 | Scenario 1 |  | PPK¦SelectPro¦VDI3805¦Internet_EU |  |  | R7020R-B1+LR24A-S | Change-over ball valve | 600 kPa | 100 kPa |  | EU\Inbox\Combinations\Folder..6/..7\ | 35
120384 | R6015R2P5-B1+LRC24A-SR | R6015R2P5-B1+LRC24A-SR |  | R6015R2P5-B1 | + | LRC24A-SR | Fast runner | 1 | Scenario 2 |  | PPK¦SelectPro¦VDI3805¦Internet_EU |  |  | R6015R2P5-B1+LRC24A-SR | Characterised control valve | 600 kPa | 100 kPa |  | EU\Inbox\Combinations\Folder..6/..7\ | 35
120414 | R7015R-B1+LR24A-S | R7015R-B1+LR24A-S |  | R7015R-B1 | + | LR24A-S | Standard actuator | 0 | Scenario 1 |  | PPK¦SelectPro¦VDI3805¦Internet_EU |  |  | R7015R-B1+LR24A-S | Change-over ball valve | 600 kPa | 100 kPa |  | EU\Inbox\Combinations\Folder..6/..7\ | 35
120404 | R6020R6P3-B1+LRC24A-SR | R6020R6P3-B1+LRC24A-SR |  | R6020R6P3-B1 | + | LRC24A-SR | Fast runner | 1 | Scenario 2 |  | PPK¦SelectPro¦VDI3805¦Internet_EU |  |  | R6020R6P3-B1+LRC24A-SR | Characterised control valve | 600 kPa | 100 kPa |  | EU\Inbox\Combinations\Folder..6/..7\ | 35
120444 | R7025R10-B2+LR24A-S | R7025R10-B2+LR24A-S |  | R7025R10-B2 | + | LR24A-S | Standard actuator | 0 | Scenario 2 |  | PPK¦SelectPro¦VDI3805¦Internet_EU |  |  | R7025R10-B2+LR24A-S | Characterised control valve | 600 kPa | 100 kPa |  | EU\Inbox\Combinations\Folder..6/..7\ | 36
120395 | R6015RP63-B1/LR24A-SR | R6015RP63-B1/LR24A-SR |  | R6015RP63-B1 | / | LR24A-SR | Standard actuator | 1 | Scenario 2 |  | PPK¦SelectPro¦VDI3805¦Internet_EU |  |  | R6015RP63-B1/LR24A-SR | Characterised control valve | 600 kPa | 100 kPa |  | EU\Inbox\Combinations\Folder..6/..7\ | 35
120425 | R7015R4-B1/LR24A-SR | R7015R4-B1/LR24A-SR |  | R7015R4-B1 | / | LR24A-SR | Standard actuator | 1 | Scenario 2 |  | PPK¦SelectPro¦VDI3805¦Internet_EU |  |  | R7015R4-B1/LR24A-SR | Characterised control valve | 600 kPa | 100 kPa |  | EU\Inbox\Combinations\Folder..6/..7\ | 35
120435 | R7020R-B1/LR24A-S | R7020R-B1/LR24A-S |  | R7020R-B1 | / | LR24A-S | Standard actuator | 0 | Scenario 1 |  | PPK¦SelectPro¦VDI3805¦Internet_EU |  |  | R7020R-B1/LR24A-S | Change-over ball valve | 600 kPa | 100 kPa |  | EU\Inbox\Combinations\Folder..6/..7\ | 35
120385 | R6015R2P5-B1/LRC24A-SR | R6015R2P5-B1/LRC24A-SR |  | R6015R2P5-B1 | / | LRC24A-SR | Fast runner | 1 | Scenario 2 |  | PPK¦SelectPro¦VDI3805¦Internet_EU |  |  | R6015R2P5-B1/LRC24A-SR | Characterised control valve | 600 kPa | 100 kPa |  | EU\Inbox\Combinations\Folder..6/..7\ | 35
120415 | R7015R-B1/LR24A-S | R7015R-B1/LR24A-S |  | R7015R-B1 | / | LR24A-S | Standard actuator | 0 | Scenario 1 |  | PPK¦SelectPro¦VDI3805¦Internet_EU |  |  | R7015R-B1/LR24A-S | Change-over ball valve | 600 kPa | 100 kPa |  | EU\Inbox\Combinations\Folder..6/..7\ | 35
120405 | R6020R6P3-B1/LRC24A-SR | R6020R6P3-B1/LRC24A-SR |  | R6020R6P3-B1 | / | LRC24A-SR | Fast runner | 1 | Scenario 2 |  | PPK¦SelectPro¦VDI3805¦Internet_EU |  |  | R6020R6P3-B1/LRC24A-SR | Characterised control valve | 600 kPa | 100 kPa |  | EU\Inbox\Combinations\Folder..6/..7\ | 35
120445 | R7025R10-B2/LR24A-S | R7025R10-B2/LR24A-S |  | R7025R10-B2 | / | LR24A-S | Standard actuator | 0 | Scenario 2 |  | PPK¦SelectPro¦VDI3805¦Internet_EU |  |  | R7025R10-B2/LR24A-S | Characterised control valve | 600 kPa | 100 kPa |  | EU\Inbox\Combinations\Folder..6/..7\ | 36
120396 | R6015RP63-B1+LRC24A-SR | R6015RP63-B1+LRC24A-SR |  | R6015RP63-B1 | + | LRC24A-SR | Fast runner | 1 | Scenario 2 |  | PPK¦SelectPro¦VDI3805¦Internet_EU |  |  | R6015RP63-B1+LRC24A-SR | Characterised control valve | 600 kPa | 100 kPa |  | EU\Inbox\Combinations\Folder..6/..7\ | 37
120426 | R7015R4-B1+LRC24A-SR | R7015R4-B1+LRC24A-SR |  | R7015R4-B1 | + | LRC24A-SR | Fast runner | 1 | Scenario 2 |  | PPK¦SelectPro¦VDI3805¦Internet_EU |  |  | R7015R4-B1+LRC24A-SR | Characterised control valve | 600 kPa | 100 kPa |  | EU\Inbox\Combinations\Folder..6/..7\ | 35
120436 | R7020R6P3-B1+LR24A-S | R7020R6P3-B1+LR24A-S |  | R7020R6P3-B1 | + | LR24A-S | Standard actuator | 0 | Scenario 2 |  | PPK¦SelectPro¦VDI3805¦Internet_EU |  |  | R7020R6P3-B1+LR24A-S | Characterised control valve | 600 kPa | 100 kPa |  | EU\Inbox\Combinations\Folder..6/..7\ | 35
120386 | R6015R4-B1+LR24A-S | R6015R4-B1+LR24A-S |  | R6015R4-B1 | + | LR24A-S | Standard actuator | 0 | Scenario 2 |  | PPK¦SelectPro¦VDI3805¦Internet_EU |  |  | R6015R4-B1+LR24A-S | Characterised control valve | 600 kPa | 100 kPa |  | EU\Inbox\Combinations\Folder..6/..7\ | 34
120406 | R6025R-B2+LR24A-S | R6025R-B2+LR24A-S |  | R6025R-B2 | + | LR24A-S | Standard actuator | 0 | Scenario 1 |  | PPK¦SelectPro¦VDI3805¦Internet_EU |  |  | R6025R-B2+LR24A-S | Open-close ball valve | 600 kPa | 100 kPa |  | EU\Inbox\Combinations\Folder..6/..7\ | 36
120416 | R7015R1P6-B1+LR24A-S | R7015R1P6-B1+LR24A-S |  | R7015R1P6-B1 | + | LR24A-S | Standard actuator | 0 | Scenario 2 |  | PPK¦SelectPro¦VDI3805¦Internet_EU |  |  | R7015R1P6-B1+LR24A-S | Characterised control valve | 600 kPa | 100 kPa |  | EU\Inbox\Combinations\Folder..6/..7\ | 35
120397 | R6015RP63-B1/LRC24A-SR | R6015RP63-B1/LRC24A-SR |  | R6015RP63-B1 | / | LRC24A-SR | Fast runner | 1 | Scenario 2 |  | PPK¦SelectPro¦VDI3805¦Internet_EU |  |  | R6015RP63-B1/LRC24A-SR | Characterised control valve | 600 kPa | 100 kPa |  | EU\Inbox\Combinations\Folder..6/..7\ | 35
120446 | R7025R10-B2+LR24A-SR | R7025R10-B2+LR24A-SR |  | R7025R10-B2 | + | LR24A-SR | Standard actuator | 1 | Scenario 2 |  | PPK¦SelectPro¦VDI3805¦Internet_EU |  |  | R7025R10-B2+LR24A-SR | Characterised control valve | 600 kPa | 100 kPa |  | EU\Inbox\Combinations\Folder..6/..7\ | 36
120427 | R7015R4-B1/LRC24A-SR | R7015R4-B1/LRC24A-SR |  | R7015R4-B1 | / | LRC24A-SR | Fast runner | 1 | Scenario 2 |  | PPK¦SelectPro¦VDI3805¦Internet_EU |  |  | R7015R4-B1/LRC24A-SR | Characterised control valve | 600 kPa | 100 kPa |  | EU\Inbox\Combinations\Folder..6/..7\ | 35
120437 | R7020R6P3-B1/LR24A-S | R7020R6P3-B1/LR24A-S |  | R7020R6P3-B1 | / | LR24A-S | Standard actuator | 0 | Scenario 2 |  | PPK¦SelectPro¦VDI3805¦Internet_EU |  |  | R7020R6P3-B1/LR24A-S | Characterised control valve | 600 kPa | 100 kPa |  | EU\Inbox\Combinations\Folder..6/..7\ | 35
120387 | R6015R4-B1/LR24A-S | R6015R4-B1/LR24A-S |  | R6015R4-B1 | / | LR24A-S | Standard actuator | 0 | Scenario 2 |  | PPK¦SelectPro¦VDI3805¦Internet_EU |  |  | R6015R4-B1/LR24A-S | Characterised control valve | 600 kPa | 100 kPa |  | EU\Inbox\Combinations\Folder..6/..7\ | 34
120407 | R6025R-B2/LR24A-S | R6025R-B2/LR24A-S |  | R6025R-B2 | / | LR24A-S | Standard actuator | 0 | Scenario 1 |  | PPK¦SelectPro¦VDI3805¦Internet_EU |  |  | R6025R-B2/LR24A-S | Open-close ball valve | 600 kPa | 100 kPa |  | EU\Inbox\Combinations\Folder..6/..7\ | 36
120398 | R6020R-B1+LR24A-S | R6020R-B1+LR24A-S |  | R6020R-B1 | + | LR24A-S | Standard actuator | 0 | Scenario 1 |  | PPK¦SelectPro¦VDI3805¦Internet_EU |  |  | R6020R-B1+LR24A-S | Open-close ball valve | 600 kPa | 100 kPa |  | EU\Inbox\Combinations\Folder..6/..7\ | 36
120417 | R7015R1P6-B1/LR24A-S | R7015R1P6-B1/LR24A-S |  | R7015R1P6-B1 | / | LR24A-S | Standard actuator | 0 | Scenario 2 |  | PPK¦SelectPro¦VDI3805¦Internet_EU |  |  | R7015R1P6-B1/LR24A-S | Characterised control valve | 600 kPa | 100 kPa |  | EU\Inbox\Combinations\Folder..6/..7\ | 35
120447 | R7025R10-B2/LR24A-SR | R7025R10-B2/LR24A-SR |  | R7025R10-B2 | / | LR24A-SR | Standard actuator | 1 | Scenario 2 |  | PPK¦SelectPro¦VDI3805¦Internet_EU |  |  | R7025R10-B2/LR24A-SR | Characterised control valve | 600 kPa | 100 kPa |  | EU\Inbox\Combinations\Folder..6/..7\ | 36
120428 | R7015RP63-B1+LR24A-S | R7015RP63-B1+LR24A-S |  | R7015RP63-B1 | + | LR24A-S | Standard actuator | 0 | Scenario 2 |  | PPK¦SelectPro¦VDI3805¦Internet_EU |  |  | R7015RP63-B1+LR24A-S | Characterised control valve | 600 kPa | 100 kPa |  | EU\Inbox\Combinations\Folder..6/..7\ | 35
120438 | R7020R6P3-B1+LR24A-SR | R7020R6P3-B1+LR24A-SR |  | R7020R6P3-B1 | + | LR24A-SR | Standard actuator | 1 | Scenario 2 |  | PPK¦SelectPro¦VDI3805¦Internet_EU |  |  | R7020R6P3-B1+LR24A-SR | Characterised control valve | 600 kPa | 100 kPa |  | EU\Inbox\Combinations\Folder..6/..7\ | 35
120388 | R6015R4-B1+LR24A-SR | R6015R4-B1+LR24A-SR |  | R6015R4-B1 | + | LR24A-SR | Standard actuator | 1 | Scenario 2 |  | PPK¦SelectPro¦VDI3805¦Internet_EU |  |  | R6015R4-B1+LR24A-SR | Characterised control valve | 600 kPa | 100 kPa |  | EU\Inbox\Combinations\Folder..6/..7\ | 35
120399 | R6020R-B1/LR24A-S | R6020R-B1/LR24A-S |  | R6020R-B1 | / | LR24A-S | Standard actuator | 0 | Scenario 1 |  | PPK¦SelectPro¦VDI3805¦Internet_EU |  |  | R6020R-B1/LR24A-S | Open-close ball valve | 600 kPa | 100 kPa |  | EU\Inbox\Combinations\Folder..6/..7\ | 36
120408 | R6025R10-B2+LR24A-S | R6025R10-B2+LR24A-S |  | R6025R10-B2 | + | LR24A-S | Standard actuator | 0 | Scenario 2 |  | PPK¦SelectPro¦VDI3805¦Internet_EU |  |  | R6025R10-B2+LR24A-S | Characterised control valve | 600 kPa | 100 kPa |  | EU\Inbox\Combinations\Folder..6/..7\ | 34
120418 | R7015R1P6-B1+LR24A-SR | R7015R1P6-B1+LR24A-SR |  | R7015R1P6-B1 | + | LR24A-SR | Standard actuator | 1 | Scenario 2 |  | PPK¦SelectPro¦VDI3805¦Internet_EU |  |  | R7015R1P6-B1+LR24A-SR | Characterised control valve | 600 kPa | 100 kPa |  | EU\Inbox\Combinations\Folder..6/..7\ | 35
120429 | R7015RP63-B1/LR24A-S | R7015RP63-B1/LR24A-S |  | R7015RP63-B1 | / | LR24A-S | Standard actuator | 0 | Scenario 2 |  | PPK¦SelectPro¦VDI3805¦Internet_EU |  |  | R7015RP63-B1/LR24A-S | Characterised control valve | 600 kPa | 100 kPa |  | EU\Inbox\Combinations\Folder..6/..7\ | 35
120448 | R7025R10-B2+LRC24A-SR | R7025R10-B2+LRC24A-SR |  | R7025R10-B2 | + | LRC24A-SR | Fast runner | 1 | Scenario 2 |  | PPK¦SelectPro¦VDI3805¦Internet_EU |  |  | R7025R10-B2+LRC24A-SR | Characterised control valve | 600 kPa | 100 kPa |  | EU\Inbox\Combinations\Folder..6/..7\ | 36
120439 | R7020R6P3-B1/LR24A-SR | R7020R6P3-B1/LR24A-SR |  | R7020R6P3-B1 | / | LR24A-SR | Standard actuator | 1 | Scenario 2 |  | PPK¦SelectPro¦VDI3805¦Internet_EU |  |  | R7020R6P3-B1/LR24A-SR | Characterised control valve | 600 kPa | 100 kPa |  | EU\Inbox\Combinations\Folder..6/..7\ | 35
120389 | R6015R4-B1/LR24A-SR | R6015R4-B1/LR24A-SR |  | R6015R4-B1 | / | LR24A-SR | Standard actuator | 1 | Scenario 2 |  | PPK¦SelectPro¦VDI3805¦Internet_EU |  |  | R6015R4-B1/LR24A-SR | Characterised control valve | 600 kPa | 100 kPa |  | EU\Inbox\Combinations\Folder..6/..7\ | 35
120400 | R6020R6P3-B1+LR24A-S | R6020R6P3-B1+LR24A-S |  | R6020R6P3-B1 | + | LR24A-S | Standard actuator | 0 | Scenario 2 |  | PPK¦SelectPro¦VDI3805¦Internet_EU |  |  | R6020R6P3-B1+LR24A-S | Characterised control valve | 600 kPa | 100 kPa |  | EU\Inbox\Combinations\Folder..6/..7\ | 34
120409 | R6025R10-B2/LR24A-S | R6025R10-B2/LR24A-S |  | R6025R10-B2 | / | LR24A-S | Standard actuator | 0 | Scenario 2 |  | PPK¦SelectPro¦VDI3805¦Internet_EU |  |  | R6025R10-B2/LR24A-S | Characterised control valve | 600 kPa | 100 kPa |  | EU\Inbox\Combinations\Folder..6/..7\ | 34
120419 | R7015R1P6-B1/LR24A-SR | R7015R1P6-B1/LR24A-SR |  | R7015R1P6-B1 | / | LR24A-SR | Standard actuator | 1 | Scenario 2 |  | PPK¦SelectPro¦VDI3805¦Internet_EU |  |  | R7015R1P6-B1/LR24A-SR | Characterised control valve | 600 kPa | 100 kPa |  | EU\Inbox\Combinations\Folder..6/..7\ | 35
120430 | R7015RP63-B1+LR24A-SR | R7015RP63-B1+LR24A-SR |  | R7015RP63-B1 | + | LR24A-SR | Standard actuator | 1 | Scenario 2 |  | PPK¦SelectPro¦VDI3805¦Internet_EU |  |  | R7015RP63-B1+LR24A-SR | Characterised control valve | 600 kPa | 100 kPa |  | EU\Inbox\Combinations\Folder..6/..7\ | 35
120449 | R7025R10-B2/LRC24A-SR | R7025R10-B2/LRC24A-SR |  | R7025R10-B2 | / | LRC24A-SR | Fast runner | 1 | Scenario 2 |  | PPK¦SelectPro¦VDI3805¦Internet_EU |  |  | R7025R10-B2/LRC24A-SR | Characterised control valve | 600 kPa | 100 kPa |  | EU\Inbox\Combinations\Folder..6/..7\ | 36
120440 | R7020R6P3-B1+LRC24A-SR | R7020R6P3-B1+LRC24A-SR |  | R7020R6P3-B1 | + | LRC24A-SR | Fast runner | 1 | Scenario 2 |  | PPK¦SelectPro¦VDI3805¦Internet_EU |  |  | R7020R6P3-B1+LRC24A-SR | Characterised control valve | 600 kPa | 100 kPa |  | EU\Inbox\Combinations\Folder..6/..7\ | 35
120401 | R6020R6P3-B1/LR24A-S | R6020R6P3-B1/LR24A-S |  | R6020R6P3-B1 | / | LR24A-S | Standard actuator | 0 | Scenario 2 |  | PPK¦SelectPro¦VDI3805¦Internet_EU |  |  | R6020R6P3-B1/LR24A-S | Characterised control valve | 600 kPa | 100 kPa |  | EU\Inbox\Combinations\Folder..6/..7\ | 34
120390 | R6015R4-B1+LRC24A-SR | R6015R4-B1+LRC24A-SR |  | R6015R4-B1 | + | LRC24A-SR | Fast runner | 1 | Scenario 2 |  | PPK¦SelectPro¦VDI3805¦Internet_EU |  |  | R6015R4-B1+LRC24A-SR | Characterised control valve | 600 kPa | 100 kPa |  | EU\Inbox\Combinations\Folder..6/..7\ | 35
120410 | R6025R10-B2+LR24A-SR | R6025R10-B2+LR24A-SR |  | R6025R10-B2 | + | LR24A-SR | Standard actuator | 1 | Scenario 2 |  | PPK¦SelectPro¦VDI3805¦Internet_EU |  |  | R6025R10-B2+LR24A-SR | Characterised control valve | 600 kPa | 100 kPa |  | EU\Inbox\Combinations\Folder..6/..7\ | 35
120420 | R7015R1P6-B1+LRC24A-SR | R7015R1P6-B1+LRC24A-SR |  | R7015R1P6-B1 | + | LRC24A-SR | Fast runner | 1 | Scenario 2 |  | PPK¦SelectPro¦VDI3805¦Internet_EU |  |  | R7015R1P6-B1+LRC24A-SR | Characterised control valve | 600 kPa | 100 kPa |  | EU\Inbox\Combinations\Folder..6/..7\ | 35
120431 | R7015RP63-B1/LR24A-SR | R7015RP63-B1/LR24A-SR |  | R7015RP63-B1 | / | LR24A-SR | Standard actuator | 1 | Scenario 2 |  | PPK¦SelectPro¦VDI3805¦Internet_EU |  |  | R7015RP63-B1/LR24A-SR | Characterised control valve | 600 kPa | 100 kPa |  | EU\Inbox\Combinations\Folder..6/..7\ | 35
120441 | R7020R6P3-B1/LRC24A-SR | R7020R6P3-B1/LRC24A-SR |  | R7020R6P3-B1 | / | LRC24A-SR | Fast runner | 1 | Scenario 2 |  | PPK¦SelectPro¦VDI3805¦Internet_EU |  |  | R7020R6P3-B1/LRC24A-SR | Characterised control valve | 600 kPa | 100 kPa |  | EU\Inbox\Combinations\Folder..6/..7\ | 35
120391 | R6015R4-B1/LRC24A-SR | R6015R4-B1/LRC24A-SR |  | R6015R4-B1 | / | LRC24A-SR | Fast runner | 1 | Scenario 2 |  | PPK¦SelectPro¦VDI3805¦Internet_EU |  |  | R6015R4-B1/LRC24A-SR | Characterised control valve | 600 kPa | 100 kPa |  | EU\Inbox\Combinations\Folder..6/..7\ | 35
120411 | R6025R10-B2/LR24A-SR | R6025R10-B2/LR24A-SR |  | R6025R10-B2 | / | LR24A-SR | Standard actuator | 1 | Scenario 2 |  | PPK¦SelectPro¦VDI3805¦Internet_EU |  |  | R6025R10-B2/LR24A-SR | Characterised control valve | 600 kPa | 100 kPa |  | EU\Inbox\Combinations\Folder..6/..7\ | 35
120421 | R7015R1P6-B1/LRC24A-SR | R7015R1P6-B1/LRC24A-SR |  | R7015R1P6-B1 | / | LRC24A-SR | Fast runner | 1 | Scenario 2 |  | PPK¦SelectPro¦VDI3805¦Internet_EU |  |  | R7015R1P6-B1/LRC24A-SR | Characterised control valve | 600 kPa | 100 kPa |  | EU\Inbox\Combinations\Folder..6/..7\ | 35
120472 | R6050R40-B3+NR24A-MP | R6050R40-B3+NR24A-MP |  | R6050R40-B3 | + | NR24A-MP | Communicative actuator | 0 | Scenario 2 |  | PPK¦SelectPro¦VDI3805¦Internet_EU |  |  | R6050R40-B3+NR24A-MP | Characterised control valve | 600 kPa | 100 kPa |  | EU\Inbox\Combinations\Folder..6/..7\ | 36
120473 | R6050R40-B3/NR24A-MP | R6050R40-B3/NR24A-MP |  | R6050R40-B3 | / | NR24A-MP | Communicative actuator | 0 | Scenario 2 |  | PPK¦SelectPro¦VDI3805¦Internet_EU |  |  | R6050R40-B3/NR24A-MP | Characterised control valve | 600 kPa | 100 kPa |  | EU\Inbox\Combinations\Folder..6/..7\ | 36
120474 | R6050R40-B3+NR24A-S | R6050R40-B3+NR24A-S |  | R6050R40-B3 | + | NR24A-S | Standard actuator | 0 | Scenario 2 |  | PPK¦SelectPro¦VDI3805¦Internet_EU |  |  | R6050R40-B3+NR24A-S | Characterised control valve | 600 kPa | 100 kPa |  | EU\Inbox\Combinations\Folder..6/..7\ | 36
120464 | R6050R40-B3+NR230A | R6050R40-B3+NR230A |  | R6050R40-B3 | + | NR230A | Standard actuator | 1 | Scenario 2 |  | PPK¦SelectPro¦VDI3805¦Internet_EU |  |  | R6050R40-B3+NR230A | Characterised control valve | 600 kPa | 100 kPa |  | EU\Inbox\Combinations\Folder..6/..7\ | 36
120475 | R6050R40-B3/NR24A-S | R6050R40-B3/NR24A-S |  | R6050R40-B3 | / | NR24A-S | Standard actuator | 0 | Scenario 2 |  | PPK¦SelectPro¦VDI3805¦Internet_EU |  |  | R6050R40-B3/NR24A-S | Characterised control valve | 600 kPa | 100 kPa |  | EU\Inbox\Combinations\Folder..6/..7\ | 36
120465 | R6050R40-B3/NR230A | R6050R40-B3/NR230A |  | R6050R40-B3 | / | NR230A | Standard actuator | 1 | Scenario 2 |  | PPK¦SelectPro¦VDI3805¦Internet_EU |  |  | R6050R40-B3/NR230A | Characterised control valve | 600 kPa | 100 kPa |  | EU\Inbox\Combinations\Folder..6/..7\ | 36
120476 | R6050R40-B3+NR24A-SR | R6050R40-B3+NR24A-SR |  | R6050R40-B3 | + | NR24A-SR | Standard actuator | 1 | Scenario 2 |  | PPK¦SelectPro¦VDI3805¦Internet_EU |  |  | R6050R40-B3+NR24A-SR | Characterised control valve | 600 kPa | 100 kPa |  | EU\Inbox\Combinations\Folder..6/..7\ | 37
120466 | R6050R40-B3+NR230A-S | R6050R40-B3+NR230A-S |  | R6050R40-B3 | + | NR230A-S | Standard actuator | 0 | Scenario 2 |  | PPK¦SelectPro¦VDI3805¦Internet_EU |  |  | R6050R40-B3+NR230A-S | Characterised control valve | 600 kPa | 100 kPa |  | EU\Inbox\Combinations\Folder..6/..7\ | 35
120477 | R6050R40-B3/NR24A-SR | R6050R40-B3/NR24A-SR |  | R6050R40-B3 | / | NR24A-SR | Standard actuator | 1 | Scenario 2 |  | PPK¦SelectPro¦VDI3805¦Internet_EU |  |  | R6050R40-B3/NR24A-SR | Characterised control valve | 600 kPa | 100 kPa |  | EU\Inbox\Combinations\Folder..6/..7\ | 37
120467 | R6050R40-B3/NR230A-S | R6050R40-B3/NR230A-S |  | R6050R40-B3 | / | NR230A-S | Standard actuator | 0 | Scenario 2 |  | PPK¦SelectPro¦VDI3805¦Internet_EU |  |  | R6050R40-B3/NR230A-S | Characterised control valve | 600 kPa | 100 kPa |  | EU\Inbox\Combinations\Folder..6/..7\ | 35
120468 | R6050R40-B3+NR24A | R6050R40-B3+NR24A |  | R6050R40-B3 | + | NR24A | Standard actuator | 1 | Scenario 2 |  | PPK¦SelectPro¦VDI3805¦Internet_EU |  |  | R6050R40-B3+NR24A | Characterised control valve | 600 kPa | 100 kPa |  | EU\Inbox\Combinations\Folder..6/..7\ | 37
120469 | R6050R40-B3/NR24A | R6050R40-B3/NR24A |  | R6050R40-B3 | / | NR24A | Standard actuator | 1 | Scenario 2 |  | PPK¦SelectPro¦VDI3805¦Internet_EU |  |  | R6050R40-B3/NR24A | Characterised control valve | 600 kPa | 100 kPa |  | EU\Inbox\Combinations\Folder..6/..7\ | 37
120480 | R6050R40-B3+NRC24A-SR | R6050R40-B3+NRC24A-SR |  | R6050R40-B3 | + | NRC24A-SR | Fast runner | 1 | Scenario 2 |  | PPK¦SelectPro¦VDI3805¦Internet_EU |  |  | R6050R40-B3+NRC24A-SR | Characterised control valve | 600 kPa | 100 kPa |  | EU\Inbox\Combinations\Folder..6/..7\ | 36
120481 | R6050R40-B3/NRC24A-SR | R6050R40-B3/NRC24A-SR |  | R6050R40-B3 | / | NRC24A-SR | Fast runner | 1 | Scenario 2 |  | PPK¦SelectPro¦VDI3805¦Internet_EU |  |  | R6050R40-B3/NRC24A-SR | Characterised control valve | 600 kPa | 100 kPa |  | EU\Inbox\Combinations\Folder..6/..7\ | 36
120612 | R7032R16-B3+NR24A-MP | R7032R16-B3+NR24A-MP |  | R7032R16-B3 | + | NR24A-MP | Communicative actuator | 0 | Scenario 2 |  | PPK¦SelectPro¦VDI3805¦Internet_EU |  |  | R7032R16-B3+NR24A-MP | Characterised control valve | 600 kPa | 100 kPa |  | EU\Inbox\Combinations\Folder..6/..7\ | 37
120602 | R7032R-B3+NR24A-S | R7032R-B3+NR24A-S |  | R7032R-B3 | + | NR24A-S | Standard actuator | 0 | Scenario 1 |  | PPK¦SelectPro¦VDI3805¦Internet_EU |  |  | R7032R-B3+NR24A-S | Change-over ball valve | 600 kPa | 100 kPa |  | EU\Inbox\Combinations\Folder..6/..7\ | 37
120613 | R7032R16-B3/NR24A-MP | R7032R16-B3/NR24A-MP |  | R7032R16-B3 | / | NR24A-MP | Communicative actuator | 0 | Scenario 2 |  | PPK¦SelectPro¦VDI3805¦Internet_EU |  |  | R7032R16-B3/NR24A-MP | Characterised control valve | 600 kPa | 100 kPa |  | EU\Inbox\Combinations\Folder..6/..7\ | 37
120603 | R7032R-B3/NR24A-S | R7032R-B3/NR24A-S |  | R7032R-B3 | / | NR24A-S | Standard actuator | 0 | Scenario 1 |  | PPK¦SelectPro¦VDI3805¦Internet_EU |  |  | R7032R-B3/NR24A-S | Change-over ball valve | 600 kPa | 100 kPa |  | EU\Inbox\Combinations\Folder..6/..7\ | 37
120614 | R7032R16-B3+NR24A-S | R7032R16-B3+NR24A-S |  | R7032R16-B3 | + | NR24A-S | Standard actuator | 0 | Scenario 2 |  | PPK¦SelectPro¦VDI3805¦Internet_EU |  |  | R7032R16-B3+NR24A-S | Characterised control valve | 600 kPa | 100 kPa |  | EU\Inbox\Combinations\Folder..6/..7\ | 37
120604 | R7032R16-B3+NR230A | R7032R16-B3+NR230A |  | R7032R16-B3 | + | NR230A | Standard actuator | 1 | Scenario 2 |  | PPK¦SelectPro¦VDI3805¦Internet_EU |  |  | R7032R16-B3+NR230A | Characterised control valve | 600 kPa | 100 kPa |  | EU\Inbox\Combinations\Folder..6/..7\ | 36
120615 | R7032R16-B3/NR24A-S | R7032R16-B3/NR24A-S |  | R7032R16-B3 | / | NR24A-S | Standard actuator | 0 | Scenario 2 |  | PPK¦SelectPro¦VDI3805¦Internet_EU |  |  | R7032R16-B3/NR24A-S | Characterised control valve | 600 kPa | 100 kPa |  | EU\Inbox\Combinations\Folder..6/..7\ | 37
120605 | R7032R16-B3/NR230A | R7032R16-B3/NR230A |  | R7032R16-B3 | / | NR230A | Standard actuator | 1 | Scenario 2 |  | PPK¦SelectPro¦VDI3805¦Internet_EU |  |  | R7032R16-B3/NR230A | Characterised control valve | 600 kPa | 100 kPa |  | EU\Inbox\Combinations\Folder..6/..7\ | 36
120616 | R7032R16-B3+NR24A-SR | R7032R16-B3+NR24A-SR |  | R7032R16-B3 | + | NR24A-SR | Standard actuator | 1 | Scenario 2 |  | PPK¦SelectPro¦VDI3805¦Internet_EU |  |  | R7032R16-B3+NR24A-SR | Characterised control valve | 600 kPa | 100 kPa |  | EU\Inbox\Combinations\Folder..6/..7\ | 37
120606 | R7032R16-B3+NR230A-S | R7032R16-B3+NR230A-S |  | R7032R16-B3 | + | NR230A-S | Standard actuator | 0 | Scenario 2 |  | PPK¦SelectPro¦VDI3805¦Internet_EU |  |  | R7032R16-B3+NR230A-S | Characterised control valve | 600 kPa | 100 kPa |  | EU\Inbox\Combinations\Folder..6/..7\ | 36
120596 | R7032R-B3+NR230A | R7032R-B3+NR230A |  | R7032R-B3 | + | NR230A | Standard actuator | 1 | Scenario 1 |  | PPK¦SelectPro¦VDI3805¦Internet_EU |  |  | R7032R-B3+NR230A | Change-over ball valve | 600 kPa | 100 kPa |  | EU\Inbox\Combinations\Folder..6/..7\ | 36
120617 | R7032R16-B3/NR24A-SR | R7032R16-B3/NR24A-SR |  | R7032R16-B3 | / | NR24A-SR | Standard actuator | 1 | Scenario 2 |  | PPK¦SelectPro¦VDI3805¦Internet_EU |  |  | R7032R16-B3/NR24A-SR | Characterised control valve | 600 kPa | 100 kPa |  | EU\Inbox\Combinations\Folder..6/..7\ | 37
120607 | R7032R16-B3/NR230A-S | R7032R16-B3/NR230A-S |  | R7032R16-B3 | / | NR230A-S | Standard actuator | 0 | Scenario 2 |  | PPK¦SelectPro¦VDI3805¦Internet_EU |  |  | R7032R16-B3/NR230A-S | Characterised control valve | 600 kPa | 100 kPa |  | EU\Inbox\Combinations\Folder..6/..7\ | 36
120597 | R7032R-B3/NR230A | R7032R-B3/NR230A |  | R7032R-B3 | / | NR230A | Standard actuator | 1 | Scenario 1 |  | PPK¦SelectPro¦VDI3805¦Internet_EU |  |  | R7032R-B3/NR230A | Change-over ball valve | 600 kPa | 100 kPa |  | EU\Inbox\Combinations\Folder..6/..7\ | 36
120608 | R7032R16-B3+NR24A | R7032R16-B3+NR24A |  | R7032R16-B3 | + | NR24A | Standard actuator | 1 | Scenario 2 |  | PPK¦SelectPro¦VDI3805¦Internet_EU |  |  | R7032R16-B3+NR24A | Characterised control valve | 600 kPa | 100 kPa |  | EU\Inbox\Combinations\Folder..6/..7\ | 37
120598 | R7032R-B3+NR230A-S | R7032R-B3+NR230A-S |  | R7032R-B3 | + | NR230A-S | Standard actuator | 0 | Scenario 1 |  | PPK¦SelectPro¦VDI3805¦Internet_EU |  |  | R7032R-B3+NR230A-S | Change-over ball valve | 600 kPa | 100 kPa |  | EU\Inbox\Combinations\Folder..6/..7\ | 36
120609 | R7032R16-B3/NR24A | R7032R16-B3/NR24A |  | R7032R16-B3 | / | NR24A | Standard actuator | 1 | Scenario 2 |  | PPK¦SelectPro¦VDI3805¦Internet_EU |  |  | R7032R16-B3/NR24A | Characterised control valve | 600 kPa | 100 kPa |  | EU\Inbox\Combinations\Folder..6/..7\ | 37
120620 | R7032R16-B3+NRC24A-SR | R7032R16-B3+NRC24A-SR |  | R7032R16-B3 | + | NRC24A-SR | Fast runner | 1 | Scenario 2 |  | PPK¦SelectPro¦VDI3805¦Internet_EU |  |  | R7032R16-B3+NRC24A-SR | Characterised control valve | 600 kPa | 100 kPa |  | EU\Inbox\Combinations\Folder..6/..7\ | 36
120599 | R7032R-B3/NR230A-S | R7032R-B3/NR230A-S |  | R7032R-B3 | / | NR230A-S | Standard actuator | 0 | Scenario 1 |  | PPK¦SelectPro¦VDI3805¦Internet_EU |  |  | R7032R-B3/NR230A-S | Change-over ball valve | 600 kPa | 100 kPa |  | EU\Inbox\Combinations\Folder..6/..7\ | 36
120621 | R7032R16-B3/NRC24A-SR | R7032R16-B3/NRC24A-SR |  | R7032R16-B3 | / | NRC24A-SR | Fast runner | 1 | Scenario 2 |  | PPK¦SelectPro¦VDI3805¦Internet_EU |  |  | R7032R16-B3/NRC24A-SR | Characterised control valve | 600 kPa | 100 kPa |  | EU\Inbox\Combinations\Folder..6/..7\ | 36
120600 | R7032R-B3+NR24A | R7032R-B3+NR24A |  | R7032R-B3 | + | NR24A | Standard actuator | 1 | Scenario 1 |  | PPK¦SelectPro¦VDI3805¦Internet_EU |  |  | R7032R-B3+NR24A | Change-over ball valve | 600 kPa | 100 kPa |  | EU\Inbox\Combinations\Folder..6/..7\ | 37
120601 | R7032R-B3/NR24A | R7032R-B3/NR24A |  | R7032R-B3 | / | NR24A | Standard actuator | 1 | Scenario 1 |  | PPK¦SelectPro¦VDI3805¦Internet_EU |  |  | R7032R-B3/NR24A | Change-over ball valve | 600 kPa | 100 kPa |  | EU\Inbox\Combinations\Folder..6/..7\ | 37
120622 | R7040R-B3+NR230A | R7040R-B3+NR230A |  | R7040R-B3 | + | NR230A | Standard actuator | 1 | Scenario 1 |  | PPK¦SelectPro¦VDI3805¦Internet_EU |  |  | R7040R-B3+NR230A | Change-over ball valve | 600 kPa | 100 kPa |  | EU\Inbox\Combinations\Folder..6/..7\ | 36
120632 | R7040R16-B3+NR230A-S | R7040R16-B3+NR230A-S |  | R7040R16-B3 | + | NR230A-S | Standard actuator | 0 | Scenario 2 |  | PPK¦SelectPro¦VDI3805¦Internet_EU |  |  | R7040R16-B3+NR230A-S | Characterised control valve | 600 kPa | 100 kPa |  | EU\Inbox\Combinations\Folder..6/..7\ | 36
120642 | R7040R16-B3+NR24A-SR | R7040R16-B3+NR24A-SR |  | R7040R16-B3 | + | NR24A-SR | Standard actuator | 1 | Scenario 2 |  | PPK¦SelectPro¦VDI3805¦Internet_EU |  |  | R7040R16-B3+NR24A-SR | Characterised control valve | 600 kPa | 100 kPa |  | EU\Inbox\Combinations\Folder..6/..7\ | 37
120623 | R7040R-B3/NR230A | R7040R-B3/NR230A |  | R7040R-B3 | / | NR230A | Standard actuator | 1 | Scenario 1 |  | PPK¦SelectPro¦VDI3805¦Internet_EU |  |  | R7040R-B3/NR230A | Change-over ball valve | 600 kPa | 100 kPa |  | EU\Inbox\Combinations\Folder..6/..7\ | 36
120633 | R7040R16-B3/NR230A-S | R7040R16-B3/NR230A-S |  | R7040R16-B3 | / | NR230A-S | Standard actuator | 0 | Scenario 2 |  | PPK¦SelectPro¦VDI3805¦Internet_EU |  |  | R7040R16-B3/NR230A-S | Characterised control valve | 600 kPa | 100 kPa |  | EU\Inbox\Combinations\Folder..6/..7\ | 36
120643 | R7040R16-B3/NR24A-SR | R7040R16-B3/NR24A-SR |  | R7040R16-B3 | / | NR24A-SR | Standard actuator | 1 | Scenario 2 |  | PPK¦SelectPro¦VDI3805¦Internet_EU |  |  | R7040R16-B3/NR24A-SR | Characterised control valve | 600 kPa | 100 kPa |  | EU\Inbox\Combinations\Folder..6/..7\ | 37
120624 | R7040R-B3+NR230A-S | R7040R-B3+NR230A-S |  | R7040R-B3 | + | NR230A-S | Standard actuator | 0 | Scenario 1 |  | PPK¦SelectPro¦VDI3805¦Internet_EU |  |  | R7040R-B3+NR230A-S | Change-over ball valve | 600 kPa | 100 kPa |  | EU\Inbox\Combinations\Folder..6/..7\ | 36
120634 | R7040R16-B3+NR24A | R7040R16-B3+NR24A |  | R7040R16-B3 | + | NR24A | Standard actuator | 1 | Scenario 2 |  | PPK¦SelectPro¦VDI3805¦Internet_EU |  |  | R7040R16-B3+NR24A | Characterised control valve | 600 kPa | 100 kPa |  | EU\Inbox\Combinations\Folder..6/..7\ | 37
120625 | R7040R-B3/NR230A-S | R7040R-B3/NR230A-S |  | R7040R-B3 | / | NR230A-S | Standard actuator | 0 | Scenario 1 |  | PPK¦SelectPro¦VDI3805¦Internet_EU |  |  | R7040R-B3/NR230A-S | Change-over ball valve | 600 kPa | 100 kPa |  | EU\Inbox\Combinations\Folder..6/..7\ | 36
120635 | R7040R16-B3/NR24A | R7040R16-B3/NR24A |  | R7040R16-B3 | / | NR24A | Standard actuator | 1 | Scenario 2 |  | PPK¦SelectPro¦VDI3805¦Internet_EU |  |  | R7040R16-B3/NR24A | Characterised control valve | 600 kPa | 100 kPa |  | EU\Inbox\Combinations\Folder..6/..7\ | 37
120626 | R7040R-B3+NR24A | R7040R-B3+NR24A |  | R7040R-B3 | + | NR24A | Standard actuator | 1 | Scenario 1 |  | PPK¦SelectPro¦VDI3805¦Internet_EU |  |  | R7040R-B3+NR24A | Change-over ball valve | 600 kPa | 100 kPa |  | EU\Inbox\Combinations\Folder..6/..7\ | 37
120646 | R7040R16-B3+NRC24A-SR | R7040R16-B3+NRC24A-SR |  | R7040R16-B3 | + | NRC24A-SR | Fast runner | 1 | Scenario 2 |  | PPK¦SelectPro¦VDI3805¦Internet_EU |  |  | R7040R16-B3+NRC24A-SR | Characterised control valve | 600 kPa | 100 kPa |  | EU\Inbox\Combinations\Folder..6/..7\ | 36
120627 | R7040R-B3/NR24A | R7040R-B3/NR24A |  | R7040R-B3 | / | NR24A | Standard actuator | 1 | Scenario 1 |  | PPK¦SelectPro¦VDI3805¦Internet_EU |  |  | R7040R-B3/NR24A | Change-over ball valve | 600 kPa | 100 kPa |  | EU\Inbox\Combinations\Folder..6/..7\ | 37
120647 | R7040R16-B3/NRC24A-SR | R7040R16-B3/NRC24A-SR |  | R7040R16-B3 | / | NRC24A-SR | Fast runner | 1 | Scenario 2 |  | PPK¦SelectPro¦VDI3805¦Internet_EU |  |  | R7040R16-B3/NRC24A-SR | Characterised control valve | 600 kPa | 100 kPa |  | EU\Inbox\Combinations\Folder..6/..7\ | 36
120628 | R7040R-B3+NR24A-S | R7040R-B3+NR24A-S |  | R7040R-B3 | + | NR24A-S | Standard actuator | 0 | Scenario 1 |  | PPK¦SelectPro¦VDI3805¦Internet_EU |  |  | R7040R-B3+NR24A-S | Change-over ball valve | 600 kPa | 100 kPa |  | EU\Inbox\Combinations\Folder..6/..7\ | 37
120648 | R7050R-B3+NR230A | R7050R-B3+NR230A |  | R7050R-B3 | + | NR230A | Standard actuator | 1 | Scenario 1 |  | PPK¦SelectPro¦VDI3805¦Internet_EU |  |  | R7050R-B3+NR230A | Change-over ball valve | 600 kPa | 100 kPa |  | EU\Inbox\Combinations\Folder..6/..7\ | 36
120638 | R7040R16-B3+NR24A-MP | R7040R16-B3+NR24A-MP |  | R7040R16-B3 | + | NR24A-MP | Communicative actuator | 0 | Scenario 2 |  | PPK¦SelectPro¦VDI3805¦Internet_EU |  |  | R7040R16-B3+NR24A-MP | Characterised control valve | 600 kPa | 100 kPa |  | EU\Inbox\Combinations\Folder..6/..7\ | 36
120629 | R7040R-B3/NR24A-S | R7040R-B3/NR24A-S |  | R7040R-B3 | / | NR24A-S | Standard actuator | 0 | Scenario 1 |  | PPK¦SelectPro¦VDI3805¦Internet_EU |  |  | R7040R-B3/NR24A-S | Change-over ball valve | 600 kPa | 100 kPa |  | EU\Inbox\Combinations\Folder..6/..7\ | 37
120649 | R7050R-B3/NR230A | R7050R-B3/NR230A |  | R7050R-B3 | / | NR230A | Standard actuator | 1 | Scenario 1 |  | PPK¦SelectPro¦VDI3805¦Internet_EU |  |  | R7050R-B3/NR230A | Change-over ball valve | 600 kPa | 100 kPa |  | EU\Inbox\Combinations\Folder..6/..7\ | 36
120639 | R7040R16-B3/NR24A-MP | R7040R16-B3/NR24A-MP |  | R7040R16-B3 | / | NR24A-MP | Communicative actuator | 0 | Scenario 2 |  | PPK¦SelectPro¦VDI3805¦Internet_EU |  |  | R7040R16-B3/NR24A-MP | Characterised control valve | 600 kPa | 100 kPa |  | EU\Inbox\Combinations\Folder..6/..7\ | 36
120630 | R7040R16-B3+NR230A | R7040R16-B3+NR230A |  | R7040R16-B3 | + | NR230A | Standard actuator | 1 | Scenario 2 |  | PPK¦SelectPro¦VDI3805¦Internet_EU |  |  | R7040R16-B3+NR230A | Characterised control valve | 600 kPa | 100 kPa |  | EU\Inbox\Combinations\Folder..6/..7\ | 36
120650 | R7050R-B3+NR230A-S | R7050R-B3+NR230A-S |  | R7050R-B3 | + | NR230A-S | Standard actuator | 0 | Scenario 1 |  | PPK¦SelectPro¦VDI3805¦Internet_EU |  |  | R7050R-B3+NR230A-S | Change-over ball valve | 600 kPa | 100 kPa |  | EU\Inbox\Combinations\Folder..6/..7\ | 36
120640 | R7040R16-B3+NR24A-S | R7040R16-B3+NR24A-S |  | R7040R16-B3 | + | NR24A-S | Standard actuator | 0 | Scenario 2 |  | PPK¦SelectPro¦VDI3805¦Internet_EU |  |  | R7040R16-B3+NR24A-S | Characterised control valve | 600 kPa | 100 kPa |  | EU\Inbox\Combinations\Folder..6/..7\ | 37
120631 | R7040R16-B3/NR230A | R7040R16-B3/NR230A |  | R7040R16-B3 | / | NR230A | Standard actuator | 1 | Scenario 2 |  | PPK¦SelectPro¦VDI3805¦Internet_EU |  |  | R7040R16-B3/NR230A | Characterised control valve | 600 kPa | 100 kPa |  | EU\Inbox\Combinations\Folder..6/..7\ | 36
120651 | R7050R-B3/NR230A-S | R7050R-B3/NR230A-S |  | R7050R-B3 | / | NR230A-S | Standard actuator | 0 | Scenario 1 |  | PPK¦SelectPro¦VDI3805¦Internet_EU |  |  | R7050R-B3/NR230A-S | Change-over ball valve | 600 kPa | 100 kPa |  | EU\Inbox\Combinations\Folder..6/..7\ | 36
120641 | R7040R16-B3/NR24A-S | R7040R16-B3/NR24A-S |  | R7040R16-B3 | / | NR24A-S | Standard actuator | 0 | Scenario 2 |  | PPK¦SelectPro¦VDI3805¦Internet_EU |  |  | R7040R16-B3/NR24A-S | Characterised control valve | 600 kPa | 100 kPa |  | EU\Inbox\Combinations\Folder..6/..7\ | 37
120772 | R7050R25-B3+NRC24A-SR | R7050R25-B3+NRC24A-SR |  | R7050R25-B3 | + | NRC24A-SR | Fast runner | 1 | Scenario 2 |  | PPK¦SelectPro¦VDI3805¦Internet_EU |  |  | R7050R25-B3+NRC24A-SR | Characterised control valve | 600 kPa | 100 kPa |  | EU\Inbox\Combinations\Folder..6/..7\ | 36
120752 | R7050R-B3+NR24A | R7050R-B3+NR24A |  | R7050R-B3 | + | NR24A | Standard actuator | 1 | Scenario 1 |  | PPK¦SelectPro¦VDI3805¦Internet_EU |  |  | R7050R-B3+NR24A | Change-over ball valve | 600 kPa | 100 kPa |  | EU\Inbox\Combinations\Folder..6/..7\ | 37
120773 | R7050R25-B3/NRC24A-SR | R7050R25-B3/NRC24A-SR |  | R7050R25-B3 | / | NRC24A-SR | Fast runner | 1 | Scenario 2 |  | PPK¦SelectPro¦VDI3805¦Internet_EU |  |  | R7050R25-B3/NRC24A-SR | Characterised control valve | 600 kPa | 100 kPa |  | EU\Inbox\Combinations\Folder..6/..7\ | 36
120753 | R7050R-B3/NR24A | R7050R-B3/NR24A |  | R7050R-B3 | / | NR24A | Standard actuator | 1 | Scenario 1 |  | PPK¦SelectPro¦VDI3805¦Internet_EU |  |  | R7050R-B3/NR24A | Change-over ball valve | 600 kPa | 100 kPa |  | EU\Inbox\Combinations\Folder..6/..7\ | 37
120754 | R7050R-B3+NR24A-S | R7050R-B3+NR24A-S |  | R7050R-B3 | + | NR24A-S | Standard actuator | 0 | Scenario 1 |  | PPK¦SelectPro¦VDI3805¦Internet_EU |  |  | R7050R-B3+NR24A-S | Change-over ball valve | 600 kPa | 100 kPa |  | EU\Inbox\Combinations\Folder..6/..7\ | 37
120764 | R7050R25-B3+NR24A-MP | R7050R25-B3+NR24A-MP |  | R7050R25-B3 | + | NR24A-MP | Communicative actuator | 0 | Scenario 2 |  | PPK¦SelectPro¦VDI3805¦Internet_EU |  |  | R7050R25-B3+NR24A-MP | Characterised control valve | 600 kPa | 100 kPa |  | EU\Inbox\Combinations\Folder..6/..7\ | 36
120755 | R7050R-B3/NR24A-S | R7050R-B3/NR24A-S |  | R7050R-B3 | / | NR24A-S | Standard actuator | 0 | Scenario 1 |  | PPK¦SelectPro¦VDI3805¦Internet_EU |  |  | R7050R-B3/NR24A-S | Change-over ball valve | 600 kPa | 100 kPa |  | EU\Inbox\Combinations\Folder..6/..7\ | 37
120765 | R7050R25-B3/NR24A-MP | R7050R25-B3/NR24A-MP |  | R7050R25-B3 | / | NR24A-MP | Communicative actuator | 0 | Scenario 2 |  | PPK¦SelectPro¦VDI3805¦Internet_EU |  |  | R7050R25-B3/NR24A-MP | Characterised control valve | 600 kPa | 100 kPa |  | EU\Inbox\Combinations\Folder..6/..7\ | 36
120756 | R7050R25-B3+NR230A | R7050R25-B3+NR230A |  | R7050R25-B3 | + | NR230A | Standard actuator | 1 | Scenario 2 |  | PPK¦SelectPro¦VDI3805¦Internet_EU |  |  | R7050R25-B3+NR230A | Characterised control valve | 600 kPa | 100 kPa |  | EU\Inbox\Combinations\Folder..6/..7\ | 36
120766 | R7050R25-B3+NR24A-S | R7050R25-B3+NR24A-S |  | R7050R25-B3 | + | NR24A-S | Standard actuator | 0 | Scenario 2 |  | PPK¦SelectPro¦VDI3805¦Internet_EU |  |  | R7050R25-B3+NR24A-S | Characterised control valve | 600 kPa | 100 kPa |  | EU\Inbox\Combinations\Folder..6/..7\ | 37
120757 | R7050R25-B3/NR230A | R7050R25-B3/NR230A |  | R7050R25-B3 | / | NR230A | Standard actuator | 1 | Scenario 2 |  | PPK¦SelectPro¦VDI3805¦Internet_EU |  |  | R7050R25-B3/NR230A | Characterised control valve | 600 kPa | 100 kPa |  | EU\Inbox\Combinations\Folder..6/..7\ | 36
120767 | R7050R25-B3/NR24A-S | R7050R25-B3/NR24A-S |  | R7050R25-B3 | / | NR24A-S | Standard actuator | 0 | Scenario 2 |  | PPK¦SelectPro¦VDI3805¦Internet_EU |  |  | R7050R25-B3/NR24A-S | Characterised control valve | 600 kPa | 100 kPa |  | EU\Inbox\Combinations\Folder..6/..7\ | 37
120758 | R7050R25-B3+NR230A-S | R7050R25-B3+NR230A-S |  | R7050R25-B3 | + | NR230A-S | Standard actuator | 0 | Scenario 2 |  | PPK¦SelectPro¦VDI3805¦Internet_EU |  |  | R7050R25-B3+NR230A-S | Characterised control valve | 600 kPa | 100 kPa |  | EU\Inbox\Combinations\Folder..6/..7\ | 36
120768 | R7050R25-B3+NR24A-SR | R7050R25-B3+NR24A-SR |  | R7050R25-B3 | + | NR24A-SR | Standard actuator | 1 | Scenario 2 |  | PPK¦SelectPro¦VDI3805¦Internet_EU |  |  | R7050R25-B3+NR24A-SR | Characterised control valve | 600 kPa | 100 kPa |  | EU\Inbox\Combinations\Folder..6/..7\ | 37
120759 | R7050R25-B3/NR230A-S | R7050R25-B3/NR230A-S |  | R7050R25-B3 | / | NR230A-S | Standard actuator | 0 | Scenario 2 |  | PPK¦SelectPro¦VDI3805¦Internet_EU |  |  | R7050R25-B3/NR230A-S | Characterised control valve | 600 kPa | 100 kPa |  | EU\Inbox\Combinations\Folder..6/..7\ | 36
120769 | R7050R25-B3/NR24A-SR | R7050R25-B3/NR24A-SR |  | R7050R25-B3 | / | NR24A-SR | Standard actuator | 1 | Scenario 2 |  | PPK¦SelectPro¦VDI3805¦Internet_EU |  |  | R7050R25-B3/NR24A-SR | Characterised control valve | 600 kPa | 100 kPa |  | EU\Inbox\Combinations\Folder..6/..7\ | 37
120760 | R7050R25-B3+NR24A | R7050R25-B3+NR24A |  | R7050R25-B3 | + | NR24A | Standard actuator | 1 | Scenario 2 |  | PPK¦SelectPro¦VDI3805¦Internet_EU |  |  | R7050R25-B3+NR24A | Characterised control valve | 600 kPa | 100 kPa |  | EU\Inbox\Combinations\Folder..6/..7\ | 37
120761 | R7050R25-B3/NR24A | R7050R25-B3/NR24A |  | R7050R25-B3 | / | NR24A | Standard actuator | 1 | Scenario 2 |  | PPK¦SelectPro¦VDI3805¦Internet_EU |  |  | R7050R25-B3/NR24A | Characterised control valve | 600 kPa | 100 kPa |  | EU\Inbox\Combinations\Folder..6/..7\ | 37
122218 | R2032-16-S3+NR230A | R2032-16-S3+NR230A |  | R2032-16-S3 | + | NR230A | Standard actuator | 1 | Scenario 2 |  | PPK¦SelectPro¦VDI3805¦Internet_EU |  |  | R2032-16-S3+NR230A | Characterised control valve | 1400 kPa | 350 kPa |  | EU\Inbox\Combinations\Folder..2/..3\ | 36
122219 | R2032-16-S3/NR230A | R2032-16-S3/NR230A |  | R2032-16-S3 | / | NR230A | Standard actuator | 1 | Scenario 2 |  | PPK¦SelectPro¦VDI3805¦Internet_EU |  |  | R2032-16-S3/NR230A | Characterised control valve | 1400 kPa | 350 kPa |  | EU\Inbox\Combinations\Folder..2/..3\ | 36
122220 | R2032-16-S3+NR230A-S | R2032-16-S3+NR230A-S |  | R2032-16-S3 | + | NR230A-S | Standard actuator | 0 | Scenario 2 |  | PPK¦SelectPro¦VDI3805¦Internet_EU |  |  | R2032-16-S3+NR230A-S | Characterised control valve | 1400 kPa | 350 kPa |  | EU\Inbox\Combinations\Folder..2/..3\ | 36
122221 | R2032-16-S3/NR230A-S | R2032-16-S3/NR230A-S |  | R2032-16-S3 | / | NR230A-S | Standard actuator | 0 | Scenario 2 |  | PPK¦SelectPro¦VDI3805¦Internet_EU |  |  | R2032-16-S3/NR230A-S | Characterised control valve | 1400 kPa | 350 kPa |  | EU\Inbox\Combinations\Folder..2/..3\ | 36
122222 | R2032-16-S3+NR24A | R2032-16-S3+NR24A |  | R2032-16-S3 | + | NR24A | Standard actuator | 1 | Scenario 2 |  | PPK¦SelectPro¦VDI3805¦Internet_EU |  |  | R2032-16-S3+NR24A | Characterised control valve | 1400 kPa | 350 kPa |  | EU\Inbox\Combinations\Folder..2/..3\ | 37
122223 | R2032-16-S3/NR24A | R2032-16-S3/NR24A |  | R2032-16-S3 | / | NR24A | Standard actuator | 1 | Scenario 2 |  | PPK¦SelectPro¦VDI3805¦Internet_EU |  |  | R2032-16-S3/NR24A | Characterised control valve | 1400 kPa | 350 kPa |  | EU\Inbox\Combinations\Folder..2/..3\ | 37
122234 | R2032-16-S3+NRC24A-SR | R2032-16-S3+NRC24A-SR |  | R2032-16-S3 | + | NRC24A-SR | Fast runner | 1 | Scenario 2 |  | PPK¦SelectPro¦VDI3805¦Internet_EU |  |  | R2032-16-S3+NRC24A-SR | Characterised control valve | 1400 kPa | 350 kPa |  | EU\Inbox\Combinations\Folder..2/..3\ | 36
122235 | R2032-16-S3/NRC24A-SR | R2032-16-S3/NRC24A-SR |  | R2032-16-S3 | / | NRC24A-SR | Fast runner | 1 | Scenario 2 |  | PPK¦SelectPro¦VDI3805¦Internet_EU |  |  | R2032-16-S3/NRC24A-SR | Characterised control valve | 1400 kPa | 350 kPa |  | EU\Inbox\Combinations\Folder..2/..3\ | 36
122226 | R2032-16-S3+NR24A-MP | R2032-16-S3+NR24A-MP |  | R2032-16-S3 | + | NR24A-MP | Communicative actuator | 0 | Scenario 2 |  | PPK¦SelectPro¦VDI3805¦Internet_EU |  |  | R2032-16-S3+NR24A-MP | Characterised control valve | 1400 kPa | 350 kPa |  | EU\Inbox\Combinations\Folder..2/..3\ | 36
122227 | R2032-16-S3/NR24A-MP | R2032-16-S3/NR24A-MP |  | R2032-16-S3 | / | NR24A-MP | Communicative actuator | 0 | Scenario 2 |  | PPK¦SelectPro¦VDI3805¦Internet_EU |  |  | R2032-16-S3/NR24A-MP | Characterised control valve | 1400 kPa | 350 kPa |  | EU\Inbox\Combinations\Folder..2/..3\ | 36
122228 | R2032-16-S3+NR24A-S | R2032-16-S3+NR24A-S |  | R2032-16-S3 | + | NR24A-S | Standard actuator | 0 | Scenario 2 |  | PPK¦SelectPro¦VDI3805¦Internet_EU |  |  | R2032-16-S3+NR24A-S | Characterised control valve | 1400 kPa | 350 kPa |  | EU\Inbox\Combinations\Folder..2/..3\ | 37
122229 | R2032-16-S3/NR24A-S | R2032-16-S3/NR24A-S |  | R2032-16-S3 | / | NR24A-S | Standard actuator | 0 | Scenario 2 |  | PPK¦SelectPro¦VDI3805¦Internet_EU |  |  | R2032-16-S3/NR24A-S | Characterised control valve | 1400 kPa | 350 kPa |  | EU\Inbox\Combinations\Folder..2/..3\ | 37
122230 | R2032-16-S3+NR24A-SR | R2032-16-S3+NR24A-SR |  | R2032-16-S3 | + | NR24A-SR | Standard actuator | 1 | Scenario 2 |  | PPK¦SelectPro¦VDI3805¦Internet_EU |  |  | R2032-16-S3+NR24A-SR | Characterised control valve | 1400 kPa | 350 kPa |  | EU\Inbox\Combinations\Folder..2/..3\ | 37
122231 | R2032-16-S3/NR24A-SR | R2032-16-S3/NR24A-SR |  | R2032-16-S3 | / | NR24A-SR | Standard actuator | 1 | Scenario 2 |  | PPK¦SelectPro¦VDI3805¦Internet_EU |  |  | R2032-16-S3/NR24A-SR | Characterised control valve | 1400 kPa | 350 kPa |  | EU\Inbox\Combinations\Folder..2/..3\ | 37
122516 | R2050-S4+SR24A | R2050-S4+SR24A |  | R2050-S4 | + | SR24A | Standard actuator | 1 | Scenario 1 |  | PPK¦SelectPro¦VDI3805¦Internet_EU |  |  | R2050-S4+SR24A | Open-close ball valve | 1400 kPa | 1000 kPa |  | EU\Inbox\Combinations\Folder..2/..3\ | 38
122496 | R2050-40-S4+SR230A | R2050-40-S4+SR230A |  | R2050-40-S4 | + | SR230A | Standard actuator | 1 | Scenario 2 |  | PPK¦SelectPro¦VDI3805¦Internet_EU |  |  | R2050-40-S4+SR230A | Characterised control valve | 1400 kPa | 350 kPa |  | EU\Inbox\Combinations\Folder..2/..3\ | 39
122506 | R2050-40-S4+SR24A-S | R2050-40-S4+SR24A-S |  | R2050-40-S4 | + | SR24A-S | Standard actuator | 0 | Scenario 2 |  | PPK¦SelectPro¦VDI3805¦Internet_EU |  |  | R2050-40-S4+SR24A-S | Characterised control valve | 1400 kPa | 350 kPa |  | EU\Inbox\Combinations\Folder..2/..3\ | 38
122526 | R2032-S3+NR24A | R2032-S3+NR24A |  | R2032-S3 | + | NR24A | Standard actuator | 1 | Scenario 1 |  | PPK¦SelectPro¦VDI3805¦Internet_EU |  |  | R2032-S3+NR24A | Open-close ball valve | 1400 kPa | 1000 kPa |  | EU\Inbox\Combinations\Folder..2/..3\ | 38
122517 | R2050-S4/SR24A | R2050-S4/SR24A |  | R2050-S4 | / | SR24A | Standard actuator | 1 | Scenario 1 |  | PPK¦SelectPro¦VDI3805¦Internet_EU |  |  | R2050-S4/SR24A | Open-close ball valve | 1400 kPa | 1000 kPa |  | EU\Inbox\Combinations\Folder..2/..3\ | 38
122497 | R2050-40-S4/SR230A | R2050-40-S4/SR230A |  | R2050-40-S4 | / | SR230A | Standard actuator | 1 | Scenario 2 |  | PPK¦SelectPro¦VDI3805¦Internet_EU |  |  | R2050-40-S4/SR230A | Characterised control valve | 1400 kPa | 350 kPa |  | EU\Inbox\Combinations\Folder..2/..3\ | 39
122507 | R2050-40-S4/SR24A-S | R2050-40-S4/SR24A-S |  | R2050-40-S4 | / | SR24A-S | Standard actuator | 0 | Scenario 2 |  | PPK¦SelectPro¦VDI3805¦Internet_EU |  |  | R2050-40-S4/SR24A-S | Characterised control valve | 1400 kPa | 350 kPa |  | EU\Inbox\Combinations\Folder..2/..3\ | 38
122527 | R2032-S3/NR24A | R2032-S3/NR24A |  | R2032-S3 | / | NR24A | Standard actuator | 1 | Scenario 1 |  | PPK¦SelectPro¦VDI3805¦Internet_EU |  |  | R2032-S3/NR24A | Open-close ball valve | 1400 kPa | 1000 kPa |  | EU\Inbox\Combinations\Folder..2/..3\ | 38
122518 | R2050-S4+SR24A-S | R2050-S4+SR24A-S |  | R2050-S4 | + | SR24A-S | Standard actuator | 0 | Scenario 1 |  | PPK¦SelectPro¦VDI3805¦Internet_EU |  |  | R2050-S4+SR24A-S | Open-close ball valve | 1400 kPa | 1000 kPa |  | EU\Inbox\Combinations\Folder..2/..3\ | 37
122498 | R2050-40-S4+SR230A-S | R2050-40-S4+SR230A-S |  | R2050-40-S4 | + | SR230A-S | Standard actuator | 0 | Scenario 2 |  | PPK¦SelectPro¦VDI3805¦Internet_EU |  |  | R2050-40-S4+SR230A-S | Characterised control valve | 1400 kPa | 350 kPa |  | EU\Inbox\Combinations\Folder..2/..3\ | 39
122508 | R2050-40-S4+SR24A-SR | R2050-40-S4+SR24A-SR |  | R2050-40-S4 | + | SR24A-SR | Standard actuator | 1 | Scenario 2 |  | PPK¦SelectPro¦VDI3805¦Internet_EU |  |  | R2050-40-S4+SR24A-SR | Characterised control valve | 1400 kPa | 350 kPa |  | EU\Inbox\Combinations\Folder..2/..3\ | 38
122538 | R2040-16-S3+NR24A-MP | R2040-16-S3+NR24A-MP |  | R2040-16-S3 | + | NR24A-MP | Communicative actuator | 0 | Scenario 2 |  | PPK¦SelectPro¦VDI3805¦Internet_EU |  |  | R2040-16-S3+NR24A-MP | Characterised control valve | 1400 kPa | 350 kPa |  | EU\Inbox\Combinations\Folder..2/..3\ | 37
122488 | R2050-25-S4+SR24A-MP | R2050-25-S4+SR24A-MP |  | R2050-25-S4 | + | SR24A-MP | Communicative actuator | 0 | Scenario 2 |  | PPK¦SelectPro¦VDI3805¦Internet_EU |  |  | R2050-25-S4+SR24A-MP | Characterised control valve | 1400 kPa | 350 kPa |  | EU\Inbox\Combinations\Folder..2/..3\ | 38
122528 | R2032-S3+NR24A-S | R2032-S3+NR24A-S |  | R2032-S3 | + | NR24A-S | Standard actuator | 0 | Scenario 1 |  | PPK¦SelectPro¦VDI3805¦Internet_EU |  |  | R2032-S3+NR24A-S | Open-close ball valve | 1400 kPa | 1000 kPa |  | EU\Inbox\Combinations\Folder..2/..3\ | 38
122519 | R2050-S4/SR24A-S | R2050-S4/SR24A-S |  | R2050-S4 | / | SR24A-S | Standard actuator | 0 | Scenario 1 |  | PPK¦SelectPro¦VDI3805¦Internet_EU |  |  | R2050-S4/SR24A-S | Open-close ball valve | 1400 kPa | 1000 kPa |  | EU\Inbox\Combinations\Folder..2/..3\ | 37
122499 | R2050-40-S4/SR230A-S | R2050-40-S4/SR230A-S |  | R2050-40-S4 | / | SR230A-S | Standard actuator | 0 | Scenario 2 |  | PPK¦SelectPro¦VDI3805¦Internet_EU |  |  | R2050-40-S4/SR230A-S | Characterised control valve | 1400 kPa | 350 kPa |  | EU\Inbox\Combinations\Folder..2/..3\ | 39
122509 | R2050-40-S4/SR24A-SR | R2050-40-S4/SR24A-SR |  | R2050-40-S4 | / | SR24A-SR | Standard actuator | 1 | Scenario 2 |  | PPK¦SelectPro¦VDI3805¦Internet_EU |  |  | R2050-40-S4/SR24A-SR | Characterised control valve | 1400 kPa | 350 kPa |  | EU\Inbox\Combinations\Folder..2/..3\ | 38
122539 | R2040-16-S3/NR24A-MP | R2040-16-S3/NR24A-MP |  | R2040-16-S3 | / | NR24A-MP | Communicative actuator | 0 | Scenario 2 |  | PPK¦SelectPro¦VDI3805¦Internet_EU |  |  | R2040-16-S3/NR24A-MP | Characterised control valve | 1400 kPa | 350 kPa |  | EU\Inbox\Combinations\Folder..2/..3\ | 37
122489 | R2050-25-S4/SR24A-MP | R2050-25-S4/SR24A-MP |  | R2050-25-S4 | / | SR24A-MP | Communicative actuator | 0 | Scenario 2 |  | PPK¦SelectPro¦VDI3805¦Internet_EU |  |  | R2050-25-S4/SR24A-MP | Characterised control valve | 1400 kPa | 350 kPa |  | EU\Inbox\Combinations\Folder..2/..3\ | 38
122529 | R2032-S3/NR24A-S | R2032-S3/NR24A-S |  | R2032-S3 | / | NR24A-S | Standard actuator | 0 | Scenario 1 |  | PPK¦SelectPro¦VDI3805¦Internet_EU |  |  | R2032-S3/NR24A-S | Open-close ball valve | 1400 kPa | 1000 kPa |  | EU\Inbox\Combinations\Folder..2/..3\ | 38
122480 | R2050-25-S4+SR230A | R2050-25-S4+SR230A |  | R2050-25-S4 | + | SR230A | Standard actuator | 1 | Scenario 2 |  | PPK¦SelectPro¦VDI3805¦Internet_EU |  |  | R2050-25-S4+SR230A | Characterised control valve | 1400 kPa | 350 kPa |  | EU\Inbox\Combinations\Folder..2/..3\ | 39
122500 | R2050-40-S4+SR24A | R2050-40-S4+SR24A |  | R2050-40-S4 | + | SR24A | Standard actuator | 1 | Scenario 2 |  | PPK¦SelectPro¦VDI3805¦Internet_EU |  |  | R2050-40-S4+SR24A | Characterised control valve | 1400 kPa | 350 kPa |  | EU\Inbox\Combinations\Folder..2/..3\ | 39
122540 | R2040-16-S3+NR24A-S | R2040-16-S3+NR24A-S |  | R2040-16-S3 | + | NR24A-S | Standard actuator | 0 | Scenario 2 |  | PPK¦SelectPro¦VDI3805¦Internet_EU |  |  | R2040-16-S3+NR24A-S | Characterised control valve | 1400 kPa | 350 kPa |  | EU\Inbox\Combinations\Folder..2/..3\ | 38
122490 | R2050-25-S4+SR24A-S | R2050-25-S4+SR24A-S |  | R2050-25-S4 | + | SR24A-S | Standard actuator | 0 | Scenario 2 |  | PPK¦SelectPro¦VDI3805¦Internet_EU |  |  | R2050-25-S4+SR24A-S | Characterised control valve | 1400 kPa | 350 kPa |  | EU\Inbox\Combinations\Folder..2/..3\ | 39
122530 | R2040-16-S3+NR230A | R2040-16-S3+NR230A |  | R2040-16-S3 | + | NR230A | Standard actuator | 1 | Scenario 2 |  | PPK¦SelectPro¦VDI3805¦Internet_EU |  |  | R2040-16-S3+NR230A | Characterised control valve | 1400 kPa | 350 kPa |  | EU\Inbox\Combinations\Folder..2/..3\ | 37
122481 | R2050-25-S4/SR230A | R2050-25-S4/SR230A |  | R2050-25-S4 | / | SR230A | Standard actuator | 1 | Scenario 2 |  | PPK¦SelectPro¦VDI3805¦Internet_EU |  |  | R2050-25-S4/SR230A | Characterised control valve | 1400 kPa | 350 kPa |  | EU\Inbox\Combinations\Folder..2/..3\ | 39
122501 | R2050-40-S4/SR24A | R2050-40-S4/SR24A |  | R2050-40-S4 | / | SR24A | Standard actuator | 1 | Scenario 2 |  | PPK¦SelectPro¦VDI3805¦Internet_EU |  |  | R2050-40-S4/SR24A | Characterised control valve | 1400 kPa | 350 kPa |  | EU\Inbox\Combinations\Folder..2/..3\ | 39
122541 | R2040-16-S3/NR24A-S | R2040-16-S3/NR24A-S |  | R2040-16-S3 | / | NR24A-S | Standard actuator | 0 | Scenario 2 |  | PPK¦SelectPro¦VDI3805¦Internet_EU |  |  | R2040-16-S3/NR24A-S | Characterised control valve | 1400 kPa | 350 kPa |  | EU\Inbox\Combinations\Folder..2/..3\ | 38
122491 | R2050-25-S4/SR24A-S | R2050-25-S4/SR24A-S |  | R2050-25-S4 | / | SR24A-S | Standard actuator | 0 | Scenario 2 |  | PPK¦SelectPro¦VDI3805¦Internet_EU |  |  | R2050-25-S4/SR24A-S | Characterised control valve | 1400 kPa | 350 kPa |  | EU\Inbox\Combinations\Folder..2/..3\ | 39
122482 | R2050-25-S4+SR230A-S | R2050-25-S4+SR230A-S |  | R2050-25-S4 | + | SR230A-S | Standard actuator | 0 | Scenario 2 |  | PPK¦SelectPro¦VDI3805¦Internet_EU |  |  | R2050-25-S4+SR230A-S | Characterised control valve | 1400 kPa | 350 kPa |  | EU\Inbox\Combinations\Folder..2/..3\ | 39
122531 | R2040-16-S3/NR230A | R2040-16-S3/NR230A |  | R2040-16-S3 | / | NR230A | Standard actuator | 1 | Scenario 2 |  | PPK¦SelectPro¦VDI3805¦Internet_EU |  |  | R2040-16-S3/NR230A | Characterised control valve | 1400 kPa | 350 kPa |  | EU\Inbox\Combinations\Folder..2/..3\ | 37
122522 | R2032-S3+NR230A | R2032-S3+NR230A |  | R2032-S3 | + | NR230A | Standard actuator | 1 | Scenario 1 |  | PPK¦SelectPro¦VDI3805¦Internet_EU |  |  | R2032-S3+NR230A | Open-close ball valve | 1400 kPa | 1000 kPa |  | EU\Inbox\Combinations\Folder..2/..3\ | 37
122542 | R2040-16-S3+NR24A-SR | R2040-16-S3+NR24A-SR |  | R2040-16-S3 | + | NR24A-SR | Standard actuator | 1 | Scenario 2 |  | PPK¦SelectPro¦VDI3805¦Internet_EU |  |  | R2040-16-S3+NR24A-SR | Characterised control valve | 1400 kPa | 350 kPa |  | EU\Inbox\Combinations\Folder..2/..3\ | 38
122512 | R2050-S4+SR230A | R2050-S4+SR230A |  | R2050-S4 | + | SR230A | Standard actuator | 1 | Scenario 1 |  | PPK¦SelectPro¦VDI3805¦Internet_EU |  |  | R2050-S4+SR230A | Open-close ball valve | 1400 kPa | 1000 kPa |  | EU\Inbox\Combinations\Folder..2/..3\ | 37
122483 | R2050-25-S4/SR230A-S | R2050-25-S4/SR230A-S |  | R2050-25-S4 | / | SR230A-S | Standard actuator | 0 | Scenario 2 |  | PPK¦SelectPro¦VDI3805¦Internet_EU |  |  | R2050-25-S4/SR230A-S | Characterised control valve | 1400 kPa | 350 kPa |  | EU\Inbox\Combinations\Folder..2/..3\ | 39
122492 | R2050-25-S4+SR24A-SR | R2050-25-S4+SR24A-SR |  | R2050-25-S4 | + | SR24A-SR | Standard actuator | 1 | Scenario 2 |  | PPK¦SelectPro¦VDI3805¦Internet_EU |  |  | R2050-25-S4+SR24A-SR | Characterised control valve | 1400 kPa | 350 kPa |  | EU\Inbox\Combinations\Folder..2/..3\ | 39
122532 | R2040-16-S3+NR230A-S | R2040-16-S3+NR230A-S |  | R2040-16-S3 | + | NR230A-S | Standard actuator | 0 | Scenario 2 |  | PPK¦SelectPro¦VDI3805¦Internet_EU |  |  | R2040-16-S3+NR230A-S | Characterised control valve | 1400 kPa | 350 kPa |  | EU\Inbox\Combinations\Folder..2/..3\ | 37
122523 | R2032-S3/NR230A | R2032-S3/NR230A |  | R2032-S3 | / | NR230A | Standard actuator | 1 | Scenario 1 |  | PPK¦SelectPro¦VDI3805¦Internet_EU |  |  | R2032-S3/NR230A | Open-close ball valve | 1400 kPa | 1000 kPa |  | EU\Inbox\Combinations\Folder..2/..3\ | 37
122543 | R2040-16-S3/NR24A-SR | R2040-16-S3/NR24A-SR |  | R2040-16-S3 | / | NR24A-SR | Standard actuator | 1 | Scenario 2 |  | PPK¦SelectPro¦VDI3805¦Internet_EU |  |  | R2040-16-S3/NR24A-SR | Characterised control valve | 1400 kPa | 350 kPa |  | EU\Inbox\Combinations\Folder..2/..3\ | 38
122513 | R2050-S4/SR230A | R2050-S4/SR230A |  | R2050-S4 | / | SR230A | Standard actuator | 1 | Scenario 1 |  | PPK¦SelectPro¦VDI3805¦Internet_EU |  |  | R2050-S4/SR230A | Open-close ball valve | 1400 kPa | 1000 kPa |  | EU\Inbox\Combinations\Folder..2/..3\ | 37
122484 | R2050-25-S4+SR24A | R2050-25-S4+SR24A |  | R2050-25-S4 | + | SR24A | Standard actuator | 1 | Scenario 2 |  | PPK¦SelectPro¦VDI3805¦Internet_EU |  |  | R2050-25-S4+SR24A | Characterised control valve | 1400 kPa | 350 kPa |  | EU\Inbox\Combinations\Folder..2/..3\ | 39
122493 | R2050-25-S4/SR24A-SR | R2050-25-S4/SR24A-SR |  | R2050-25-S4 | / | SR24A-SR | Standard actuator | 1 | Scenario 2 |  | PPK¦SelectPro¦VDI3805¦Internet_EU |  |  | R2050-25-S4/SR24A-SR | Characterised control valve | 1400 kPa | 350 kPa |  | EU\Inbox\Combinations\Folder..2/..3\ | 39
122504 | R2050-40-S4+SR24A-MP | R2050-40-S4+SR24A-MP |  | R2050-40-S4 | + | SR24A-MP | Communicative actuator | 0 | Scenario 2 |  | PPK¦SelectPro¦VDI3805¦Internet_EU |  |  | R2050-40-S4+SR24A-MP | Characterised control valve | 1400 kPa | 350 kPa |  | EU\Inbox\Combinations\Folder..2/..3\ | 37
122533 | R2040-16-S3/NR230A-S | R2040-16-S3/NR230A-S |  | R2040-16-S3 | / | NR230A-S | Standard actuator | 0 | Scenario 2 |  | PPK¦SelectPro¦VDI3805¦Internet_EU |  |  | R2040-16-S3/NR230A-S | Characterised control valve | 1400 kPa | 350 kPa |  | EU\Inbox\Combinations\Folder..2/..3\ | 37
122524 | R2032-S3+NR230A-S | R2032-S3+NR230A-S |  | R2032-S3 | + | NR230A-S | Standard actuator | 0 | Scenario 1 |  | PPK¦SelectPro¦VDI3805¦Internet_EU |  |  | R2032-S3+NR230A-S | Open-close ball valve | 1400 kPa | 1000 kPa |  | EU\Inbox\Combinations\Folder..2/..3\ | 37
122514 | R2050-S4+SR230A-S | R2050-S4+SR230A-S |  | R2050-S4 | + | SR230A-S | Standard actuator | 0 | Scenario 1 |  | PPK¦SelectPro¦VDI3805¦Internet_EU |  |  | R2050-S4+SR230A-S | Open-close ball valve | 1400 kPa | 1000 kPa |  | EU\Inbox\Combinations\Folder..2/..3\ | 37
122485 | R2050-25-S4/SR24A | R2050-25-S4/SR24A |  | R2050-25-S4 | / | SR24A | Standard actuator | 1 | Scenario 2 |  | PPK¦SelectPro¦VDI3805¦Internet_EU |  |  | R2050-25-S4/SR24A | Characterised control valve | 1400 kPa | 350 kPa |  | EU\Inbox\Combinations\Folder..2/..3\ | 39
122505 | R2050-40-S4/SR24A-MP | R2050-40-S4/SR24A-MP |  | R2050-40-S4 | / | SR24A-MP | Communicative actuator | 0 | Scenario 2 |  | PPK¦SelectPro¦VDI3805¦Internet_EU |  |  | R2050-40-S4/SR24A-MP | Characterised control valve | 1400 kPa | 350 kPa |  | EU\Inbox\Combinations\Folder..2/..3\ | 37
122534 | R2040-16-S3+NR24A | R2040-16-S3+NR24A |  | R2040-16-S3 | + | NR24A | Standard actuator | 1 | Scenario 2 |  | PPK¦SelectPro¦VDI3805¦Internet_EU |  |  | R2040-16-S3+NR24A | Characterised control valve | 1400 kPa | 350 kPa |  | EU\Inbox\Combinations\Folder..2/..3\ | 38
122525 | R2032-S3/NR230A-S | R2032-S3/NR230A-S |  | R2032-S3 | / | NR230A-S | Standard actuator | 0 | Scenario 1 |  | PPK¦SelectPro¦VDI3805¦Internet_EU |  |  | R2032-S3/NR230A-S | Open-close ball valve | 1400 kPa | 1000 kPa |  | EU\Inbox\Combinations\Folder..2/..3\ | 37
122515 | R2050-S4/SR230A-S | R2050-S4/SR230A-S |  | R2050-S4 | / | SR230A-S | Standard actuator | 0 | Scenario 1 |  | PPK¦SelectPro¦VDI3805¦Internet_EU |  |  | R2050-S4/SR230A-S | Open-close ball valve | 1400 kPa | 1000 kPa |  | EU\Inbox\Combinations\Folder..2/..3\ | 37
122535 | R2040-16-S3/NR24A | R2040-16-S3/NR24A |  | R2040-16-S3 | / | NR24A | Standard actuator | 1 | Scenario 2 |  | PPK¦SelectPro¦VDI3805¦Internet_EU |  |  | R2040-16-S3/NR24A | Characterised control valve | 1400 kPa | 350 kPa |  | EU\Inbox\Combinations\Folder..2/..3\ | 38
122546 | R2040-16-S3+NRC24A-SR | R2040-16-S3+NRC24A-SR |  | R2040-16-S3 | + | NRC24A-SR | Fast runner | 1 | Scenario 2 |  | PPK¦SelectPro¦VDI3805¦Internet_EU |  |  | R2040-16-S3+NRC24A-SR | Characterised control valve | 1400 kPa | 350 kPa |  | EU\Inbox\Combinations\Folder..2/..3\ | 37
122566 | R2040-S3+NR230A | R2040-S3+NR230A |  | R2040-S3 | + | NR230A | Standard actuator | 1 | Scenario 1 |  | PPK¦SelectPro¦VDI3805¦Internet_EU |  |  | R2040-S3+NR230A | Open-close ball valve | 1400 kPa | 1000 kPa |  | EU\Inbox\Combinations\Folder..2/..3\ | 34
122556 | R2040-25-S3+NR24A-MP | R2040-25-S3+NR24A-MP |  | R2040-25-S3 | + | NR24A-MP | Communicative actuator | 0 | Scenario 2 |  | PPK¦SelectPro¦VDI3805¦Internet_EU |  |  | R2040-25-S3+NR24A-MP | Characterised control valve | 1400 kPa | 350 kPa |  | EU\Inbox\Combinations\Folder..2/..3\ | 34
122547 | R2040-16-S3/NRC24A-SR | R2040-16-S3/NRC24A-SR |  | R2040-16-S3 | / | NRC24A-SR | Fast runner | 1 | Scenario 2 |  | PPK¦SelectPro¦VDI3805¦Internet_EU |  |  | R2040-16-S3/NRC24A-SR | Characterised control valve | 1400 kPa | 350 kPa |  | EU\Inbox\Combinations\Folder..2/..3\ | 37
122567 | R2040-S3/NR230A | R2040-S3/NR230A |  | R2040-S3 | / | NR230A | Standard actuator | 1 | Scenario 1 |  | PPK¦SelectPro¦VDI3805¦Internet_EU |  |  | R2040-S3/NR230A | Open-close ball valve | 1400 kPa | 1000 kPa |  | EU\Inbox\Combinations\Folder..2/..3\ | 34
122557 | R2040-25-S3/NR24A-MP | R2040-25-S3/NR24A-MP |  | R2040-25-S3 | / | NR24A-MP | Communicative actuator | 0 | Scenario 2 |  | PPK¦SelectPro¦VDI3805¦Internet_EU |  |  | R2040-25-S3/NR24A-MP | Characterised control valve | 1400 kPa | 350 kPa |  | EU\Inbox\Combinations\Folder..2/..3\ | 34
122548 | R2040-25-S3+NR230A | R2040-25-S3+NR230A |  | R2040-25-S3 | + | NR230A | Standard actuator | 1 | Scenario 2 |  | PPK¦SelectPro¦VDI3805¦Internet_EU |  |  | R2040-25-S3+NR230A | Characterised control valve | 1400 kPa | 350 kPa |  | EU\Inbox\Combinations\Folder..2/..3\ | 34
122568 | R2040-S3+NR230A-S | R2040-S3+NR230A-S |  | R2040-S3 | + | NR230A-S | Standard actuator | 0 | Scenario 1 |  | PPK¦SelectPro¦VDI3805¦Internet_EU |  |  | R2040-S3+NR230A-S | Open-close ball valve | 1400 kPa | 1000 kPa |  | EU\Inbox\Combinations\Folder..2/..3\ | 34
122558 | R2040-25-S3+NR24A-S | R2040-25-S3+NR24A-S |  | R2040-25-S3 | + | NR24A-S | Standard actuator | 0 | Scenario 2 |  | PPK¦SelectPro¦VDI3805¦Internet_EU |  |  | R2040-25-S3+NR24A-S | Characterised control valve | 1400 kPa | 350 kPa |  | EU\Inbox\Combinations\Folder..2/..3\ | 36
122549 | R2040-25-S3/NR230A | R2040-25-S3/NR230A |  | R2040-25-S3 | / | NR230A | Standard actuator | 1 | Scenario 2 |  | PPK¦SelectPro¦VDI3805¦Internet_EU |  |  | R2040-25-S3/NR230A | Characterised control valve | 1400 kPa | 350 kPa |  | EU\Inbox\Combinations\Folder..2/..3\ | 34
122569 | R2040-S3/NR230A-S | R2040-S3/NR230A-S |  | R2040-S3 | / | NR230A-S | Standard actuator | 0 | Scenario 1 |  | PPK¦SelectPro¦VDI3805¦Internet_EU |  |  | R2040-S3/NR230A-S | Open-close ball valve | 1400 kPa | 1000 kPa |  | EU\Inbox\Combinations\Folder..2/..3\ | 35
122559 | R2040-25-S3/NR24A-S | R2040-25-S3/NR24A-S |  | R2040-25-S3 | / | NR24A-S | Standard actuator | 0 | Scenario 2 |  | PPK¦SelectPro¦VDI3805¦Internet_EU |  |  | R2040-25-S3/NR24A-S | Characterised control valve | 1400 kPa | 350 kPa |  | EU\Inbox\Combinations\Folder..2/..3\ | 35
122550 | R2040-25-S3+NR230A-S | R2040-25-S3+NR230A-S |  | R2040-25-S3 | + | NR230A-S | Standard actuator | 0 | Scenario 2 |  | PPK¦SelectPro¦VDI3805¦Internet_EU |  |  | R2040-25-S3+NR230A-S | Characterised control valve | 1400 kPa | 350 kPa |  | EU\Inbox\Combinations\Folder..2/..3\ | 34
122570 | R2040-S3+NR24A | R2040-S3+NR24A |  | R2040-S3 | + | NR24A | Standard actuator | 1 | Scenario 1 |  | PPK¦SelectPro¦VDI3805¦Internet_EU |  |  | R2040-S3+NR24A | Open-close ball valve | 1400 kPa | 1000 kPa |  | EU\Inbox\Combinations\Folder..2/..3\ | 35
122560 | R2040-25-S3+NR24A-SR | R2040-25-S3+NR24A-SR |  | R2040-25-S3 | + | NR24A-SR | Standard actuator | 1 | Scenario 2 |  | PPK¦SelectPro¦VDI3805¦Internet_EU |  |  | R2040-25-S3+NR24A-SR | Characterised control valve | 1400 kPa | 350 kPa |  | EU\Inbox\Combinations\Folder..2/..3\ | 35
122551 | R2040-25-S3/NR230A-S | R2040-25-S3/NR230A-S |  | R2040-25-S3 | / | NR230A-S | Standard actuator | 0 | Scenario 2 |  | PPK¦SelectPro¦VDI3805¦Internet_EU |  |  | R2040-25-S3/NR230A-S | Characterised control valve | 1400 kPa | 350 kPa |  | EU\Inbox\Combinations\Folder..2/..3\ | 34
122571 | R2040-S3/NR24A | R2040-S3/NR24A |  | R2040-S3 | / | NR24A | Standard actuator | 1 | Scenario 1 |  | PPK¦SelectPro¦VDI3805¦Internet_EU |  |  | R2040-S3/NR24A | Open-close ball valve | 1400 kPa | 1000 kPa |  | EU\Inbox\Combinations\Folder..2/..3\ | 35
122561 | R2040-25-S3/NR24A-SR | R2040-25-S3/NR24A-SR |  | R2040-25-S3 | / | NR24A-SR | Standard actuator | 1 | Scenario 2 |  | PPK¦SelectPro¦VDI3805¦Internet_EU |  |  | R2040-25-S3/NR24A-SR | Characterised control valve | 1400 kPa | 350 kPa |  | EU\Inbox\Combinations\Folder..2/..3\ | 35
122552 | R2040-25-S3+NR24A | R2040-25-S3+NR24A |  | R2040-25-S3 | + | NR24A | Standard actuator | 1 | Scenario 2 |  | PPK¦SelectPro¦VDI3805¦Internet_EU |  |  | R2040-25-S3+NR24A | Characterised control valve | 1400 kPa | 350 kPa |  | EU\Inbox\Combinations\Folder..2/..3\ | 35
122572 | R2040-S3+NR24A-S | R2040-S3+NR24A-S |  | R2040-S3 | + | NR24A-S | Standard actuator | 0 | Scenario 1 |  | PPK¦SelectPro¦VDI3805¦Internet_EU |  |  | R2040-S3+NR24A-S | Open-close ball valve | 1400 kPa | 1000 kPa |  | EU\Inbox\Combinations\Folder..2/..3\ | 35
122553 | R2040-25-S3/NR24A | R2040-25-S3/NR24A |  | R2040-25-S3 | / | NR24A | Standard actuator | 1 | Scenario 2 |  | PPK¦SelectPro¦VDI3805¦Internet_EU |  |  | R2040-25-S3/NR24A | Characterised control valve | 1400 kPa | 350 kPa |  | EU\Inbox\Combinations\Folder..2/..3\ | 35
122573 | R2040-S3/NR24A-S | R2040-S3/NR24A-S |  | R2040-S3 | / | NR24A-S | Standard actuator | 0 | Scenario 1 |  | PPK¦SelectPro¦VDI3805¦Internet_EU |  |  | R2040-S3/NR24A-S | Open-close ball valve | 1400 kPa | 1000 kPa |  | EU\Inbox\Combinations\Folder..2/..3\ | 35
122564 | R2040-25-S3+NRC24A-SR | R2040-25-S3+NRC24A-SR |  | R2040-25-S3 | + | NRC24A-SR | Fast runner | 1 | Scenario 2 |  | PPK¦SelectPro¦VDI3805¦Internet_EU |  |  | R2040-25-S3+NRC24A-SR | Characterised control valve | 1400 kPa | 350 kPa |  | EU\Inbox\Combinations\Folder..2/..3\ | 34
122565 | R2040-25-S3/NRC24A-SR | R2040-25-S3/NRC24A-SR |  | R2040-25-S3 | / | NRC24A-SR | Fast runner | 1 | Scenario 2 |  | PPK¦SelectPro¦VDI3805¦Internet_EU |  |  | R2040-25-S3/NRC24A-SR | Characterised control valve | 1400 kPa | 350 kPa |  | EU\Inbox\Combinations\Folder..2/..3\ | 34
123008 | R2015-1-S1+LR230A-S | R2015-1-S1+LR230A-S |  | R2015-1-S1 | + | LR230A-S | Standard actuator | 0 | Scenario 2 |  | PPK¦SelectPro¦VDI3805¦Internet_EU |  |  | R2015-1-S1+LR230A-S | Characterised control valve | 1400 kPa | 350 kPa |  | EU\Inbox\Combinations\Folder..2/..3\ | 34
123009 | R2015-1-S1/LR230A-S | R2015-1-S1/LR230A-S |  | R2015-1-S1 | / | LR230A-S | Standard actuator | 0 | Scenario 2 |  | PPK¦SelectPro¦VDI3805¦Internet_EU |  |  | R2015-1-S1/LR230A-S | Characterised control valve | 1400 kPa | 350 kPa |  | EU\Inbox\Combinations\Folder..2/..3\ | 34
123010 | R2015-1P6-S1+LR230A-S | R2015-1P6-S1+LR230A-S |  | R2015-1P6-S1 | + | LR230A-S | Standard actuator | 0 | Scenario 2 |  | PPK¦SelectPro¦VDI3805¦Internet_EU |  |  | R2015-1P6-S1+LR230A-S | Characterised control valve | 1400 kPa | 350 kPa |  | EU\Inbox\Combinations\Folder..2/..3\ | 34
123011 | R2015-1P6-S1/LR230A-S | R2015-1P6-S1/LR230A-S |  | R2015-1P6-S1 | / | LR230A-S | Standard actuator | 0 | Scenario 2 |  | PPK¦SelectPro¦VDI3805¦Internet_EU |  |  | R2015-1P6-S1/LR230A-S | Characterised control valve | 1400 kPa | 350 kPa |  | EU\Inbox\Combinations\Folder..2/..3\ | 34
123012 | R2015-2P5-S1+LR230A-S | R2015-2P5-S1+LR230A-S |  | R2015-2P5-S1 | + | LR230A-S | Standard actuator | 0 | Scenario 2 |  | PPK¦SelectPro¦VDI3805¦Internet_EU |  |  | R2015-2P5-S1+LR230A-S | Characterised control valve | 1400 kPa | 350 kPa |  | EU\Inbox\Combinations\Folder..2/..3\ | 34
123013 | R2015-2P5-S1/LR230A-S | R2015-2P5-S1/LR230A-S |  | R2015-2P5-S1 | / | LR230A-S | Standard actuator | 0 | Scenario 2 |  | PPK¦SelectPro¦VDI3805¦Internet_EU |  |  | R2015-2P5-S1/LR230A-S | Characterised control valve | 1400 kPa | 350 kPa |  | EU\Inbox\Combinations\Folder..2/..3\ | 34
123014 | R2015-4-S1+LR230A-S | R2015-4-S1+LR230A-S |  | R2015-4-S1 | + | LR230A-S | Standard actuator | 0 | Scenario 2 |  | PPK¦SelectPro¦VDI3805¦Internet_EU |  |  | R2015-4-S1+LR230A-S | Characterised control valve | 1400 kPa | 350 kPa |  | EU\Inbox\Combinations\Folder..2/..3\ | 34
123015 | R2015-4-S1/LR230A-S | R2015-4-S1/LR230A-S |  | R2015-4-S1 | / | LR230A-S | Standard actuator | 0 | Scenario 2 |  | PPK¦SelectPro¦VDI3805¦Internet_EU |  |  | R2015-4-S1/LR230A-S | Characterised control valve | 1400 kPa | 350 kPa |  | EU\Inbox\Combinations\Folder..2/..3\ | 34
123178 | R2025-S2+LR230A-S | R2025-S2+LR230A-S |  | R2025-S2 | + | LR230A-S | Standard actuator | 0 | Scenario 1 |  | PPK¦SelectPro¦VDI3805¦Internet_EU |  |  | R2025-S2+LR230A-S | Open-close ball valve | 1400 kPa | 1000 kPa |  | EU\Inbox\Combinations\Folder..2/..3\ | 35
123168 | R2020-8P6-S2+LR230A-S | R2020-8P6-S2+LR230A-S |  | R2020-8P6-S2 | + | LR230A-S | Standard actuator | 0 | Scenario 2 |  | PPK¦SelectPro¦VDI3805¦Internet_EU |  |  | R2020-8P6-S2+LR230A-S | Characterised control valve | 1400 kPa | 350 kPa |  | EU\Inbox\Combinations\Folder..2/..3\ | 35
123158 | R2015-P4-S1+LR230A-S | R2015-P4-S1+LR230A-S |  | R2015-P4-S1 | + | LR230A-S | Standard actuator | 0 | Scenario 2 |  | PPK¦SelectPro¦VDI3805¦Internet_EU |  |  | R2015-P4-S1+LR230A-S | Characterised control valve | 1400 kPa | 350 kPa |  | EU\Inbox\Combinations\Folder..2/..3\ | 33
123188 | R3015-BL1+LR230A-S | R3015-BL1+LR230A-S |  | R3015-BL1 | + | LR230A-S | Standard actuator | 0 | Scenario 1 |  | PPK¦SelectPro¦VDI3805¦Internet_EU |  |  | R3015-BL1+LR230A-S | Change-over ball valve | 500 kPa | 350 kPa |  | EU\Inbox\Combinations\Folder..2/..3\ | 34
123179 | R2025-S2/LR230A-S | R2025-S2/LR230A-S |  | R2025-S2 | / | LR230A-S | Standard actuator | 0 | Scenario 1 |  | PPK¦SelectPro¦VDI3805¦Internet_EU |  |  | R2025-S2/LR230A-S | Open-close ball valve | 1400 kPa | 1000 kPa |  | EU\Inbox\Combinations\Folder..2/..3\ | 35
123169 | R2020-8P6-S2/LR230A-S | R2020-8P6-S2/LR230A-S |  | R2020-8P6-S2 | / | LR230A-S | Standard actuator | 0 | Scenario 2 |  | PPK¦SelectPro¦VDI3805¦Internet_EU |  |  | R2020-8P6-S2/LR230A-S | Characterised control valve | 1400 kPa | 350 kPa |  | EU\Inbox\Combinations\Folder..2/..3\ | 35
123159 | R2015-P4-S1/LR230A-S | R2015-P4-S1/LR230A-S |  | R2015-P4-S1 | / | LR230A-S | Standard actuator | 0 | Scenario 2 |  | PPK¦SelectPro¦VDI3805¦Internet_EU |  |  | R2015-P4-S1/LR230A-S | Characterised control valve | 1400 kPa | 350 kPa |  | EU\Inbox\Combinations\Folder..2/..3\ | 33
123189 | R3015-BL1/LR230A-S | R3015-BL1/LR230A-S |  | R3015-BL1 | / | LR230A-S | Standard actuator | 0 | Scenario 1 |  | PPK¦SelectPro¦VDI3805¦Internet_EU |  |  | R3015-BL1/LR230A-S | Change-over ball valve | 500 kPa | 350 kPa |  | EU\Inbox\Combinations\Folder..2/..3\ | 34
123180 | R3015-1-S1+LR230A-S | R3015-1-S1+LR230A-S |  | R3015-1-S1 | + | LR230A-S | Standard actuator | 0 | Scenario 2 |  | PPK¦SelectPro¦VDI3805¦Internet_EU |  |  | R3015-1-S1+LR230A-S | Characterised control valve | 1400 kPa | 350 kPa |  | EU\Inbox\Combinations\Folder..2/..3\ | 34
123170 | R2020-S2+LR230A-S | R2020-S2+LR230A-S |  | R2020-S2 | + | LR230A-S | Standard actuator | 0 | Scenario 1 |  | PPK¦SelectPro¦VDI3805¦Internet_EU |  |  | R2020-S2+LR230A-S | Open-close ball valve | 1400 kPa | 1000 kPa |  | EU\Inbox\Combinations\Folder..2/..3\ | 35
123160 | R2015-P63-S1+LR230A-S | R2015-P63-S1+LR230A-S |  | R2015-P63-S1 | + | LR230A-S | Standard actuator | 0 | Scenario 2 |  | PPK¦SelectPro¦VDI3805¦Internet_EU |  |  | R2015-P63-S1+LR230A-S | Characterised control valve | 1400 kPa | 350 kPa |  | EU\Inbox\Combinations\Folder..2/..3\ | 33
123190 | R3015-P25-S1+LR230A-S | R3015-P25-S1+LR230A-S |  | R3015-P25-S1 | + | LR230A-S | Standard actuator | 0 | Scenario 2 |  | PPK¦SelectPro¦VDI3805¦Internet_EU |  |  | R3015-P25-S1+LR230A-S | Characterised control valve | 1400 kPa | 350 kPa |  | EU\Inbox\Combinations\Folder..2/..3\ | 34
123181 | R3015-1-S1/LR230A-S | R3015-1-S1/LR230A-S |  | R3015-1-S1 | / | LR230A-S | Standard actuator | 0 | Scenario 2 |  | PPK¦SelectPro¦VDI3805¦Internet_EU |  |  | R3015-1-S1/LR230A-S | Characterised control valve | 1400 kPa | 350 kPa |  | EU\Inbox\Combinations\Folder..2/..3\ | 34
123171 | R2020-S2/LR230A-S | R2020-S2/LR230A-S |  | R2020-S2 | / | LR230A-S | Standard actuator | 0 | Scenario 1 |  | PPK¦SelectPro¦VDI3805¦Internet_EU |  |  | R2020-S2/LR230A-S | Open-close ball valve | 1400 kPa | 1000 kPa |  | EU\Inbox\Combinations\Folder..2/..3\ | 35
123161 | R2015-P63-S1/LR230A-S | R2015-P63-S1/LR230A-S |  | R2015-P63-S1 | / | LR230A-S | Standard actuator | 0 | Scenario 2 |  | PPK¦SelectPro¦VDI3805¦Internet_EU |  |  | R2015-P63-S1/LR230A-S | Characterised control valve | 1400 kPa | 350 kPa |  | EU\Inbox\Combinations\Folder..2/..3\ | 33
123191 | R3015-P25-S1/LR230A-S | R3015-P25-S1/LR230A-S |  | R3015-P25-S1 | / | LR230A-S | Standard actuator | 0 | Scenario 2 |  | PPK¦SelectPro¦VDI3805¦Internet_EU |  |  | R3015-P25-S1/LR230A-S | Characterised control valve | 1400 kPa | 350 kPa |  | EU\Inbox\Combinations\Folder..2/..3\ | 34
123172 | R2025-10-S2+LR230A-S | R2025-10-S2+LR230A-S |  | R2025-10-S2 | + | LR230A-S | Standard actuator | 0 | Scenario 2 |  | PPK¦SelectPro¦VDI3805¦Internet_EU |  |  | R2025-10-S2+LR230A-S | Characterised control valve | 1400 kPa | 350 kPa |  | EU\Inbox\Combinations\Folder..2/..3\ | 35
123182 | R3015-1P6-S1+LR230A-S | R3015-1P6-S1+LR230A-S |  | R3015-1P6-S1 | + | LR230A-S | Standard actuator | 0 | Scenario 2 |  | PPK¦SelectPro¦VDI3805¦Internet_EU |  |  | R3015-1P6-S1+LR230A-S | Characterised control valve | 1400 kPa | 350 kPa |  | EU\Inbox\Combinations\Folder..2/..3\ | 34
123162 | R2015-S1+LR230A-S | R2015-S1+LR230A-S |  | R2015-S1 | + | LR230A-S | Standard actuator | 0 | Scenario 1 |  | PPK¦SelectPro¦VDI3805¦Internet_EU |  |  | R2015-S1+LR230A-S | Open-close ball valve | 1400 kPa | 1000 kPa |  | EU\Inbox\Combinations\Folder..2/..3\ | 35
123192 | R3015-P4-S1+LR230A-S | R3015-P4-S1+LR230A-S |  | R3015-P4-S1 | + | LR230A-S | Standard actuator | 0 | Scenario 2 |  | PPK¦SelectPro¦VDI3805¦Internet_EU |  |  | R3015-P4-S1+LR230A-S | Characterised control valve | 1400 kPa | 350 kPa |  | EU\Inbox\Combinations\Folder..2/..3\ | 34
123173 | R2025-10-S2/LR230A-S | R2025-10-S2/LR230A-S |  | R2025-10-S2 | / | LR230A-S | Standard actuator | 0 | Scenario 2 |  | PPK¦SelectPro¦VDI3805¦Internet_EU |  |  | R2025-10-S2/LR230A-S | Characterised control valve | 1400 kPa | 350 kPa |  | EU\Inbox\Combinations\Folder..2/..3\ | 35
123183 | R3015-1P6-S1/LR230A-S | R3015-1P6-S1/LR230A-S |  | R3015-1P6-S1 | / | LR230A-S | Standard actuator | 0 | Scenario 2 |  | PPK¦SelectPro¦VDI3805¦Internet_EU |  |  | R3015-1P6-S1/LR230A-S | Characterised control valve | 1400 kPa | 350 kPa |  | EU\Inbox\Combinations\Folder..2/..3\ | 34
123163 | R2015-S1/LR230A-S | R2015-S1/LR230A-S |  | R2015-S1 | / | LR230A-S | Standard actuator | 0 | Scenario 1 |  | PPK¦SelectPro¦VDI3805¦Internet_EU |  |  | R2015-S1/LR230A-S | Open-close ball valve | 1400 kPa | 1000 kPa |  | EU\Inbox\Combinations\Folder..2/..3\ | 35
123193 | R3015-P4-S1/LR230A-S | R3015-P4-S1/LR230A-S |  | R3015-P4-S1 | / | LR230A-S | Standard actuator | 0 | Scenario 2 |  | PPK¦SelectPro¦VDI3805¦Internet_EU |  |  | R3015-P4-S1/LR230A-S | Characterised control valve | 1400 kPa | 350 kPa |  | EU\Inbox\Combinations\Folder..2/..3\ | 34
123174 | R2025-16-S2+LR230A-S | R2025-16-S2+LR230A-S |  | R2025-16-S2 | + | LR230A-S | Standard actuator | 0 | Scenario 2 |  | PPK¦SelectPro¦VDI3805¦Internet_EU |  |  | R2025-16-S2+LR230A-S | Characterised control valve | 1400 kPa | 350 kPa |  | EU\Inbox\Combinations\Folder..2/..3\ | 35
123184 | R3015-2P5-S1+LR230A-S | R3015-2P5-S1+LR230A-S |  | R3015-2P5-S1 | + | LR230A-S | Standard actuator | 0 | Scenario 2 |  | PPK¦SelectPro¦VDI3805¦Internet_EU |  |  | R3015-2P5-S1+LR230A-S | Characterised control valve | 1400 kPa | 350 kPa |  | EU\Inbox\Combinations\Folder..2/..3\ | 34
123164 | R2020-4-S2+LR230A-S | R2020-4-S2+LR230A-S |  | R2020-4-S2 | + | LR230A-S | Standard actuator | 0 | Scenario 2 |  | PPK¦SelectPro¦VDI3805¦Internet_EU |  |  | R2020-4-S2+LR230A-S | Characterised control valve | 1400 kPa | 350 kPa |  | EU\Inbox\Combinations\Folder..2/..3\ | 35
123194 | R3015-P63-S1+LR230A-S | R3015-P63-S1+LR230A-S |  | R3015-P63-S1 | + | LR230A-S | Standard actuator | 0 | Scenario 2 |  | PPK¦SelectPro¦VDI3805¦Internet_EU |  |  | R3015-P63-S1+LR230A-S | Characterised control valve | 1400 kPa | 350 kPa |  | EU\Inbox\Combinations\Folder..2/..3\ | 34
123175 | R2025-16-S2/LR230A-S | R2025-16-S2/LR230A-S |  | R2025-16-S2 | / | LR230A-S | Standard actuator | 0 | Scenario 2 |  | PPK¦SelectPro¦VDI3805¦Internet_EU |  |  | R2025-16-S2/LR230A-S | Characterised control valve | 1400 kPa | 350 kPa |  | EU\Inbox\Combinations\Folder..2/..3\ | 35
123185 | R3015-2P5-S1/LR230A-S | R3015-2P5-S1/LR230A-S |  | R3015-2P5-S1 | / | LR230A-S | Standard actuator | 0 | Scenario 2 |  | PPK¦SelectPro¦VDI3805¦Internet_EU |  |  | R3015-2P5-S1/LR230A-S | Characterised control valve | 1400 kPa | 350 kPa |  | EU\Inbox\Combinations\Folder..2/..3\ | 34
123165 | R2020-4-S2/LR230A-S | R2020-4-S2/LR230A-S |  | R2020-4-S2 | / | LR230A-S | Standard actuator | 0 | Scenario 2 |  | PPK¦SelectPro¦VDI3805¦Internet_EU |  |  | R2020-4-S2/LR230A-S | Characterised control valve | 1400 kPa | 350 kPa |  | EU\Inbox\Combinations\Folder..2/..3\ | 35
123195 | R3015-P63-S1/LR230A-S | R3015-P63-S1/LR230A-S |  | R3015-P63-S1 | / | LR230A-S | Standard actuator | 0 | Scenario 2 |  | PPK¦SelectPro¦VDI3805¦Internet_EU |  |  | R3015-P63-S1/LR230A-S | Characterised control valve | 1400 kPa | 350 kPa |  | EU\Inbox\Combinations\Folder..2/..3\ | 34
123186 | R3015-4-S1+LR230A-S | R3015-4-S1+LR230A-S |  | R3015-4-S1 | + | LR230A-S | Standard actuator | 0 | Scenario 2 |  | PPK¦SelectPro¦VDI3805¦Internet_EU |  |  | R3015-4-S1+LR230A-S | Characterised control valve | 1400 kPa | 350 kPa |  | EU\Inbox\Combinations\Folder..2/..3\ | 34
123156 | R2015-P25-S1+LR230A-S | R2015-P25-S1+LR230A-S |  | R2015-P25-S1 | + | LR230A-S | Standard actuator | 0 | Scenario 2 |  | PPK¦SelectPro¦VDI3805¦Internet_EU |  |  | R2015-P25-S1+LR230A-S | Characterised control valve | 1400 kPa | 350 kPa |  | EU\Inbox\Combinations\Folder..2/..3\ | 33
123196 | R3015-S1+LR230A-S | R3015-S1+LR230A-S |  | R3015-S1 | + | LR230A-S | Standard actuator | 0 | Scenario 1 |  | PPK¦SelectPro¦VDI3805¦Internet_EU |  |  | R3015-S1+LR230A-S | Change-over ball valve | 1400 kPa | 1000 kPa |  | EU\Inbox\Combinations\Folder..2/..3\ | 35
123187 | R3015-4-S1/LR230A-S | R3015-4-S1/LR230A-S |  | R3015-4-S1 | / | LR230A-S | Standard actuator | 0 | Scenario 2 |  | PPK¦SelectPro¦VDI3805¦Internet_EU |  |  | R3015-4-S1/LR230A-S | Characterised control valve | 1400 kPa | 350 kPa |  | EU\Inbox\Combinations\Folder..2/..3\ | 34
123157 | R2015-P25-S1/LR230A-S | R2015-P25-S1/LR230A-S |  | R2015-P25-S1 | / | LR230A-S | Standard actuator | 0 | Scenario 2 |  | PPK¦SelectPro¦VDI3805¦Internet_EU |  |  | R2015-P25-S1/LR230A-S | Characterised control valve | 1400 kPa | 350 kPa |  | EU\Inbox\Combinations\Folder..2/..3\ | 33
123197 | R3015-S1/LR230A-S | R3015-S1/LR230A-S |  | R3015-S1 | / | LR230A-S | Standard actuator | 0 | Scenario 1 |  | PPK¦SelectPro¦VDI3805¦Internet_EU |  |  | R3015-S1/LR230A-S | Change-over ball valve | 1400 kPa | 1000 kPa |  | EU\Inbox\Combinations\Folder..2/..3\ | 35
123208 | R3025-6P3-S2+LR230A-S | R3025-6P3-S2+LR230A-S |  | R3025-6P3-S2 | + | LR230A-S | Standard actuator | 0 | Scenario 2 |  | PPK¦SelectPro¦VDI3805¦Internet_EU |  |  | R3025-6P3-S2+LR230A-S | Characterised control valve | 1400 kPa | 350 kPa |  | EU\Inbox\Combinations\Folder..2/..3\ | 36
123218 | R6015R1-B1+LR230A-S | R6015R1-B1+LR230A-S |  | R6015R1-B1 | + | LR230A-S | Standard actuator | 0 | Scenario 2 |  | PPK¦SelectPro¦VDI3805¦Internet_EU |  |  | R6015R1-B1+LR230A-S | Characterised control valve | 600 kPa | 100 kPa |  | EU\Inbox\Combinations\Folder..6/..7\ | 33
123238 | R7015R1P6-B1+LR230A-S | R7015R1P6-B1+LR230A-S |  | R7015R1P6-B1 | + | LR230A-S | Standard actuator | 0 | Scenario 2 |  | PPK¦SelectPro¦VDI3805¦Internet_EU |  |  | R7015R1P6-B1+LR230A-S | Characterised control valve | 600 kPa | 100 kPa |  | EU\Inbox\Combinations\Folder..6/..7\ | 35
123198 | R3020-4-S2+LR230A-S | R3020-4-S2+LR230A-S |  | R3020-4-S2 | + | LR230A-S | Standard actuator | 0 | Scenario 2 |  | PPK¦SelectPro¦VDI3805¦Internet_EU |  |  | R3020-4-S2+LR230A-S | Characterised control valve | 1400 kPa | 350 kPa |  | EU\Inbox\Combinations\Folder..2/..3\ | 34
123248 | R7025R-B2+LR230A-S | R7025R-B2+LR230A-S |  | R7025R-B2 | + | LR230A-S | Standard actuator | 0 | Scenario 1 |  | PPK¦SelectPro¦VDI3805¦Internet_EU |  |  | R7025R-B2+LR230A-S | Change-over ball valve | 600 kPa | 100 kPa |  | EU\Inbox\Combinations\Folder..6/..7\ | 34
123228 | R6020R-B1+LR230A-S | R6020R-B1+LR230A-S |  | R6020R-B1 | + | LR230A-S | Standard actuator | 0 | Scenario 1 |  | PPK¦SelectPro¦VDI3805¦Internet_EU |  |  | R6020R-B1+LR230A-S | Open-close ball valve | 600 kPa | 100 kPa |  | EU\Inbox\Combinations\Folder..6/..7\ | 33
123219 | R6015R1-B1/LR230A-S | R6015R1-B1/LR230A-S |  | R6015R1-B1 | / | LR230A-S | Standard actuator | 0 | Scenario 2 |  | PPK¦SelectPro¦VDI3805¦Internet_EU |  |  | R6015R1-B1/LR230A-S | Characterised control valve | 600 kPa | 100 kPa |  | EU\Inbox\Combinations\Folder..6/..7\ | 33
123209 | R3025-6P3-S2/LR230A-S | R3025-6P3-S2/LR230A-S |  | R3025-6P3-S2 | / | LR230A-S | Standard actuator | 0 | Scenario 2 |  | PPK¦SelectPro¦VDI3805¦Internet_EU |  |  | R3025-6P3-S2/LR230A-S | Characterised control valve | 1400 kPa | 350 kPa |  | EU\Inbox\Combinations\Folder..2/..3\ | 36
123199 | R3020-4-S2/LR230A-S | R3020-4-S2/LR230A-S |  | R3020-4-S2 | / | LR230A-S | Standard actuator | 0 | Scenario 2 |  | PPK¦SelectPro¦VDI3805¦Internet_EU |  |  | R3020-4-S2/LR230A-S | Characterised control valve | 1400 kPa | 350 kPa |  | EU\Inbox\Combinations\Folder..2/..3\ | 34
123239 | R7015R1P6-B1/LR230A-S | R7015R1P6-B1/LR230A-S |  | R7015R1P6-B1 | / | LR230A-S | Standard actuator | 0 | Scenario 2 |  | PPK¦SelectPro¦VDI3805¦Internet_EU |  |  | R7015R1P6-B1/LR230A-S | Characterised control valve | 600 kPa | 100 kPa |  | EU\Inbox\Combinations\Folder..6/..7\ | 35
123249 | R7025R-B2/LR230A-S | R7025R-B2/LR230A-S |  | R7025R-B2 | / | LR230A-S | Standard actuator | 0 | Scenario 1 |  | PPK¦SelectPro¦VDI3805¦Internet_EU |  |  | R7025R-B2/LR230A-S | Change-over ball valve | 600 kPa | 100 kPa |  | EU\Inbox\Combinations\Folder..6/..7\ | 34
123229 | R6020R-B1/LR230A-S | R6020R-B1/LR230A-S |  | R6020R-B1 | / | LR230A-S | Standard actuator | 0 | Scenario 1 |  | PPK¦SelectPro¦VDI3805¦Internet_EU |  |  | R6020R-B1/LR230A-S | Open-close ball valve | 600 kPa | 100 kPa |  | EU\Inbox\Combinations\Folder..6/..7\ | 33
123220 | R6015R1P6-B1+LR230A-S | R6015R1P6-B1+LR230A-S |  | R6015R1P6-B1 | + | LR230A-S | Standard actuator | 0 | Scenario 2 |  | PPK¦SelectPro¦VDI3805¦Internet_EU |  |  | R6015R1P6-B1+LR230A-S | Characterised control valve | 600 kPa | 100 kPa |  | EU\Inbox\Combinations\Folder..6/..7\ | 33
123210 | R3025-BL2+LR230A-S | R3025-BL2+LR230A-S |  | R3025-BL2 | + | LR230A-S | Standard actuator | 0 | Scenario 1 |  | PPK¦SelectPro¦VDI3805¦Internet_EU |  |  | R3025-BL2+LR230A-S | Change-over ball valve | 500 kPa | 350 kPa |  | EU\Inbox\Combinations\Folder..2/..3\ | 34
123200 | R3020-6P3-S2+LR230A-S | R3020-6P3-S2+LR230A-S |  | R3020-6P3-S2 | + | LR230A-S | Standard actuator | 0 | Scenario 2 |  | PPK¦SelectPro¦VDI3805¦Internet_EU |  |  | R3020-6P3-S2+LR230A-S | Characterised control valve | 1400 kPa | 350 kPa |  | EU\Inbox\Combinations\Folder..2/..3\ | 35
123240 | R7015R4-B1+LR230A-S | R7015R4-B1+LR230A-S |  | R7015R4-B1 | + | LR230A-S | Standard actuator | 0 | Scenario 2 |  | PPK¦SelectPro¦VDI3805¦Internet_EU |  |  | R7015R4-B1+LR230A-S | Characterised control valve | 600 kPa | 100 kPa |  | EU\Inbox\Combinations\Folder..6/..7\ | 34
123250 | R7025R10-B2+LR230A-S | R7025R10-B2+LR230A-S |  | R7025R10-B2 | + | LR230A-S | Standard actuator | 0 | Scenario 2 |  | PPK¦SelectPro¦VDI3805¦Internet_EU |  |  | R7025R10-B2+LR230A-S | Characterised control valve | 600 kPa | 100 kPa |  | EU\Inbox\Combinations\Folder..6/..7\ | 34
123230 | R6020R6P3-B1+LR230A-S | R6020R6P3-B1+LR230A-S |  | R6020R6P3-B1 | + | LR230A-S | Standard actuator | 0 | Scenario 2 |  | PPK¦SelectPro¦VDI3805¦Internet_EU |  |  | R6020R6P3-B1+LR230A-S | Characterised control valve | 600 kPa | 100 kPa |  | EU\Inbox\Combinations\Folder..6/..7\ | 33
123221 | R6015R1P6-B1/LR230A-S | R6015R1P6-B1/LR230A-S |  | R6015R1P6-B1 | / | LR230A-S | Standard actuator | 0 | Scenario 2 |  | PPK¦SelectPro¦VDI3805¦Internet_EU |  |  | R6015R1P6-B1/LR230A-S | Characterised control valve | 600 kPa | 100 kPa |  | EU\Inbox\Combinations\Folder..6/..7\ | 33
123211 | R3025-BL2/LR230A-S | R3025-BL2/LR230A-S |  | R3025-BL2 | / | LR230A-S | Standard actuator | 0 | Scenario 1 |  | PPK¦SelectPro¦VDI3805¦Internet_EU |  |  | R3025-BL2/LR230A-S | Change-over ball valve | 500 kPa | 350 kPa |  | EU\Inbox\Combinations\Folder..2/..3\ | 34
123201 | R3020-6P3-S2/LR230A-S | R3020-6P3-S2/LR230A-S |  | R3020-6P3-S2 | / | LR230A-S | Standard actuator | 0 | Scenario 2 |  | PPK¦SelectPro¦VDI3805¦Internet_EU |  |  | R3020-6P3-S2/LR230A-S | Characterised control valve | 1400 kPa | 350 kPa |  | EU\Inbox\Combinations\Folder..2/..3\ | 35
123241 | R7015R4-B1/LR230A-S | R7015R4-B1/LR230A-S |  | R7015R4-B1 | / | LR230A-S | Standard actuator | 0 | Scenario 2 |  | PPK¦SelectPro¦VDI3805¦Internet_EU |  |  | R7015R4-B1/LR230A-S | Characterised control valve | 600 kPa | 100 kPa |  | EU\Inbox\Combinations\Folder..6/..7\ | 34
123231 | R6020R6P3-B1/LR230A-S | R6020R6P3-B1/LR230A-S |  | R6020R6P3-B1 | / | LR230A-S | Standard actuator | 0 | Scenario 2 |  | PPK¦SelectPro¦VDI3805¦Internet_EU |  |  | R6020R6P3-B1/LR230A-S | Characterised control valve | 600 kPa | 100 kPa |  | EU\Inbox\Combinations\Folder..6/..7\ | 33
123251 | R7025R10-B2/LR230A-S | R7025R10-B2/LR230A-S |  | R7025R10-B2 | / | LR230A-S | Standard actuator | 0 | Scenario 2 |  | PPK¦SelectPro¦VDI3805¦Internet_EU |  |  | R7025R10-B2/LR230A-S | Characterised control valve | 600 kPa | 100 kPa |  | EU\Inbox\Combinations\Folder..6/..7\ | 34
123222 | R6015R2P5-B1+LR230A-S | R6015R2P5-B1+LR230A-S |  | R6015R2P5-B1 | + | LR230A-S | Standard actuator | 0 | Scenario 2 |  | PPK¦SelectPro¦VDI3805¦Internet_EU |  |  | R6015R2P5-B1+LR230A-S | Characterised control valve | 600 kPa | 100 kPa |  | EU\Inbox\Combinations\Folder..6/..7\ | 33
123212 | R3025-S2+LR230A-S | R3025-S2+LR230A-S |  | R3025-S2 | + | LR230A-S | Standard actuator | 0 | Scenario 1 |  | PPK¦SelectPro¦VDI3805¦Internet_EU |  |  | R3025-S2+LR230A-S | Change-over ball valve | 1400 kPa | 1000 kPa |  | EU\Inbox\Combinations\Folder..2/..3\ | 35
123202 | R3020-BL2+LR230A-S | R3020-BL2+LR230A-S |  | R3020-BL2 | + | LR230A-S | Standard actuator | 0 | Scenario 1 |  | PPK¦SelectPro¦VDI3805¦Internet_EU |  |  | R3020-BL2+LR230A-S | Change-over ball valve | 500 kPa | 350 kPa |  | EU\Inbox\Combinations\Folder..2/..3\ | 34
123242 | R7015RP63-B1+LR230A-S | R7015RP63-B1+LR230A-S |  | R7015RP63-B1 | + | LR230A-S | Standard actuator | 0 | Scenario 2 |  | PPK¦SelectPro¦VDI3805¦Internet_EU |  |  | R7015RP63-B1+LR230A-S | Characterised control valve | 600 kPa | 100 kPa |  | EU\Inbox\Combinations\Folder..6/..7\ | 34
123232 | R6025R-B2+LR230A-S | R6025R-B2+LR230A-S |  | R6025R-B2 | + | LR230A-S | Standard actuator | 0 | Scenario 1 |  | PPK¦SelectPro¦VDI3805¦Internet_EU |  |  | R6025R-B2+LR230A-S | Open-close ball valve | 600 kPa | 100 kPa |  | EU\Inbox\Combinations\Folder..6/..7\ | 33
123223 | R6015R2P5-B1/LR230A-S | R6015R2P5-B1/LR230A-S |  | R6015R2P5-B1 | / | LR230A-S | Standard actuator | 0 | Scenario 2 |  | PPK¦SelectPro¦VDI3805¦Internet_EU |  |  | R6015R2P5-B1/LR230A-S | Characterised control valve | 600 kPa | 100 kPa |  | EU\Inbox\Combinations\Folder..6/..7\ | 33
123213 | R3025-S2/LR230A-S | R3025-S2/LR230A-S |  | R3025-S2 | / | LR230A-S | Standard actuator | 0 | Scenario 1 |  | PPK¦SelectPro¦VDI3805¦Internet_EU |  |  | R3025-S2/LR230A-S | Change-over ball valve | 1400 kPa | 1000 kPa |  | EU\Inbox\Combinations\Folder..2/..3\ | 35
123203 | R3020-BL2/LR230A-S | R3020-BL2/LR230A-S |  | R3020-BL2 | / | LR230A-S | Standard actuator | 0 | Scenario 1 |  | PPK¦SelectPro¦VDI3805¦Internet_EU |  |  | R3020-BL2/LR230A-S | Change-over ball valve | 500 kPa | 350 kPa |  | EU\Inbox\Combinations\Folder..2/..3\ | 34
123243 | R7015RP63-B1/LR230A-S | R7015RP63-B1/LR230A-S |  | R7015RP63-B1 | / | LR230A-S | Standard actuator | 0 | Scenario 2 |  | PPK¦SelectPro¦VDI3805¦Internet_EU |  |  | R7015RP63-B1/LR230A-S | Characterised control valve | 600 kPa | 100 kPa |  | EU\Inbox\Combinations\Folder..6/..7\ | 34
123233 | R6025R-B2/LR230A-S | R6025R-B2/LR230A-S |  | R6025R-B2 | / | LR230A-S | Standard actuator | 0 | Scenario 1 |  | PPK¦SelectPro¦VDI3805¦Internet_EU |  |  | R6025R-B2/LR230A-S | Open-close ball valve | 600 kPa | 100 kPa |  | EU\Inbox\Combinations\Folder..6/..7\ | 33
123224 | R6015R4-B1+LR230A-S | R6015R4-B1+LR230A-S |  | R6015R4-B1 | + | LR230A-S | Standard actuator | 0 | Scenario 2 |  | PPK¦SelectPro¦VDI3805¦Internet_EU |  |  | R6015R4-B1+LR230A-S | Characterised control valve | 600 kPa | 100 kPa |  | EU\Inbox\Combinations\Folder..6/..7\ | 33
123214 | R3032-BL2+LR230A-S | R3032-BL2+LR230A-S |  | R3032-BL2 | + | LR230A-S | Standard actuator | 0 | Scenario 1 |  | PPK¦SelectPro¦VDI3805¦Internet_EU |  |  | R3032-BL2+LR230A-S | Change-over ball valve | 500 kPa | 350 kPa |  | EU\Inbox\Combinations\Folder..2/..3\ | 34
123204 | R3020-S2+LR230A-S | R3020-S2+LR230A-S |  | R3020-S2 | + | LR230A-S | Standard actuator | 0 | Scenario 1 |  | PPK¦SelectPro¦VDI3805¦Internet_EU |  |  | R3020-S2+LR230A-S | Change-over ball valve | 1400 kPa | 1000 kPa |  | EU\Inbox\Combinations\Folder..2/..3\ | 35
123225 | R6015R4-B1/LR230A-S | R6015R4-B1/LR230A-S |  | R6015R4-B1 | / | LR230A-S | Standard actuator | 0 | Scenario 2 |  | PPK¦SelectPro¦VDI3805¦Internet_EU |  |  | R6015R4-B1/LR230A-S | Characterised control valve | 600 kPa | 100 kPa |  | EU\Inbox\Combinations\Folder..6/..7\ | 33
123215 | R3032-BL2/LR230A-S | R3032-BL2/LR230A-S |  | R3032-BL2 | / | LR230A-S | Standard actuator | 0 | Scenario 1 |  | PPK¦SelectPro¦VDI3805¦Internet_EU |  |  | R3032-BL2/LR230A-S | Change-over ball valve | 500 kPa | 350 kPa |  | EU\Inbox\Combinations\Folder..2/..3\ | 34
123244 | R7020R-B1+LR230A-S | R7020R-B1+LR230A-S |  | R7020R-B1 | + | LR230A-S | Standard actuator | 0 | Scenario 1 |  | PPK¦SelectPro¦VDI3805¦Internet_EU |  |  | R7020R-B1+LR230A-S | Change-over ball valve | 600 kPa | 100 kPa |  | EU\Inbox\Combinations\Folder..6/..7\ | 34
123234 | R6025R10-B2+LR230A-S | R6025R10-B2+LR230A-S |  | R6025R10-B2 | + | LR230A-S | Standard actuator | 0 | Scenario 2 |  | PPK¦SelectPro¦VDI3805¦Internet_EU |  |  | R6025R10-B2+LR230A-S | Characterised control valve | 600 kPa | 100 kPa |  | EU\Inbox\Combinations\Folder..6/..7\ | 33
123205 | R3020-S2/LR230A-S | R3020-S2/LR230A-S |  | R3020-S2 | / | LR230A-S | Standard actuator | 0 | Scenario 1 |  | PPK¦SelectPro¦VDI3805¦Internet_EU |  |  | R3020-S2/LR230A-S | Change-over ball valve | 1400 kPa | 1000 kPa |  | EU\Inbox\Combinations\Folder..2/..3\ | 35
123226 | R6015RP63-B1+LR230A-S | R6015RP63-B1+LR230A-S |  | R6015RP63-B1 | + | LR230A-S | Standard actuator | 0 | Scenario 2 |  | PPK¦SelectPro¦VDI3805¦Internet_EU |  |  | R6015RP63-B1+LR230A-S | Characterised control valve | 600 kPa | 100 kPa |  | EU\Inbox\Combinations\Folder..6/..7\ | 33
123216 | R6015R-B1+LR230A-S | R6015R-B1+LR230A-S |  | R6015R-B1 | + | LR230A-S | Standard actuator | 0 | Scenario 1 |  | PPK¦SelectPro¦VDI3805¦Internet_EU |  |  | R6015R-B1+LR230A-S | Open-close ball valve | 600 kPa | 100 kPa |  | EU\Inbox\Combinations\Folder..6/..7\ | 33
123235 | R6025R10-B2/LR230A-S | R6025R10-B2/LR230A-S |  | R6025R10-B2 | / | LR230A-S | Standard actuator | 0 | Scenario 2 |  | PPK¦SelectPro¦VDI3805¦Internet_EU |  |  | R6025R10-B2/LR230A-S | Characterised control valve | 600 kPa | 100 kPa |  | EU\Inbox\Combinations\Folder..6/..7\ | 33
123245 | R7020R-B1/LR230A-S | R7020R-B1/LR230A-S |  | R7020R-B1 | / | LR230A-S | Standard actuator | 0 | Scenario 1 |  | PPK¦SelectPro¦VDI3805¦Internet_EU |  |  | R7020R-B1/LR230A-S | Change-over ball valve | 600 kPa | 100 kPa |  | EU\Inbox\Combinations\Folder..6/..7\ | 34
123206 | R3025-10-S2+LR230A-S | R3025-10-S2+LR230A-S |  | R3025-10-S2 | + | LR230A-S | Standard actuator | 0 | Scenario 2 |  | PPK¦SelectPro¦VDI3805¦Internet_EU |  |  | R3025-10-S2+LR230A-S | Characterised control valve | 1400 kPa | 350 kPa |  | EU\Inbox\Combinations\Folder..2/..3\ | 35
123227 | R6015RP63-B1/LR230A-S | R6015RP63-B1/LR230A-S |  | R6015RP63-B1 | / | LR230A-S | Standard actuator | 0 | Scenario 2 |  | PPK¦SelectPro¦VDI3805¦Internet_EU |  |  | R6015RP63-B1/LR230A-S | Characterised control valve | 600 kPa | 100 kPa |  | EU\Inbox\Combinations\Folder..6/..7\ | 33
123217 | R6015R-B1/LR230A-S | R6015R-B1/LR230A-S |  | R6015R-B1 | / | LR230A-S | Standard actuator | 0 | Scenario 1 |  | PPK¦SelectPro¦VDI3805¦Internet_EU |  |  | R6015R-B1/LR230A-S | Open-close ball valve | 600 kPa | 100 kPa |  | EU\Inbox\Combinations\Folder..6/..7\ | 33
123236 | R7015R-B1+LR230A-S | R7015R-B1+LR230A-S |  | R7015R-B1 | + | LR230A-S | Standard actuator | 0 | Scenario 1 |  | PPK¦SelectPro¦VDI3805¦Internet_EU |  |  | R7015R-B1+LR230A-S | Change-over ball valve | 600 kPa | 100 kPa |  | EU\Inbox\Combinations\Folder..6/..7\ | 34
123246 | R7020R6P3-B1+LR230A-S | R7020R6P3-B1+LR230A-S |  | R7020R6P3-B1 | + | LR230A-S | Standard actuator | 0 | Scenario 2 |  | PPK¦SelectPro¦VDI3805¦Internet_EU |  |  | R7020R6P3-B1+LR230A-S | Characterised control valve | 600 kPa | 100 kPa |  | EU\Inbox\Combinations\Folder..6/..7\ | 34
123207 | R3025-10-S2/LR230A-S | R3025-10-S2/LR230A-S |  | R3025-10-S2 | / | LR230A-S | Standard actuator | 0 | Scenario 2 |  | PPK¦SelectPro¦VDI3805¦Internet_EU |  |  | R3025-10-S2/LR230A-S | Characterised control valve | 1400 kPa | 350 kPa |  | EU\Inbox\Combinations\Folder..2/..3\ | 35
123237 | R7015R-B1/LR230A-S | R7015R-B1/LR230A-S |  | R7015R-B1 | / | LR230A-S | Standard actuator | 0 | Scenario 1 |  | PPK¦SelectPro¦VDI3805¦Internet_EU |  |  | R7015R-B1/LR230A-S | Change-over ball valve | 600 kPa | 100 kPa |  | EU\Inbox\Combinations\Folder..6/..7\ | 34
123247 | R7020R6P3-B1/LR230A-S | R7020R6P3-B1/LR230A-S |  | R7020R6P3-B1 | / | LR230A-S | Standard actuator | 0 | Scenario 2 |  | PPK¦SelectPro¦VDI3805¦Internet_EU |  |  | R7020R6P3-B1/LR230A-S | Characterised control valve | 600 kPa | 100 kPa |  | EU\Inbox\Combinations\Folder..6/..7\ | 34
123348 | R2020-4-S2+LR24A-MP | R2020-4-S2+LR24A-MP |  | R2020-4-S2 | + | LR24A-MP | Communicative actuator | 0 | Scenario 2 |  | PPK¦SelectPro¦VDI3805¦Internet_EU |  |  | R2020-4-S2+LR24A-MP | Characterised control valve | 1400 kPa | 350 kPa |  | EU\Inbox\Combinations\Folder..2/..3\ | 35
123328 | R2015-4-S1+LR24A-MP | R2015-4-S1+LR24A-MP |  | R2015-4-S1 | + | LR24A-MP | Communicative actuator | 0 | Scenario 2 |  | PPK¦SelectPro¦VDI3805¦Internet_EU |  |  | R2015-4-S1+LR24A-MP | Characterised control valve | 1400 kPa | 350 kPa |  | EU\Inbox\Combinations\Folder..2/..3\ | 36
123349 | R2020-4-S2/LR24A-MP | R2020-4-S2/LR24A-MP |  | R2020-4-S2 | / | LR24A-MP | Communicative actuator | 0 | Scenario 2 |  | PPK¦SelectPro¦VDI3805¦Internet_EU |  |  | R2020-4-S2/LR24A-MP | Characterised control valve | 1400 kPa | 350 kPa |  | EU\Inbox\Combinations\Folder..2/..3\ | 35
123329 | R2015-4-S1/LR24A-MP | R2015-4-S1/LR24A-MP |  | R2015-4-S1 | / | LR24A-MP | Communicative actuator | 0 | Scenario 2 |  | PPK¦SelectPro¦VDI3805¦Internet_EU |  |  | R2015-4-S1/LR24A-MP | Characterised control valve | 1400 kPa | 350 kPa |  | EU\Inbox\Combinations\Folder..2/..3\ | 36
123340 | R2015-P4-S1+LR24A-MP | R2015-P4-S1+LR24A-MP |  | R2015-P4-S1 | + | LR24A-MP | Communicative actuator | 0 | Scenario 2 |  | PPK¦SelectPro¦VDI3805¦Internet_EU |  |  | R2015-P4-S1+LR24A-MP | Characterised control valve | 1400 kPa | 350 kPa |  | EU\Inbox\Combinations\Folder..2/..3\ | 36
123320 | R2015-1P6-S1+LR24A-MP | R2015-1P6-S1+LR24A-MP |  | R2015-1P6-S1 | + | LR24A-MP | Communicative actuator | 0 | Scenario 2 |  | PPK¦SelectPro¦VDI3805¦Internet_EU |  |  | R2015-1P6-S1+LR24A-MP | Characterised control valve | 1400 kPa | 350 kPa |  | EU\Inbox\Combinations\Folder..2/..3\ | 36
123341 | R2015-P4-S1/LR24A-MP | R2015-P4-S1/LR24A-MP |  | R2015-P4-S1 | / | LR24A-MP | Communicative actuator | 0 | Scenario 2 |  | PPK¦SelectPro¦VDI3805¦Internet_EU |  |  | R2015-P4-S1/LR24A-MP | Characterised control valve | 1400 kPa | 350 kPa |  | EU\Inbox\Combinations\Folder..2/..3\ | 36
123321 | R2015-1P6-S1/LR24A-MP | R2015-1P6-S1/LR24A-MP |  | R2015-1P6-S1 | / | LR24A-MP | Communicative actuator | 0 | Scenario 2 |  | PPK¦SelectPro¦VDI3805¦Internet_EU |  |  | R2015-1P6-S1/LR24A-MP | Characterised control valve | 1400 kPa | 350 kPa |  | EU\Inbox\Combinations\Folder..2/..3\ | 36
123344 | R2015-P63-S1+LR24A-MP | R2015-P63-S1+LR24A-MP |  | R2015-P63-S1 | + | LR24A-MP | Communicative actuator | 0 | Scenario 2 |  | PPK¦SelectPro¦VDI3805¦Internet_EU |  |  | R2015-P63-S1+LR24A-MP | Characterised control valve | 1400 kPa | 350 kPa |  | EU\Inbox\Combinations\Folder..2/..3\ | 36
123324 | R2015-2P5-S1+LR24A-MP | R2015-2P5-S1+LR24A-MP |  | R2015-2P5-S1 | + | LR24A-MP | Communicative actuator | 0 | Scenario 2 |  | PPK¦SelectPro¦VDI3805¦Internet_EU |  |  | R2015-2P5-S1+LR24A-MP | Characterised control valve | 1400 kPa | 350 kPa |  | EU\Inbox\Combinations\Folder..2/..3\ | 36
123345 | R2015-P63-S1/LR24A-MP | R2015-P63-S1/LR24A-MP |  | R2015-P63-S1 | / | LR24A-MP | Communicative actuator | 0 | Scenario 2 |  | PPK¦SelectPro¦VDI3805¦Internet_EU |  |  | R2015-P63-S1/LR24A-MP | Characterised control valve | 1400 kPa | 350 kPa |  | EU\Inbox\Combinations\Folder..2/..3\ | 36
123325 | R2015-2P5-S1/LR24A-MP | R2015-2P5-S1/LR24A-MP |  | R2015-2P5-S1 | / | LR24A-MP | Communicative actuator | 0 | Scenario 2 |  | PPK¦SelectPro¦VDI3805¦Internet_EU |  |  | R2015-2P5-S1/LR24A-MP | Characterised control valve | 1400 kPa | 350 kPa |  | EU\Inbox\Combinations\Folder..2/..3\ | 36
123316 | R2015-1-S1+LR24A-MP | R2015-1-S1+LR24A-MP |  | R2015-1-S1 | + | LR24A-MP | Communicative actuator | 0 | Scenario 2 |  | PPK¦SelectPro¦VDI3805¦Internet_EU |  |  | R2015-1-S1+LR24A-MP | Characterised control valve | 1400 kPa | 350 kPa |  | EU\Inbox\Combinations\Folder..2/..3\ | 36
123356 | R2020-8P6-S2+LR24A-MP | R2020-8P6-S2+LR24A-MP |  | R2020-8P6-S2 | + | LR24A-MP | Communicative actuator | 0 | Scenario 2 |  | PPK¦SelectPro¦VDI3805¦Internet_EU |  |  | R2020-8P6-S2+LR24A-MP | Characterised control valve | 1400 kPa | 350 kPa |  | EU\Inbox\Combinations\Folder..2/..3\ | 35
123336 | R2015-P25-S1+LR24A-MP | R2015-P25-S1+LR24A-MP |  | R2015-P25-S1 | + | LR24A-MP | Communicative actuator | 0 | Scenario 2 |  | PPK¦SelectPro¦VDI3805¦Internet_EU |  |  | R2015-P25-S1+LR24A-MP | Characterised control valve | 1400 kPa | 350 kPa |  | EU\Inbox\Combinations\Folder..2/..3\ | 36
123357 | R2020-8P6-S2/LR24A-MP | R2020-8P6-S2/LR24A-MP |  | R2020-8P6-S2 | / | LR24A-MP | Communicative actuator | 0 | Scenario 2 |  | PPK¦SelectPro¦VDI3805¦Internet_EU |  |  | R2020-8P6-S2/LR24A-MP | Characterised control valve | 1400 kPa | 350 kPa |  | EU\Inbox\Combinations\Folder..2/..3\ | 35
123317 | R2015-1-S1/LR24A-MP | R2015-1-S1/LR24A-MP |  | R2015-1-S1 | / | LR24A-MP | Communicative actuator | 0 | Scenario 2 |  | PPK¦SelectPro¦VDI3805¦Internet_EU |  |  | R2015-1-S1/LR24A-MP | Characterised control valve | 1400 kPa | 350 kPa |  | EU\Inbox\Combinations\Folder..2/..3\ | 36
123337 | R2015-P25-S1/LR24A-MP | R2015-P25-S1/LR24A-MP |  | R2015-P25-S1 | / | LR24A-MP | Communicative actuator | 0 | Scenario 2 |  | PPK¦SelectPro¦VDI3805¦Internet_EU |  |  | R2015-P25-S1/LR24A-MP | Characterised control valve | 1400 kPa | 350 kPa |  | EU\Inbox\Combinations\Folder..2/..3\ | 36
123428 | R3040-BL4+SR230A | R3040-BL4+SR230A |  | R3040-BL4 | + | SR230A | Standard actuator | 1 | Scenario 1 |  | PPK¦SelectPro¦VDI3805¦Internet_EU |  |  | R3040-BL4+SR230A | Change-over ball valve | 500 kPa | 350 kPa |  | EU\Inbox\Combinations\Folder..2/..3\ | 41
123408 | R3040-25-S4+SR24A | R3040-25-S4+SR24A |  | R3040-25-S4 | + | SR24A | Standard actuator | 1 | Scenario 2 |  | PPK¦SelectPro¦VDI3805¦Internet_EU |  |  | R3040-25-S4+SR24A | Characterised control valve | 1400 kPa | 350 kPa |  | EU\Inbox\Combinations\Folder..2/..3\ | 42
123429 | R3040-BL4/SR230A | R3040-BL4/SR230A |  | R3040-BL4 | / | SR230A | Standard actuator | 1 | Scenario 1 |  | PPK¦SelectPro¦VDI3805¦Internet_EU |  |  | R3040-BL4/SR230A | Change-over ball valve | 500 kPa | 350 kPa |  | EU\Inbox\Combinations\Folder..2/..3\ | 37
123409 | R3040-25-S4/SR24A | R3040-25-S4/SR24A |  | R3040-25-S4 | / | SR24A | Standard actuator | 1 | Scenario 2 |  | PPK¦SelectPro¦VDI3805¦Internet_EU |  |  | R3040-25-S4/SR24A | Characterised control valve | 1400 kPa | 350 kPa |  | EU\Inbox\Combinations\Folder..2/..3\ | 38
123430 | R3040-BL4+SR230A-S | R3040-BL4+SR230A-S |  | R3040-BL4 | + | SR230A-S | Standard actuator | 0 | Scenario 1 |  | PPK¦SelectPro¦VDI3805¦Internet_EU |  |  | R3040-BL4+SR230A-S | Change-over ball valve | 500 kPa | 350 kPa |  | EU\Inbox\Combinations\Folder..2/..3\ | 40
123360 | R2025-10-S2+LR24A-MP | R2025-10-S2+LR24A-MP |  | R2025-10-S2 | + | LR24A-MP | Communicative actuator | 0 | Scenario 2 |  | PPK¦SelectPro¦VDI3805¦Internet_EU |  |  | R2025-10-S2+LR24A-MP | Characterised control valve | 1400 kPa | 350 kPa |  | EU\Inbox\Combinations\Folder..2/..3\ | 41
123431 | R3040-BL4/SR230A-S | R3040-BL4/SR230A-S |  | R3040-BL4 | / | SR230A-S | Standard actuator | 0 | Scenario 1 |  | PPK¦SelectPro¦VDI3805¦Internet_EU |  |  | R3040-BL4/SR230A-S | Change-over ball valve | 500 kPa | 350 kPa |  | EU\Inbox\Combinations\Folder..2/..3\ | 36
123361 | R2025-10-S2/LR24A-MP | R2025-10-S2/LR24A-MP |  | R2025-10-S2 | / | LR24A-MP | Communicative actuator | 0 | Scenario 2 |  | PPK¦SelectPro¦VDI3805¦Internet_EU |  |  | R2025-10-S2/LR24A-MP | Characterised control valve | 1400 kPa | 350 kPa |  | EU\Inbox\Combinations\Folder..2/..3\ | 38
123432 | R3040-BL4+SR24A | R3040-BL4+SR24A |  | R3040-BL4 | + | SR24A | Standard actuator | 1 | Scenario 1 |  | PPK¦SelectPro¦VDI3805¦Internet_EU |  |  | R3040-BL4+SR24A | Change-over ball valve | 500 kPa | 350 kPa |  | EU\Inbox\Combinations\Folder..2/..3\ | 39
123412 | R3040-25-S4+SR24A-MP | R3040-25-S4+SR24A-MP |  | R3040-25-S4 | + | SR24A-MP | Communicative actuator | 0 | Scenario 2 |  | PPK¦SelectPro¦VDI3805¦Internet_EU |  |  | R3040-25-S4+SR24A-MP | Characterised control valve | 1400 kPa | 350 kPa |  | EU\Inbox\Combinations\Folder..2/..3\ | 40
123433 | R3040-BL4/SR24A | R3040-BL4/SR24A |  | R3040-BL4 | / | SR24A | Standard actuator | 1 | Scenario 1 |  | PPK¦SelectPro¦VDI3805¦Internet_EU |  |  | R3040-BL4/SR24A | Change-over ball valve | 500 kPa | 350 kPa |  | EU\Inbox\Combinations\Folder..2/..3\ | 38
123413 | R3040-25-S4/SR24A-MP | R3040-25-S4/SR24A-MP |  | R3040-25-S4 | / | SR24A-MP | Communicative actuator | 0 | Scenario 2 |  | PPK¦SelectPro¦VDI3805¦Internet_EU |  |  | R3040-25-S4/SR24A-MP | Characterised control valve | 1400 kPa | 350 kPa |  | EU\Inbox\Combinations\Folder..2/..3\ | 37
123434 | R3040-BL4+SR24A-S | R3040-BL4+SR24A-S |  | R3040-BL4 | + | SR24A-S | Standard actuator | 0 | Scenario 1 |  | PPK¦SelectPro¦VDI3805¦Internet_EU |  |  | R3040-BL4+SR24A-S | Change-over ball valve | 500 kPa | 350 kPa |  | EU\Inbox\Combinations\Folder..2/..3\ | 40
123364 | R2025-16-S2+LR24A-MP | R2025-16-S2+LR24A-MP |  | R2025-16-S2 | + | LR24A-MP | Communicative actuator | 0 | Scenario 2 |  | PPK¦SelectPro¦VDI3805¦Internet_EU |  |  | R2025-16-S2+LR24A-MP | Characterised control valve | 1400 kPa | 350 kPa |  | EU\Inbox\Combinations\Folder..2/..3\ | 38
123414 | R3040-25-S4+SR24A-S | R3040-25-S4+SR24A-S |  | R3040-25-S4 | + | SR24A-S | Standard actuator | 0 | Scenario 2 |  | PPK¦SelectPro¦VDI3805¦Internet_EU |  |  | R3040-25-S4+SR24A-S | Characterised control valve | 1400 kPa | 350 kPa |  | EU\Inbox\Combinations\Folder..2/..3\ | 41
123435 | R3040-BL4/SR24A-S | R3040-BL4/SR24A-S |  | R3040-BL4 | / | SR24A-S | Standard actuator | 0 | Scenario 1 |  | PPK¦SelectPro¦VDI3805¦Internet_EU |  |  | R3040-BL4/SR24A-S | Change-over ball valve | 500 kPa | 350 kPa |  | EU\Inbox\Combinations\Folder..2/..3\ | 38
123404 | R3040-25-S4+SR230A | R3040-25-S4+SR230A |  | R3040-25-S4 | + | SR230A | Standard actuator | 1 | Scenario 2 |  | PPK¦SelectPro¦VDI3805¦Internet_EU |  |  | R3040-25-S4+SR230A | Characterised control valve | 1400 kPa | 350 kPa |  | EU\Inbox\Combinations\Folder..2/..3\ | 42
123365 | R2025-16-S2/LR24A-MP | R2025-16-S2/LR24A-MP |  | R2025-16-S2 | / | LR24A-MP | Communicative actuator | 0 | Scenario 2 |  | PPK¦SelectPro¦VDI3805¦Internet_EU |  |  | R2025-16-S2/LR24A-MP | Characterised control valve | 1400 kPa | 350 kPa |  | EU\Inbox\Combinations\Folder..2/..3\ | 39
123415 | R3040-25-S4/SR24A-S | R3040-25-S4/SR24A-S |  | R3040-25-S4 | / | SR24A-S | Standard actuator | 0 | Scenario 2 |  | PPK¦SelectPro¦VDI3805¦Internet_EU |  |  | R3040-25-S4/SR24A-S | Characterised control valve | 1400 kPa | 350 kPa |  | EU\Inbox\Combinations\Folder..2/..3\ | 38
123405 | R3040-25-S4/SR230A | R3040-25-S4/SR230A |  | R3040-25-S4 | / | SR230A | Standard actuator | 1 | Scenario 2 |  | PPK¦SelectPro¦VDI3805¦Internet_EU |  |  | R3040-25-S4/SR230A | Characterised control valve | 1400 kPa | 350 kPa |  | EU\Inbox\Combinations\Folder..2/..3\ | 38
123416 | R3040-25-S4+SR24A-SR | R3040-25-S4+SR24A-SR |  | R3040-25-S4 | + | SR24A-SR | Standard actuator | 1 | Scenario 2 |  | PPK¦SelectPro¦VDI3805¦Internet_EU |  |  | R3040-25-S4+SR24A-SR | Characterised control valve | 1400 kPa | 350 kPa |  | EU\Inbox\Combinations\Folder..2/..3\ | 41
123406 | R3040-25-S4+SR230A-S | R3040-25-S4+SR230A-S |  | R3040-25-S4 | + | SR230A-S | Standard actuator | 0 | Scenario 2 |  | PPK¦SelectPro¦VDI3805¦Internet_EU |  |  | R3040-25-S4+SR230A-S | Characterised control valve | 1400 kPa | 350 kPa |  | EU\Inbox\Combinations\Folder..2/..3\ | 41
123417 | R3040-25-S4/SR24A-SR | R3040-25-S4/SR24A-SR |  | R3040-25-S4 | / | SR24A-SR | Standard actuator | 1 | Scenario 2 |  | PPK¦SelectPro¦VDI3805¦Internet_EU |  |  | R3040-25-S4/SR24A-SR | Characterised control valve | 1400 kPa | 350 kPa |  | EU\Inbox\Combinations\Folder..2/..3\ | 39
123407 | R3040-25-S4/SR230A-S | R3040-25-S4/SR230A-S |  | R3040-25-S4 | / | SR230A-S | Standard actuator | 0 | Scenario 2 |  | PPK¦SelectPro¦VDI3805¦Internet_EU |  |  | R3040-25-S4/SR230A-S | Characterised control valve | 1400 kPa | 350 kPa |  | EU\Inbox\Combinations\Folder..2/..3\ | 37
123448 | R3050-25-S4+SR24A | R3050-25-S4+SR24A |  | R3050-25-S4 | + | SR24A | Standard actuator | 1 | Scenario 2 |  | PPK¦SelectPro¦VDI3805¦Internet_EU |  |  | R3050-25-S4+SR24A | Characterised control valve | 1400 kPa | 350 kPa |  | EU\Inbox\Combinations\Folder..2/..3\ | 44
123458 | R6050R40-B3+NRF24A-SR | R6050R40-B3+NRF24A-SR |  | R6050R40-B3 | + | NRF24A-SR | Actuator with emergency control function | 1 | Scenario 2 |  | PPK¦SelectPro¦VDI3805¦Internet_EU |  |  | R6050R40-B3+NRF24A-SR | Characterised control valve | 600 kPa | 100 kPa |  | EU\Inbox\Combinations\Folder..6/..7\ | 39
123449 | R3050-25-S4/SR24A | R3050-25-S4/SR24A |  | R3050-25-S4 | / | SR24A | Standard actuator | 1 | Scenario 2 |  | PPK¦SelectPro¦VDI3805¦Internet_EU |  |  | R3050-25-S4/SR24A | Characterised control valve | 1400 kPa | 350 kPa |  | EU\Inbox\Combinations\Folder..2/..3\ | 39
123459 | R6050R40-B3/NRF24A-SR | R6050R40-B3/NRF24A-SR |  | R6050R40-B3 | / | NRF24A-SR | Actuator with emergency control function | 1 | Scenario 2 |  | PPK¦SelectPro¦VDI3805¦Internet_EU |  |  | R6050R40-B3/NRF24A-SR | Characterised control valve | 600 kPa | 100 kPa |  | EU\Inbox\Combinations\Folder..6/..7\ | 37
123452 | R3050-25-S4+SR24A-MP | R3050-25-S4+SR24A-MP |  | R3050-25-S4 | + | SR24A-MP | Communicative actuator | 0 | Scenario 2 |  | PPK¦SelectPro¦VDI3805¦Internet_EU |  |  | R3050-25-S4+SR24A-MP | Characterised control valve | 1400 kPa | 350 kPa |  | EU\Inbox\Combinations\Folder..2/..3\ | 40
123453 | R3050-25-S4/SR24A-MP | R3050-25-S4/SR24A-MP |  | R3050-25-S4 | / | SR24A-MP | Communicative actuator | 0 | Scenario 2 |  | PPK¦SelectPro¦VDI3805¦Internet_EU |  |  | R3050-25-S4/SR24A-MP | Characterised control valve | 1400 kPa | 350 kPa |  | EU\Inbox\Combinations\Folder..2/..3\ | 38
123454 | R3050-25-S4+SR24A-S | R3050-25-S4+SR24A-S |  | R3050-25-S4 | + | SR24A-S | Standard actuator | 0 | Scenario 2 |  | PPK¦SelectPro¦VDI3805¦Internet_EU |  |  | R3050-25-S4+SR24A-S | Characterised control valve | 1400 kPa | 350 kPa |  | EU\Inbox\Combinations\Folder..2/..3\ | 43
123444 | R3050-25-S4+SR230A | R3050-25-S4+SR230A |  | R3050-25-S4 | + | SR230A | Standard actuator | 1 | Scenario 2 |  | PPK¦SelectPro¦VDI3805¦Internet_EU |  |  | R3050-25-S4+SR230A | Characterised control valve | 1400 kPa | 350 kPa |  | EU\Inbox\Combinations\Folder..2/..3\ | 45
123455 | R3050-25-S4/SR24A-S | R3050-25-S4/SR24A-S |  | R3050-25-S4 | / | SR24A-S | Standard actuator | 0 | Scenario 2 |  | PPK¦SelectPro¦VDI3805¦Internet_EU |  |  | R3050-25-S4/SR24A-S | Characterised control valve | 1400 kPa | 350 kPa |  | EU\Inbox\Combinations\Folder..2/..3\ | 42
123445 | R3050-25-S4/SR230A | R3050-25-S4/SR230A |  | R3050-25-S4 | / | SR230A | Standard actuator | 1 | Scenario 2 |  | PPK¦SelectPro¦VDI3805¦Internet_EU |  |  | R3050-25-S4/SR230A | Characterised control valve | 1400 kPa | 350 kPa |  | EU\Inbox\Combinations\Folder..2/..3\ | 39
123456 | R3050-25-S4+SR24A-SR | R3050-25-S4+SR24A-SR |  | R3050-25-S4 | + | SR24A-SR | Standard actuator | 1 | Scenario 2 |  | PPK¦SelectPro¦VDI3805¦Internet_EU |  |  | R3050-25-S4+SR24A-SR | Characterised control valve | 1400 kPa | 350 kPa |  | EU\Inbox\Combinations\Folder..2/..3\ | 43
123506 | R7032R16-B3+NRF24A-SR | R7032R16-B3+NRF24A-SR |  | R7032R16-B3 | + | NRF24A-SR | Actuator with emergency control function | 1 | Scenario 2 |  | PPK¦SelectPro¦VDI3805¦Internet_EU |  |  | R7032R16-B3+NRF24A-SR | Characterised control valve | 600 kPa | 100 kPa |  | EU\Inbox\Combinations\Folder..6/..7\ | 38
123457 | R3050-25-S4/SR24A-SR | R3050-25-S4/SR24A-SR |  | R3050-25-S4 | / | SR24A-SR | Standard actuator | 1 | Scenario 2 |  | PPK¦SelectPro¦VDI3805¦Internet_EU |  |  | R3050-25-S4/SR24A-SR | Characterised control valve | 1400 kPa | 350 kPa |  | EU\Inbox\Combinations\Folder..2/..3\ | 43
123446 | R3050-25-S4+SR230A-S | R3050-25-S4+SR230A-S |  | R3050-25-S4 | + | SR230A-S | Standard actuator | 0 | Scenario 2 |  | PPK¦SelectPro¦VDI3805¦Internet_EU |  |  | R3050-25-S4+SR230A-S | Characterised control valve | 1400 kPa | 350 kPa |  | EU\Inbox\Combinations\Folder..2/..3\ | 42
123507 | R7032R16-B3/NRF24A-SR | R7032R16-B3/NRF24A-SR |  | R7032R16-B3 | / | NRF24A-SR | Actuator with emergency control function | 1 | Scenario 2 |  | PPK¦SelectPro¦VDI3805¦Internet_EU |  |  | R7032R16-B3/NRF24A-SR | Characterised control valve | 600 kPa | 100 kPa |  | EU\Inbox\Combinations\Folder..6/..7\ | 36
123447 | R3050-25-S4/SR230A-S | R3050-25-S4/SR230A-S |  | R3050-25-S4 | / | SR230A-S | Standard actuator | 0 | Scenario 2 |  | PPK¦SelectPro¦VDI3805¦Internet_EU |  |  | R3050-25-S4/SR230A-S | Characterised control valve | 1400 kPa | 350 kPa |  | EU\Inbox\Combinations\Folder..2/..3\ | 40
123648 | R404DK+LR230A-S | R404DK+LR230A-S |  | R404DK | + | LR230A-S | Standard actuator | 0 | Scenario 2 |  | PPK¦SelectPro¦VDI3805¦Internet_EU |  |  | R404DK+LR230A-S | Characterised control valve | 1400 kPa | 400 kPa |  | EU\Inbox\Combinations\Folder..4/..5\ | 35
123658 | R404DK+LR24A-SR | R404DK+LR24A-SR |  | R404DK | + | LR24A-SR | Standard actuator | 1 | Scenario 2 |  | PPK¦SelectPro¦VDI3805¦Internet_EU |  |  | R404DK+LR24A-SR | Characterised control valve | 1400 kPa | 400 kPa |  | EU\Inbox\Combinations\Folder..4/..5\ | 34
123649 | R404DK/LR230A-S | R404DK/LR230A-S |  | R404DK | / | LR230A-S | Standard actuator | 0 | Scenario 2 |  | PPK¦SelectPro¦VDI3805¦Internet_EU |  |  | R404DK/LR230A-S | Characterised control valve | 1400 kPa | 400 kPa |  | EU\Inbox\Combinations\Folder..4/..5\ | 35
123659 | R404DK/LR24A-SR | R404DK/LR24A-SR |  | R404DK | / | LR24A-SR | Standard actuator | 1 | Scenario 2 |  | PPK¦SelectPro¦VDI3805¦Internet_EU |  |  | R404DK/LR24A-SR | Characterised control valve | 1400 kPa | 400 kPa |  | EU\Inbox\Combinations\Folder..4/..5\ | 34
123650 | R404DK+LR24A | R404DK+LR24A |  | R404DK | + | LR24A | Standard actuator | 1 | Scenario 2 |  | PPK¦SelectPro¦VDI3805¦Internet_EU |  |  | R404DK+LR24A | Characterised control valve | 1400 kPa | 400 kPa |  | EU\Inbox\Combinations\Folder..4/..5\ | 35
123660 | R404DK+LR230A | R404DK+LR230A |  | R404DK | + | LR230A | Standard actuator | 1 | Scenario 2 |  | PPK¦SelectPro¦VDI3805¦Internet_EU |  |  | R404DK+LR230A | Characterised control valve | 1400 kPa | 400 kPa |  | EU\Inbox\Combinations\Folder..4/..5\ | 35
123651 | R404DK/LR24A | R404DK/LR24A |  | R404DK | / | LR24A | Standard actuator | 1 | Scenario 2 |  | PPK¦SelectPro¦VDI3805¦Internet_EU |  |  | R404DK/LR24A | Characterised control valve | 1400 kPa | 400 kPa |  | EU\Inbox\Combinations\Folder..4/..5\ | 35
123661 | R404DK/LR230A | R404DK/LR230A |  | R404DK | / | LR230A | Standard actuator | 1 | Scenario 2 |  | PPK¦SelectPro¦VDI3805¦Internet_EU |  |  | R404DK/LR230A | Characterised control valve | 1400 kPa | 400 kPa |  | EU\Inbox\Combinations\Folder..4/..5\ | 35
123654 | R404DK+LR24A-MP | R404DK+LR24A-MP |  | R404DK | + | LR24A-MP | Communicative actuator | 0 | Scenario 2 |  | PPK¦SelectPro¦VDI3805¦Internet_EU |  |  | R404DK+LR24A-MP | Characterised control valve | 1400 kPa | 400 kPa |  | EU\Inbox\Combinations\Folder..4/..5\ | 35
123664 | R404DK+LRC24A-SR | R404DK+LRC24A-SR |  | R404DK | + | LRC24A-SR | Fast runner | 1 | Scenario 2 |  | PPK¦SelectPro¦VDI3805¦Internet_EU |  |  | R404DK+LRC24A-SR | Characterised control valve | 1400 kPa | 400 kPa |  | EU\Inbox\Combinations\Folder..4/..5\ | 34
123655 | R404DK/LR24A-MP | R404DK/LR24A-MP |  | R404DK | / | LR24A-MP | Communicative actuator | 0 | Scenario 2 |  | PPK¦SelectPro¦VDI3805¦Internet_EU |  |  | R404DK/LR24A-MP | Characterised control valve | 1400 kPa | 400 kPa |  | EU\Inbox\Combinations\Folder..4/..5\ | 35
123665 | R404DK/LRC24A-SR | R404DK/LRC24A-SR |  | R404DK | / | LRC24A-SR | Fast runner | 1 | Scenario 2 |  | PPK¦SelectPro¦VDI3805¦Internet_EU |  |  | R404DK/LRC24A-SR | Characterised control valve | 1400 kPa | 400 kPa |  | EU\Inbox\Combinations\Folder..4/..5\ | 34
123656 | R404DK+LR24A-S | R404DK+LR24A-S |  | R404DK | + | LR24A-S | Standard actuator | 0 | Scenario 2 |  | PPK¦SelectPro¦VDI3805¦Internet_EU |  |  | R404DK+LR24A-S | Characterised control valve | 1400 kPa | 400 kPa |  | EU\Inbox\Combinations\Folder..4/..5\ | 35
123657 | R404DK/LR24A-S | R404DK/LR24A-S |  | R404DK | / | LR24A-S | Standard actuator | 0 | Scenario 2 |  | PPK¦SelectPro¦VDI3805¦Internet_EU |  |  | R404DK/LR24A-S | Characterised control valve | 1400 kPa | 400 kPa |  | EU\Inbox\Combinations\Folder..4/..5\ | 35
123748 | D665NL+SRF24A-SR-5 | D665NL+SRF24A-SR-5 |  | D665NL | + | SRF24A-SR-5 | Actuator with emergency control function | 0 | Scenario 2 |  | PPK¦SelectPro¦VDI3805¦Internet_EU |  |  | D665NL+SRF24A-SR-5 | Butterfly valve | 1200 kPa | 2.4 kPa |  | EU\Inbox\Combinations\Folder..6/..7\ | 38
123708 | D632N+SRF24A-SR-5 | D632N+SRF24A-SR-5 |  | D632N | + | SRF24A-SR-5 | Actuator with emergency control function | 0 | Scenario 2 |  | PPK¦SelectPro¦VDI3805¦Internet_EU |  |  | D632N+SRF24A-SR-5 | Butterfly valve | 1200 kPa | 2.5 kPa |  | EU\Inbox\Combinations\Folder..6/..7\ | 38
123749 | D665NL/SRF24A-SR-5 | D665NL/SRF24A-SR-5 |  | D665NL | / | SRF24A-SR-5 | Actuator with emergency control function | 0 | Scenario 2 |  | PPK¦SelectPro¦VDI3805¦Internet_EU |  |  | D665NL/SRF24A-SR-5 | Butterfly valve | 1200 kPa | 2.4 kPa |  | EU\Inbox\Combinations\Folder..6/..7\ | 38
123709 | D632N/SRF24A-SR-5 | D632N/SRF24A-SR-5 |  | D632N | / | SRF24A-SR-5 | Actuator with emergency control function | 0 | Scenario 2 |  | PPK¦SelectPro¦VDI3805¦Internet_EU |  |  | D632N/SRF24A-SR-5 | Butterfly valve | 1200 kPa | 2.5 kPa |  | EU\Inbox\Combinations\Folder..6/..7\ | 38
123740 | D665N+SRF24A-SR-5 | D665N+SRF24A-SR-5 |  | D665N | + | SRF24A-SR-5 | Actuator with emergency control function | 0 | Scenario 2 |  | PPK¦SelectPro¦VDI3805¦Internet_EU |  |  | D665N+SRF24A-SR-5 | Butterfly valve | 1200 kPa | 2.4 kPa |  | EU\Inbox\Combinations\Folder..6/..7\ | 38
123700 | D625N+SRF24A-SR-5 | D625N+SRF24A-SR-5 |  | D625N | + | SRF24A-SR-5 | Actuator with emergency control function | 0 | Scenario 2 |  | PPK¦SelectPro¦VDI3805¦Internet_EU |  |  | D625N+SRF24A-SR-5 | Butterfly valve | 1200 kPa | 1.6 kPa |  | EU\Inbox\Combinations\Folder..6/..7\ | 38
123741 | D665N/SRF24A-SR-5 | D665N/SRF24A-SR-5 |  | D665N | / | SRF24A-SR-5 | Actuator with emergency control function | 0 | Scenario 2 |  | PPK¦SelectPro¦VDI3805¦Internet_EU |  |  | D665N/SRF24A-SR-5 | Butterfly valve | 1200 kPa | 2.4 kPa |  | EU\Inbox\Combinations\Folder..6/..7\ | 38
123701 | D625N/SRF24A-SR-5 | D625N/SRF24A-SR-5 |  | D625N | / | SRF24A-SR-5 | Actuator with emergency control function | 0 | Scenario 2 |  | PPK¦SelectPro¦VDI3805¦Internet_EU |  |  | D625N/SRF24A-SR-5 | Butterfly valve | 1200 kPa | 1.6 kPa |  | EU\Inbox\Combinations\Folder..6/..7\ | 38
123732 | D650NL+SRF24A-SR-5 | D650NL+SRF24A-SR-5 |  | D650NL | + | SRF24A-SR-5 | Actuator with emergency control function | 0 | Scenario 2 |  | PPK¦SelectPro¦VDI3805¦Internet_EU |  |  | D650NL+SRF24A-SR-5 | Butterfly valve | 1200 kPa | 3.1 kPa |  | EU\Inbox\Combinations\Folder..6/..7\ | 38
123733 | D650NL/SRF24A-SR-5 | D650NL/SRF24A-SR-5 |  | D650NL | / | SRF24A-SR-5 | Actuator with emergency control function | 0 | Scenario 2 |  | PPK¦SelectPro¦VDI3805¦Internet_EU |  |  | D650NL/SRF24A-SR-5 | Butterfly valve | 1200 kPa | 3.1 kPa |  | EU\Inbox\Combinations\Folder..6/..7\ | 38
123724 | D650N+SRF24A-SR-5 | D650N+SRF24A-SR-5 |  | D650N | + | SRF24A-SR-5 | Actuator with emergency control function | 0 | Scenario 2 |  | PPK¦SelectPro¦VDI3805¦Internet_EU |  |  | D650N+SRF24A-SR-5 | Butterfly valve | 1200 kPa | 3.1 kPa |  | EU\Inbox\Combinations\Folder..6/..7\ | 38
123725 | D650N/SRF24A-SR-5 | D650N/SRF24A-SR-5 |  | D650N | / | SRF24A-SR-5 | Actuator with emergency control function | 0 | Scenario 2 |  | PPK¦SelectPro¦VDI3805¦Internet_EU |  |  | D650N/SRF24A-SR-5 | Butterfly valve | 1200 kPa | 3.1 kPa |  | EU\Inbox\Combinations\Folder..6/..7\ | 38
123716 | D640N+SRF24A-SR-5 | D640N+SRF24A-SR-5 |  | D640N | + | SRF24A-SR-5 | Actuator with emergency control function | 0 | Scenario 2 |  | PPK¦SelectPro¦VDI3805¦Internet_EU |  |  | D640N+SRF24A-SR-5 | Butterfly valve | 1200 kPa | 3.4 kPa |  | EU\Inbox\Combinations\Folder..6/..7\ | 38
123717 | D640N/SRF24A-SR-5 | D640N/SRF24A-SR-5 |  | D640N | / | SRF24A-SR-5 | Actuator with emergency control function | 0 | Scenario 2 |  | PPK¦SelectPro¦VDI3805¦Internet_EU |  |  | D640N/SRF24A-SR-5 | Butterfly valve | 1200 kPa | 3.4 kPa |  | EU\Inbox\Combinations\Folder..6/..7\ | 38
123914 | R409DK+LR24A | R409DK+LR24A |  | R409DK | + | LR24A | Standard actuator | 1 | Scenario 2 |  | PPK¦SelectPro¦VDI3805¦Internet_EU |  |  | R409DK+LR24A | Characterised control valve | 1400 kPa | 400 kPa |  | EU\Inbox\Combinations\Folder..4/..5\ | 34
123915 | R409DK/LR24A | R409DK/LR24A |  | R409DK | / | LR24A | Standard actuator | 1 | Scenario 2 |  | PPK¦SelectPro¦VDI3805¦Internet_EU |  |  | R409DK/LR24A | Characterised control valve | 1400 kPa | 400 kPa |  | EU\Inbox\Combinations\Folder..4/..5\ | 34
123916 | R408DK+LR24A | R408DK+LR24A |  | R408DK | + | LR24A | Standard actuator | 1 | Scenario 2 |  | PPK¦SelectPro¦VDI3805¦Internet_EU |  |  | R408DK+LR24A | Characterised control valve | 1400 kPa | 400 kPa |  | EU\Inbox\Combinations\Folder..4/..5\ | 34
123886 | R409DK+LR230A | R409DK+LR230A |  | R409DK | + | LR230A | Standard actuator | 1 | Scenario 2 |  | PPK¦SelectPro¦VDI3805¦Internet_EU |  |  | R409DK+LR230A | Characterised control valve | 1400 kPa | 400 kPa |  | EU\Inbox\Combinations\Folder..4/..5\ | 35
123917 | R408DK/LR24A | R408DK/LR24A |  | R408DK | / | LR24A | Standard actuator | 1 | Scenario 2 |  | PPK¦SelectPro¦VDI3805¦Internet_EU |  |  | R408DK/LR24A | Characterised control valve | 1400 kPa | 400 kPa |  | EU\Inbox\Combinations\Folder..4/..5\ | 34
123887 | R409DK/LR230A | R409DK/LR230A |  | R409DK | / | LR230A | Standard actuator | 1 | Scenario 2 |  | PPK¦SelectPro¦VDI3805¦Internet_EU |  |  | R409DK/LR230A | Characterised control valve | 1400 kPa | 400 kPa |  | EU\Inbox\Combinations\Folder..4/..5\ | 35
123888 | R407DK+LRC24A-SR | R407DK+LRC24A-SR |  | R407DK | + | LRC24A-SR | Fast runner | 1 | Scenario 2 |  | PPK¦SelectPro¦VDI3805¦Internet_EU |  |  | R407DK+LRC24A-SR | Characterised control valve | 1400 kPa | 400 kPa |  | EU\Inbox\Combinations\Folder..4/..5\ | 34
123858 | R407DK+LR24A-MP | R407DK+LR24A-MP |  | R407DK | + | LR24A-MP | Communicative actuator | 0 | Scenario 2 |  | PPK¦SelectPro¦VDI3805¦Internet_EU |  |  | R407DK+LR24A-MP | Characterised control valve | 1400 kPa | 400 kPa |  | EU\Inbox\Combinations\Folder..4/..5\ | 34
123889 | R407DK/LRC24A-SR | R407DK/LRC24A-SR |  | R407DK | / | LRC24A-SR | Fast runner | 1 | Scenario 2 |  | PPK¦SelectPro¦VDI3805¦Internet_EU |  |  | R407DK/LRC24A-SR | Characterised control valve | 1400 kPa | 400 kPa |  | EU\Inbox\Combinations\Folder..4/..5\ | 34
123859 | R407DK/LR24A-MP | R407DK/LR24A-MP |  | R407DK | / | LR24A-MP | Communicative actuator | 0 | Scenario 2 |  | PPK¦SelectPro¦VDI3805¦Internet_EU |  |  | R407DK/LR24A-MP | Characterised control valve | 1400 kPa | 400 kPa |  | EU\Inbox\Combinations\Folder..4/..5\ | 34
123910 | R408DK+LR230A | R408DK+LR230A |  | R408DK | + | LR230A | Standard actuator | 1 | Scenario 2 |  | PPK¦SelectPro¦VDI3805¦Internet_EU |  |  | R408DK+LR230A | Characterised control valve | 1400 kPa | 400 kPa |  | EU\Inbox\Combinations\Folder..4/..5\ | 35
123860 | R408DK+LRC24A-SR | R408DK+LRC24A-SR |  | R408DK | + | LRC24A-SR | Fast runner | 1 | Scenario 2 |  | PPK¦SelectPro¦VDI3805¦Internet_EU |  |  | R408DK+LRC24A-SR | Characterised control valve | 1400 kPa | 400 kPa |  | EU\Inbox\Combinations\Folder..4/..5\ | 34
123911 | R408DK/LR230A | R408DK/LR230A |  | R408DK | / | LR230A | Standard actuator | 1 | Scenario 2 |  | PPK¦SelectPro¦VDI3805¦Internet_EU |  |  | R408DK/LR230A | Characterised control valve | 1400 kPa | 400 kPa |  | EU\Inbox\Combinations\Folder..4/..5\ | 35
123861 | R408DK/LRC24A-SR | R408DK/LRC24A-SR |  | R408DK | / | LRC24A-SR | Fast runner | 1 | Scenario 2 |  | PPK¦SelectPro¦VDI3805¦Internet_EU |  |  | R408DK/LRC24A-SR | Characterised control valve | 1400 kPa | 400 kPa |  | EU\Inbox\Combinations\Folder..4/..5\ | 34
123892 | R409DK+LR230A-S | R409DK+LR230A-S |  | R409DK | + | LR230A-S | Standard actuator | 0 | Scenario 2 |  | PPK¦SelectPro¦VDI3805¦Internet_EU |  |  | R409DK+LR230A-S | Characterised control valve | 1400 kPa | 400 kPa |  | EU\Inbox\Combinations\Folder..4/..5\ | 34
123912 | R408DK+LR230A-S | R408DK+LR230A-S |  | R408DK | + | LR230A-S | Standard actuator | 0 | Scenario 2 |  | PPK¦SelectPro¦VDI3805¦Internet_EU |  |  | R408DK+LR230A-S | Characterised control valve | 1400 kPa | 400 kPa |  | EU\Inbox\Combinations\Folder..4/..5\ | 34
123882 | R407DK+LR24A-SR | R407DK+LR24A-SR |  | R407DK | + | LR24A-SR | Standard actuator | 1 | Scenario 2 |  | PPK¦SelectPro¦VDI3805¦Internet_EU |  |  | R407DK+LR24A-SR | Characterised control valve | 1400 kPa | 400 kPa |  | EU\Inbox\Combinations\Folder..4/..5\ | 34
123862 | R407DK+LR24A-S | R407DK+LR24A-S |  | R407DK | + | LR24A-S | Standard actuator | 0 | Scenario 2 |  | PPK¦SelectPro¦VDI3805¦Internet_EU |  |  | R407DK+LR24A-S | Characterised control valve | 1400 kPa | 400 kPa |  | EU\Inbox\Combinations\Folder..4/..5\ | 34
123893 | R409DK/LR230A-S | R409DK/LR230A-S |  | R409DK | / | LR230A-S | Standard actuator | 0 | Scenario 2 |  | PPK¦SelectPro¦VDI3805¦Internet_EU |  |  | R409DK/LR230A-S | Characterised control valve | 1400 kPa | 400 kPa |  | EU\Inbox\Combinations\Folder..4/..5\ | 34
123913 | R408DK/LR230A-S | R408DK/LR230A-S |  | R408DK | / | LR230A-S | Standard actuator | 0 | Scenario 2 |  | PPK¦SelectPro¦VDI3805¦Internet_EU |  |  | R408DK/LR230A-S | Characterised control valve | 1400 kPa | 400 kPa |  | EU\Inbox\Combinations\Folder..4/..5\ | 34
123883 | R407DK/LR24A-SR | R407DK/LR24A-SR |  | R407DK | / | LR24A-SR | Standard actuator | 1 | Scenario 2 |  | PPK¦SelectPro¦VDI3805¦Internet_EU |  |  | R407DK/LR24A-SR | Characterised control valve | 1400 kPa | 400 kPa |  | EU\Inbox\Combinations\Folder..4/..5\ | 34
123863 | R407DK/LR24A-S | R407DK/LR24A-S |  | R407DK | / | LR24A-S | Standard actuator | 0 | Scenario 2 |  | PPK¦SelectPro¦VDI3805¦Internet_EU |  |  | R407DK/LR24A-S | Characterised control valve | 1400 kPa | 400 kPa |  | EU\Inbox\Combinations\Folder..4/..5\ | 34
123936 | R408DK+LR24A-MP | R408DK+LR24A-MP |  | R408DK | + | LR24A-MP | Communicative actuator | 0 | Scenario 2 |  | PPK¦SelectPro¦VDI3805¦Internet_EU |  |  | R408DK+LR24A-MP | Characterised control valve | 1400 kPa | 400 kPa |  | EU\Inbox\Combinations\Folder..4/..5\ | 34
123937 | R408DK/LR24A-MP | R408DK/LR24A-MP |  | R408DK | / | LR24A-MP | Communicative actuator | 0 | Scenario 2 |  | PPK¦SelectPro¦VDI3805¦Internet_EU |  |  | R408DK/LR24A-MP | Characterised control valve | 1400 kPa | 400 kPa |  | EU\Inbox\Combinations\Folder..4/..5\ | 34
123938 | R409DK+LR24A-MP | R409DK+LR24A-MP |  | R409DK | + | LR24A-MP | Communicative actuator | 0 | Scenario 2 |  | PPK¦SelectPro¦VDI3805¦Internet_EU |  |  | R409DK+LR24A-MP | Characterised control valve | 1400 kPa | 400 kPa |  | EU\Inbox\Combinations\Folder..4/..5\ | 34
123939 | R409DK/LR24A-MP | R409DK/LR24A-MP |  | R409DK | / | LR24A-MP | Communicative actuator | 0 | Scenario 2 |  | PPK¦SelectPro¦VDI3805¦Internet_EU |  |  | R409DK/LR24A-MP | Characterised control valve | 1400 kPa | 400 kPa |  | EU\Inbox\Combinations\Folder..4/..5\ | 34
123940 | R408DK+LR24A-S | R408DK+LR24A-S |  | R408DK | + | LR24A-S | Standard actuator | 0 | Scenario 2 |  | PPK¦SelectPro¦VDI3805¦Internet_EU |  |  | R408DK+LR24A-S | Characterised control valve | 1400 kPa | 400 kPa |  | EU\Inbox\Combinations\Folder..4/..5\ | 35
123970 | R2050-25-S4+SRF24A-SR | R2050-25-S4+SRF24A-SR |  | R2050-25-S4 | + | SRF24A-SR | Actuator with emergency control function | 1 | Scenario 2 |  | PPK¦SelectPro¦VDI3805¦Internet_EU |  |  | R2050-25-S4+SRF24A-SR | Characterised control valve | 1400 kPa | 350 kPa |  | EU\Inbox\Combinations\Folder..2/..3\ | 35
123941 | R408DK/LR24A-S | R408DK/LR24A-S |  | R408DK | / | LR24A-S | Standard actuator | 0 | Scenario 2 |  | PPK¦SelectPro¦VDI3805¦Internet_EU |  |  | R408DK/LR24A-S | Characterised control valve | 1400 kPa | 400 kPa |  | EU\Inbox\Combinations\Folder..4/..5\ | 35
123971 | R2050-25-S4/SRF24A-SR | R2050-25-S4/SRF24A-SR |  | R2050-25-S4 | / | SRF24A-SR | Actuator with emergency control function | 1 | Scenario 2 |  | PPK¦SelectPro¦VDI3805¦Internet_EU |  |  | R2050-25-S4/SRF24A-SR | Characterised control valve | 1400 kPa | 350 kPa |  | EU\Inbox\Combinations\Folder..2/..3\ | 35
123942 | R408DK+LR24A-SR | R408DK+LR24A-SR |  | R408DK | + | LR24A-SR | Standard actuator | 1 | Scenario 2 |  | PPK¦SelectPro¦VDI3805¦Internet_EU |  |  | R408DK+LR24A-SR | Characterised control valve | 1400 kPa | 400 kPa |  | EU\Inbox\Combinations\Folder..4/..5\ | 35
123943 | R408DK/LR24A-SR | R408DK/LR24A-SR |  | R408DK | / | LR24A-SR | Standard actuator | 1 | Scenario 2 |  | PPK¦SelectPro¦VDI3805¦Internet_EU |  |  | R408DK/LR24A-SR | Characterised control valve | 1400 kPa | 400 kPa |  | EU\Inbox\Combinations\Folder..4/..5\ | 35
124054 | R409DK+LR24A-SR | R409DK+LR24A-SR |  | R409DK | + | LR24A-SR | Standard actuator | 1 | Scenario 2 |  | PPK¦SelectPro¦VDI3805¦Internet_EU |  |  | R409DK+LR24A-SR | Characterised control valve | 1400 kPa | 400 kPa |  | EU\Inbox\Combinations\Folder..4/..5\ | 34
124055 | R409DK/LR24A-SR | R409DK/LR24A-SR |  | R409DK | / | LR24A-SR | Standard actuator | 1 | Scenario 2 |  | PPK¦SelectPro¦VDI3805¦Internet_EU |  |  | R409DK/LR24A-SR | Characterised control valve | 1400 kPa | 400 kPa |  | EU\Inbox\Combinations\Folder..4/..5\ | 34
124076 | R409DK+LRC24A-SR | R409DK+LRC24A-SR |  | R409DK | + | LRC24A-SR | Fast runner | 1 | Scenario 2 |  | PPK¦SelectPro¦VDI3805¦Internet_EU |  |  | R409DK+LRC24A-SR | Characterised control valve | 1400 kPa | 400 kPa |  | EU\Inbox\Combinations\Folder..4/..5\ | 34
124056 | R412D+LR230A-S | R412D+LR230A-S |  | R412D | + | LR230A-S | Standard actuator | 0 | Scenario 2 |  | PPK¦SelectPro¦VDI3805¦Internet_EU |  |  | R412D+LR230A-S | Characterised control valve | 1400 kPa | 400 kPa |  | EU\Inbox\Combinations\Folder..4/..5\ | 35
124077 | R409DK/LRC24A-SR | R409DK/LRC24A-SR |  | R409DK | / | LRC24A-SR | Fast runner | 1 | Scenario 2 |  | PPK¦SelectPro¦VDI3805¦Internet_EU |  |  | R409DK/LRC24A-SR | Characterised control valve | 1400 kPa | 400 kPa |  | EU\Inbox\Combinations\Folder..4/..5\ | 34
124057 | R412D/LR230A-S | R412D/LR230A-S |  | R412D | / | LR230A-S | Standard actuator | 0 | Scenario 2 |  | PPK¦SelectPro¦VDI3805¦Internet_EU |  |  | R412D/LR230A-S | Characterised control valve | 1400 kPa | 400 kPa |  | EU\Inbox\Combinations\Folder..4/..5\ | 35
124078 | R412D+LR24A | R412D+LR24A |  | R412D | + | LR24A | Standard actuator | 1 | Scenario 2 |  | PPK¦SelectPro¦VDI3805¦Internet_EU |  |  | R412D+LR24A | Characterised control valve | 1400 kPa | 400 kPa |  | EU\Inbox\Combinations\Folder..4/..5\ | 36
124079 | R412D/LR24A | R412D/LR24A |  | R412D | / | LR24A | Standard actuator | 1 | Scenario 2 |  | PPK¦SelectPro¦VDI3805¦Internet_EU |  |  | R412D/LR24A | Characterised control valve | 1400 kPa | 400 kPa |  | EU\Inbox\Combinations\Folder..4/..5\ | 36
124052 | R409DK+LR24A-S | R409DK+LR24A-S |  | R409DK | + | LR24A-S | Standard actuator | 0 | Scenario 2 |  | PPK¦SelectPro¦VDI3805¦Internet_EU |  |  | R409DK+LR24A-S | Characterised control valve | 1400 kPa | 400 kPa |  | EU\Inbox\Combinations\Folder..4/..5\ | 34
124053 | R409DK/LR24A-S | R409DK/LR24A-S |  | R409DK | / | LR24A-S | Standard actuator | 0 | Scenario 2 |  | PPK¦SelectPro¦VDI3805¦Internet_EU |  |  | R409DK/LR24A-S | Characterised control valve | 1400 kPa | 400 kPa |  | EU\Inbox\Combinations\Folder..4/..5\ | 34
124106 | R412D+LR24A-MP | R412D+LR24A-MP |  | R412D | + | LR24A-MP | Communicative actuator | 0 | Scenario 2 |  | PPK¦SelectPro¦VDI3805¦Internet_EU |  |  | R412D+LR24A-MP | Characterised control valve | 1400 kPa | 400 kPa |  | EU\Inbox\Combinations\Folder..4/..5\ | 35
124156 | R412D+LRC24A-SR | R412D+LRC24A-SR |  | R412D | + | LRC24A-SR | Fast runner | 1 | Scenario 2 |  | PPK¦SelectPro¦VDI3805¦Internet_EU |  |  | R412D+LRC24A-SR | Characterised control valve | 1400 kPa | 400 kPa |  | EU\Inbox\Combinations\Folder..4/..5\ | 36
124107 | R412D/LR24A-MP | R412D/LR24A-MP |  | R412D | / | LR24A-MP | Communicative actuator | 0 | Scenario 2 |  | PPK¦SelectPro¦VDI3805¦Internet_EU |  |  | R412D/LR24A-MP | Characterised control valve | 1400 kPa | 400 kPa |  | EU\Inbox\Combinations\Folder..4/..5\ | 35
124157 | R412D/LRC24A-SR | R412D/LRC24A-SR |  | R412D | / | LRC24A-SR | Fast runner | 1 | Scenario 2 |  | PPK¦SelectPro¦VDI3805¦Internet_EU |  |  | R412D/LRC24A-SR | Characterised control valve | 1400 kPa | 400 kPa |  | EU\Inbox\Combinations\Folder..4/..5\ | 36
124150 | R412D+LR24A-SR | R412D+LR24A-SR |  | R412D | + | LR24A-SR | Standard actuator | 1 | Scenario 2 |  | PPK¦SelectPro¦VDI3805¦Internet_EU |  |  | R412D+LR24A-SR | Characterised control valve | 1400 kPa | 400 kPa |  | EU\Inbox\Combinations\Folder..4/..5\ | 37
124130 | R412D+LR24A-S | R412D+LR24A-S |  | R412D | + | LR24A-S | Standard actuator | 0 | Scenario 2 |  | PPK¦SelectPro¦VDI3805¦Internet_EU |  |  | R412D+LR24A-S | Characterised control valve | 1400 kPa | 400 kPa |  | EU\Inbox\Combinations\Folder..4/..5\ | 35
124151 | R412D/LR24A-SR | R412D/LR24A-SR |  | R412D | / | LR24A-SR | Standard actuator | 1 | Scenario 2 |  | PPK¦SelectPro¦VDI3805¦Internet_EU |  |  | R412D/LR24A-SR | Characterised control valve | 1400 kPa | 400 kPa |  | EU\Inbox\Combinations\Folder..4/..5\ | 37
124131 | R412D/LR24A-S | R412D/LR24A-S |  | R412D | / | LR24A-S | Standard actuator | 0 | Scenario 2 |  | PPK¦SelectPro¦VDI3805¦Internet_EU |  |  | R412D/LR24A-S | Characterised control valve | 1400 kPa | 400 kPa |  | EU\Inbox\Combinations\Folder..4/..5\ | 35
124162 | R2050-40-S4+SRF24A-SR | R2050-40-S4+SRF24A-SR |  | R2050-40-S4 | + | SRF24A-SR | Actuator with emergency control function | 1 | Scenario 2 |  | PPK¦SelectPro¦VDI3805¦Internet_EU |  |  | R2050-40-S4+SRF24A-SR | Characterised control valve | 1400 kPa | 350 kPa |  | EU\Inbox\Combinations\Folder..2/..3\ | 40
124152 | R412D+LR230A | R412D+LR230A |  | R412D | + | LR230A | Standard actuator | 1 | Scenario 2 |  | PPK¦SelectPro¦VDI3805¦Internet_EU |  |  | R412D+LR230A | Characterised control valve | 1400 kPa | 400 kPa |  | EU\Inbox\Combinations\Folder..4/..5\ | 37
124163 | R2050-40-S4/SRF24A-SR | R2050-40-S4/SRF24A-SR |  | R2050-40-S4 | / | SRF24A-SR | Actuator with emergency control function | 1 | Scenario 2 |  | PPK¦SelectPro¦VDI3805¦Internet_EU |  |  | R2050-40-S4/SRF24A-SR | Characterised control valve | 1400 kPa | 350 kPa |  | EU\Inbox\Combinations\Folder..2/..3\ | 37
124153 | R412D/LR230A | R412D/LR230A |  | R412D | / | LR230A | Standard actuator | 1 | Scenario 2 |  | PPK¦SelectPro¦VDI3805¦Internet_EU |  |  | R412D/LR230A | Characterised control valve | 1400 kPa | 400 kPa |  | EU\Inbox\Combinations\Folder..4/..5\ | 37
124404 | R406DK+LR24A-S | R406DK+LR24A-S |  | R406DK | + | LR24A-S | Standard actuator | 0 | Scenario 2 |  | PPK¦SelectPro¦VDI3805¦Internet_EU |  |  | R406DK+LR24A-S | Characterised control valve | 1400 kPa | 400 kPa |  | EU\Inbox\Combinations\Folder..4/..5\ | 35
124405 | R406DK/LR24A-S | R406DK/LR24A-S |  | R406DK | / | LR24A-S | Standard actuator | 0 | Scenario 2 |  | PPK¦SelectPro¦VDI3805¦Internet_EU |  |  | R406DK/LR24A-S | Characterised control valve | 1400 kPa | 400 kPa |  | EU\Inbox\Combinations\Folder..4/..5\ | 35
124400 | R405DK+LR230A | R405DK+LR230A |  | R405DK | + | LR230A | Standard actuator | 1 | Scenario 2 |  | PPK¦SelectPro¦VDI3805¦Internet_EU |  |  | R405DK+LR230A | Characterised control valve | 1400 kPa | 400 kPa |  | EU\Inbox\Combinations\Folder..4/..5\ | 36
124401 | R405DK/LR230A | R405DK/LR230A |  | R405DK | / | LR230A | Standard actuator | 1 | Scenario 2 |  | PPK¦SelectPro¦VDI3805¦Internet_EU |  |  | R405DK/LR230A | Characterised control valve | 1400 kPa | 400 kPa |  | EU\Inbox\Combinations\Folder..4/..5\ | 36
124402 | R405DK+LR230A-S | R405DK+LR230A-S |  | R405DK | + | LR230A-S | Standard actuator | 0 | Scenario 2 |  | PPK¦SelectPro¦VDI3805¦Internet_EU |  |  | R405DK+LR230A-S | Characterised control valve | 1400 kPa | 400 kPa |  | EU\Inbox\Combinations\Folder..4/..5\ | 35
124403 | R405DK/LR230A-S | R405DK/LR230A-S |  | R405DK | / | LR230A-S | Standard actuator | 0 | Scenario 2 |  | PPK¦SelectPro¦VDI3805¦Internet_EU |  |  | R405DK/LR230A-S | Characterised control valve | 1400 kPa | 400 kPa |  | EU\Inbox\Combinations\Folder..4/..5\ | 35
124454 | R405DK+LRC24A-SR | R405DK+LRC24A-SR |  | R405DK | + | LRC24A-SR | Fast runner | 1 | Scenario 2 |  | PPK¦SelectPro¦VDI3805¦Internet_EU |  |  | R405DK+LRC24A-SR | Characterised control valve | 1400 kPa | 400 kPa |  | EU\Inbox\Combinations\Folder..4/..5\ | 36
124424 | R406DK+LR24A-SR | R406DK+LR24A-SR |  | R406DK | + | LR24A-SR | Standard actuator | 1 | Scenario 2 |  | PPK¦SelectPro¦VDI3805¦Internet_EU |  |  | R406DK+LR24A-SR | Characterised control valve | 1400 kPa | 400 kPa |  | EU\Inbox\Combinations\Folder..4/..5\ | 35
124474 | R406DK+LR24A | R406DK+LR24A |  | R406DK | + | LR24A | Standard actuator | 1 | Scenario 2 |  | PPK¦SelectPro¦VDI3805¦Internet_EU |  |  | R406DK+LR24A | Characterised control valve | 1400 kPa | 400 kPa |  | EU\Inbox\Combinations\Folder..4/..5\ | 35
124455 | R405DK/LRC24A-SR | R405DK/LRC24A-SR |  | R405DK | / | LRC24A-SR | Fast runner | 1 | Scenario 2 |  | PPK¦SelectPro¦VDI3805¦Internet_EU |  |  | R405DK/LRC24A-SR | Characterised control valve | 1400 kPa | 400 kPa |  | EU\Inbox\Combinations\Folder..4/..5\ | 36
124475 | R406DK/LR24A | R406DK/LR24A |  | R406DK | / | LR24A | Standard actuator | 1 | Scenario 2 |  | PPK¦SelectPro¦VDI3805¦Internet_EU |  |  | R406DK/LR24A | Characterised control valve | 1400 kPa | 400 kPa |  | EU\Inbox\Combinations\Folder..4/..5\ | 35
124425 | R406DK/LR24A-SR | R406DK/LR24A-SR |  | R406DK | / | LR24A-SR | Standard actuator | 1 | Scenario 2 |  | PPK¦SelectPro¦VDI3805¦Internet_EU |  |  | R406DK/LR24A-SR | Characterised control valve | 1400 kPa | 400 kPa |  | EU\Inbox\Combinations\Folder..4/..5\ | 35
124446 | R405DK+LR24A-S | R405DK+LR24A-S |  | R405DK | + | LR24A-S | Standard actuator | 0 | Scenario 2 |  | PPK¦SelectPro¦VDI3805¦Internet_EU |  |  | R405DK+LR24A-S | Characterised control valve | 1400 kPa | 400 kPa |  | EU\Inbox\Combinations\Folder..4/..5\ | 35
124476 | R407DK+LR230A-S | R407DK+LR230A-S |  | R407DK | + | LR230A-S | Standard actuator | 0 | Scenario 2 |  | PPK¦SelectPro¦VDI3805¦Internet_EU |  |  | R407DK+LR230A-S | Characterised control valve | 1400 kPa | 400 kPa |  | EU\Inbox\Combinations\Folder..4/..5\ | 35
124426 | R405DK+LR24A-MP | R405DK+LR24A-MP |  | R405DK | + | LR24A-MP | Communicative actuator | 0 | Scenario 2 |  | PPK¦SelectPro¦VDI3805¦Internet_EU |  |  | R405DK+LR24A-MP | Characterised control valve | 1400 kPa | 400 kPa |  | EU\Inbox\Combinations\Folder..4/..5\ | 35
124447 | R405DK/LR24A-S | R405DK/LR24A-S |  | R405DK | / | LR24A-S | Standard actuator | 0 | Scenario 2 |  | PPK¦SelectPro¦VDI3805¦Internet_EU |  |  | R405DK/LR24A-S | Characterised control valve | 1400 kPa | 400 kPa |  | EU\Inbox\Combinations\Folder..4/..5\ | 35
124477 | R407DK/LR230A-S | R407DK/LR230A-S |  | R407DK | / | LR230A-S | Standard actuator | 0 | Scenario 2 |  | PPK¦SelectPro¦VDI3805¦Internet_EU |  |  | R407DK/LR230A-S | Characterised control valve | 1400 kPa | 400 kPa |  | EU\Inbox\Combinations\Folder..4/..5\ | 35
124427 | R405DK/LR24A-MP | R405DK/LR24A-MP |  | R405DK | / | LR24A-MP | Communicative actuator | 0 | Scenario 2 |  | PPK¦SelectPro¦VDI3805¦Internet_EU |  |  | R405DK/LR24A-MP | Characterised control valve | 1400 kPa | 400 kPa |  | EU\Inbox\Combinations\Folder..4/..5\ | 35
124448 | R405DK+LR24A-SR | R405DK+LR24A-SR |  | R405DK | + | LR24A-SR | Standard actuator | 1 | Scenario 2 |  | PPK¦SelectPro¦VDI3805¦Internet_EU |  |  | R405DK+LR24A-SR | Characterised control valve | 1400 kPa | 400 kPa |  | EU\Inbox\Combinations\Folder..4/..5\ | 35
124468 | R406DK+LR230A | R406DK+LR230A |  | R406DK | + | LR230A | Standard actuator | 1 | Scenario 2 |  | PPK¦SelectPro¦VDI3805¦Internet_EU |  |  | R406DK+LR230A | Characterised control valve | 1400 kPa | 400 kPa |  | EU\Inbox\Combinations\Folder..4/..5\ | 36
124449 | R405DK/LR24A-SR | R405DK/LR24A-SR |  | R405DK | / | LR24A-SR | Standard actuator | 1 | Scenario 2 |  | PPK¦SelectPro¦VDI3805¦Internet_EU |  |  | R405DK/LR24A-SR | Characterised control valve | 1400 kPa | 400 kPa |  | EU\Inbox\Combinations\Folder..4/..5\ | 35
124469 | R406DK/LR230A | R406DK/LR230A |  | R406DK | / | LR230A | Standard actuator | 1 | Scenario 2 |  | PPK¦SelectPro¦VDI3805¦Internet_EU |  |  | R406DK/LR230A | Characterised control valve | 1400 kPa | 400 kPa |  | EU\Inbox\Combinations\Folder..4/..5\ | 36
124450 | R406DK+LRC24A-SR | R406DK+LRC24A-SR |  | R406DK | + | LRC24A-SR | Fast runner | 1 | Scenario 2 |  | PPK¦SelectPro¦VDI3805¦Internet_EU |  |  | R406DK+LRC24A-SR | Characterised control valve | 1400 kPa | 400 kPa |  | EU\Inbox\Combinations\Folder..4/..5\ | 35
124420 | R405DK+LR24A | R405DK+LR24A |  | R405DK | + | LR24A | Standard actuator | 1 | Scenario 2 |  | PPK¦SelectPro¦VDI3805¦Internet_EU |  |  | R405DK+LR24A | Characterised control valve | 1400 kPa | 400 kPa |  | EU\Inbox\Combinations\Folder..4/..5\ | 36
124480 | R406DK+LR24A-MP | R406DK+LR24A-MP |  | R406DK | + | LR24A-MP | Communicative actuator | 0 | Scenario 2 |  | PPK¦SelectPro¦VDI3805¦Internet_EU |  |  | R406DK+LR24A-MP | Characterised control valve | 1400 kPa | 400 kPa |  | EU\Inbox\Combinations\Folder..4/..5\ | 35
124470 | R407DK+LR230A | R407DK+LR230A |  | R407DK | + | LR230A | Standard actuator | 1 | Scenario 2 |  | PPK¦SelectPro¦VDI3805¦Internet_EU |  |  | R407DK+LR230A | Characterised control valve | 1400 kPa | 400 kPa |  | EU\Inbox\Combinations\Folder..4/..5\ | 36
124451 | R406DK/LRC24A-SR | R406DK/LRC24A-SR |  | R406DK | / | LRC24A-SR | Fast runner | 1 | Scenario 2 |  | PPK¦SelectPro¦VDI3805¦Internet_EU |  |  | R406DK/LRC24A-SR | Characterised control valve | 1400 kPa | 400 kPa |  | EU\Inbox\Combinations\Folder..4/..5\ | 35
124421 | R405DK/LR24A | R405DK/LR24A |  | R405DK | / | LR24A | Standard actuator | 1 | Scenario 2 |  | PPK¦SelectPro¦VDI3805¦Internet_EU |  |  | R405DK/LR24A | Characterised control valve | 1400 kPa | 400 kPa |  | EU\Inbox\Combinations\Folder..4/..5\ | 36
124481 | R406DK/LR24A-MP | R406DK/LR24A-MP |  | R406DK | / | LR24A-MP | Communicative actuator | 0 | Scenario 2 |  | PPK¦SelectPro¦VDI3805¦Internet_EU |  |  | R406DK/LR24A-MP | Characterised control valve | 1400 kPa | 400 kPa |  | EU\Inbox\Combinations\Folder..4/..5\ | 35
124471 | R407DK/LR230A | R407DK/LR230A |  | R407DK | / | LR230A | Standard actuator | 1 | Scenario 2 |  | PPK¦SelectPro¦VDI3805¦Internet_EU |  |  | R407DK/LR230A | Characterised control valve | 1400 kPa | 400 kPa |  | EU\Inbox\Combinations\Folder..4/..5\ | 36
124482 | R407DK+LR24A | R407DK+LR24A |  | R407DK | + | LR24A | Standard actuator | 1 | Scenario 2 |  | PPK¦SelectPro¦VDI3805¦Internet_EU |  |  | R407DK+LR24A | Characterised control valve | 1400 kPa | 400 kPa |  | EU\Inbox\Combinations\Folder..4/..5\ | 35
124472 | R406DK+LR230A-S | R406DK+LR230A-S |  | R406DK | + | LR230A-S | Standard actuator | 0 | Scenario 2 |  | PPK¦SelectPro¦VDI3805¦Internet_EU |  |  | R406DK+LR230A-S | Characterised control valve | 1400 kPa | 400 kPa |  | EU\Inbox\Combinations\Folder..4/..5\ | 35
124483 | R407DK/LR24A | R407DK/LR24A |  | R407DK | / | LR24A | Standard actuator | 1 | Scenario 2 |  | PPK¦SelectPro¦VDI3805¦Internet_EU |  |  | R407DK/LR24A | Characterised control valve | 1400 kPa | 400 kPa |  | EU\Inbox\Combinations\Folder..4/..5\ | 35
124473 | R406DK/LR230A-S | R406DK/LR230A-S |  | R406DK | / | LR230A-S | Standard actuator | 0 | Scenario 2 |  | PPK¦SelectPro¦VDI3805¦Internet_EU |  |  | R406DK/LR230A-S | Characterised control valve | 1400 kPa | 400 kPa |  | EU\Inbox\Combinations\Folder..4/..5\ | 35
124564 | R3040-25-S4+SRF24A-SR | R3040-25-S4+SRF24A-SR |  | R3040-25-S4 | + | SRF24A-SR | Actuator with emergency control function | 1 | Scenario 2 |  | PPK¦SelectPro¦VDI3805¦Internet_EU |  |  | R3040-25-S4+SRF24A-SR | Characterised control valve | 1400 kPa | 350 kPa |  | EU\Inbox\Combinations\Folder..2/..3\ | 36
124565 | R3040-25-S4/SRF24A-SR | R3040-25-S4/SRF24A-SR |  | R3040-25-S4 | / | SRF24A-SR | Actuator with emergency control function | 1 | Scenario 2 |  | PPK¦SelectPro¦VDI3805¦Internet_EU |  |  | R3040-25-S4/SRF24A-SR | Characterised control valve | 1400 kPa | 350 kPa |  | EU\Inbox\Combinations\Folder..2/..3\ | 36
124644 | R2020-6P3-S2+NRF24A-SR | R2020-6P3-S2+NRF24A-SR |  | R2020-6P3-S2 | + | NRF24A-SR | Actuator with emergency control function | 1 | Scenario 2 | 0 | PPK¦SelectPro¦VDI3805¦Internet_EU |  |  | R2020-6P3-S2+NRF24A-SR | Characterised control valve | 1400 kPa | 350 kPa |  | EU\Inbox\Combinations\Folder..2/..3\ | 37
124645 | R2020-6P3-S2/NRF24A-SR | R2020-6P3-S2/NRF24A-SR |  | R2020-6P3-S2 | / | NRF24A-SR | Actuator with emergency control function | 1 | Scenario 2 | 0 | PPK¦SelectPro¦VDI3805¦Internet_EU |  |  | R2020-6P3-S2/NRF24A-SR | Characterised control valve | 1400 kPa | 350 kPa |  | EU\Inbox\Combinations\Folder..2/..3\ | 37
124676 | R3050-25-S4+SRF24A-SR | R3050-25-S4+SRF24A-SR |  | R3050-25-S4 | + | SRF24A-SR | Actuator with emergency control function | 1 | Scenario 2 |  | PPK¦SelectPro¦VDI3805¦Internet_EU |  |  | R3050-25-S4+SRF24A-SR | Characterised control valve | 1400 kPa | 350 kPa |  | EU\Inbox\Combinations\Folder..2/..3\ | 35
124677 | R3050-25-S4/SRF24A-SR | R3050-25-S4/SRF24A-SR |  | R3050-25-S4 | / | SRF24A-SR | Actuator with emergency control function | 1 | Scenario 2 |  | PPK¦SelectPro¦VDI3805¦Internet_EU |  |  | R3050-25-S4/SRF24A-SR | Characterised control valve | 1400 kPa | 350 kPa |  | EU\Inbox\Combinations\Folder..2/..3\ | 35
124708 | R3050-58-S4+SRF24A-SR | R3050-58-S4+SRF24A-SR |  | R3050-58-S4 | + | SRF24A-SR | Actuator with emergency control function | 1 | Scenario 2 |  | PPK¦SelectPro¦VDI3805¦Internet_EU |  |  | R3050-58-S4+SRF24A-SR | Characterised control valve | 1400 kPa | 350 kPa |  | EU\Inbox\Combinations\Folder..2/..3\ | 35
124709 | R3050-58-S4/SRF24A-SR | R3050-58-S4/SRF24A-SR |  | R3050-58-S4 | / | SRF24A-SR | Actuator with emergency control function | 1 | Scenario 2 |  | PPK¦SelectPro¦VDI3805¦Internet_EU |  |  | R3050-58-S4/SRF24A-SR | Characterised control valve | 1400 kPa | 350 kPa |  | EU\Inbox\Combinations\Folder..2/..3\ | 35
124692 | R3050-40-S4+SRF24A-SR | R3050-40-S4+SRF24A-SR |  | R3050-40-S4 | + | SRF24A-SR | Actuator with emergency control function | 1 | Scenario 2 |  | PPK¦SelectPro¦VDI3805¦Internet_EU |  |  | R3050-40-S4+SRF24A-SR | Characterised control valve | 1400 kPa | 350 kPa |  | EU\Inbox\Combinations\Folder..2/..3\ | 35
124693 | R3050-40-S4/SRF24A-SR | R3050-40-S4/SRF24A-SR |  | R3050-40-S4 | / | SRF24A-SR | Actuator with emergency control function | 1 | Scenario 2 |  | PPK¦SelectPro¦VDI3805¦Internet_EU |  |  | R3050-40-S4/SRF24A-SR | Characterised control valve | 1400 kPa | 350 kPa |  | EU\Inbox\Combinations\Folder..2/..3\ | 35
124828 | R2040-25-S3+NRF24A-SR | R2040-25-S3+NRF24A-SR |  | R2040-25-S3 | + | NRF24A-SR | Actuator with emergency control function | 1 | Scenario 2 |  | PPK¦SelectPro¦VDI3805¦Internet_EU |  |  | R2040-25-S3+NRF24A-SR | Characterised control valve | 1400 kPa | 350 kPa |  | EU\Inbox\Combinations\Folder..2/..3\ | 41
124788 | R7050R25-B3+NRF24A-SR | R7050R25-B3+NRF24A-SR |  | R7050R25-B3 | + | NRF24A-SR | Actuator with emergency control function | 1 | Scenario 2 |  | PPK¦SelectPro¦VDI3805¦Internet_EU |  |  | R7050R25-B3+NRF24A-SR | Characterised control valve | 600 kPa | 100 kPa |  | EU\Inbox\Combinations\Folder..6/..7\ | 39
124829 | R2040-25-S3/NRF24A-SR | R2040-25-S3/NRF24A-SR |  | R2040-25-S3 | / | NRF24A-SR | Actuator with emergency control function | 1 | Scenario 2 |  | PPK¦SelectPro¦VDI3805¦Internet_EU |  |  | R2040-25-S3/NRF24A-SR | Characterised control valve | 1400 kPa | 350 kPa |  | EU\Inbox\Combinations\Folder..2/..3\ | 37
124789 | R7050R25-B3/NRF24A-SR | R7050R25-B3/NRF24A-SR |  | R7050R25-B3 | / | NRF24A-SR | Actuator with emergency control function | 1 | Scenario 2 |  | PPK¦SelectPro¦VDI3805¦Internet_EU |  |  | R7050R25-B3/NRF24A-SR | Characterised control valve | 600 kPa | 100 kPa |  | EU\Inbox\Combinations\Folder..6/..7\ | 39
124780 | R7040R16-B3+NRF24A-SR | R7040R16-B3+NRF24A-SR |  | R7040R16-B3 | + | NRF24A-SR | Actuator with emergency control function | 1 | Scenario 2 |  | PPK¦SelectPro¦VDI3805¦Internet_EU |  |  | R7040R16-B3+NRF24A-SR | Characterised control valve | 600 kPa | 100 kPa |  | EU\Inbox\Combinations\Folder..6/..7\ | 40
124820 | R2040-16-S3+NRF24A-SR | R2040-16-S3+NRF24A-SR |  | R2040-16-S3 | + | NRF24A-SR | Actuator with emergency control function | 1 | Scenario 2 |  | PPK¦SelectPro¦VDI3805¦Internet_EU |  |  | R2040-16-S3+NRF24A-SR | Characterised control valve | 1400 kPa | 350 kPa |  | EU\Inbox\Combinations\Folder..2/..3\ | 41
124781 | R7040R16-B3/NRF24A-SR | R7040R16-B3/NRF24A-SR |  | R7040R16-B3 | / | NRF24A-SR | Actuator with emergency control function | 1 | Scenario 2 |  | PPK¦SelectPro¦VDI3805¦Internet_EU |  |  | R7040R16-B3/NRF24A-SR | Characterised control valve | 600 kPa | 100 kPa |  | EU\Inbox\Combinations\Folder..6/..7\ | 37
124821 | R2040-16-S3/NRF24A-SR | R2040-16-S3/NRF24A-SR |  | R2040-16-S3 | / | NRF24A-SR | Actuator with emergency control function | 1 | Scenario 2 |  | PPK¦SelectPro¦VDI3805¦Internet_EU |  |  | R2040-16-S3/NRF24A-SR | Characterised control valve | 1400 kPa | 350 kPa |  | EU\Inbox\Combinations\Folder..2/..3\ | 37
124772 | R2032-16-S3+NRF24A-SR | R2032-16-S3+NRF24A-SR |  | R2032-16-S3 | + | NRF24A-SR | Actuator with emergency control function | 1 | Scenario 2 |  | PPK¦SelectPro¦VDI3805¦Internet_EU |  |  | R2032-16-S3+NRF24A-SR | Characterised control valve | 1400 kPa | 350 kPa |  | EU\Inbox\Combinations\Folder..2/..3\ | 40
124773 | R2032-16-S3/NRF24A-SR | R2032-16-S3/NRF24A-SR |  | R2032-16-S3 | / | NRF24A-SR | Actuator with emergency control function | 1 | Scenario 2 |  | PPK¦SelectPro¦VDI3805¦Internet_EU |  |  | R2032-16-S3/NRF24A-SR | Characterised control valve | 1400 kPa | 350 kPa |  | EU\Inbox\Combinations\Folder..2/..3\ | 37
125190 | R3032-16-S3+NRF24A-SR | R3032-16-S3+NRF24A-SR |  | R3032-16-S3 | + | NRF24A-SR | Actuator with emergency control function | 1 | Scenario 2 |  | PPK¦SelectPro¦VDI3805¦Internet_EU |  |  | R3032-16-S3+NRF24A-SR | Characterised control valve | 1400 kPa | 350 kPa |  | EU\Inbox\Combinations\Folder..2/..3\ | 43
125191 | R3032-16-S3/NRF24A-SR | R3032-16-S3/NRF24A-SR |  | R3032-16-S3 | / | NRF24A-SR | Actuator with emergency control function | 1 | Scenario 2 |  | PPK¦SelectPro¦VDI3805¦Internet_EU |  |  | R3032-16-S3/NRF24A-SR | Characterised control valve | 1400 kPa | 350 kPa |  | EU\Inbox\Combinations\Folder..2/..3\ | 40
125214 | R3040-16-S3+NRF24A-SR | R3040-16-S3+NRF24A-SR |  | R3040-16-S3 | + | NRF24A-SR | Actuator with emergency control function | 1 | Scenario 2 |  | PPK¦SelectPro¦VDI3805¦Internet_EU |  |  | R3040-16-S3+NRF24A-SR | Characterised control valve | 1400 kPa | 350 kPa |  | EU\Inbox\Combinations\Folder..2/..3\ | 45
125215 | R3040-16-S3/NRF24A-SR | R3040-16-S3/NRF24A-SR |  | R3040-16-S3 | / | NRF24A-SR | Actuator with emergency control function | 1 | Scenario 2 |  | PPK¦SelectPro¦VDI3805¦Internet_EU |  |  | R3040-16-S3/NRF24A-SR | Characterised control valve | 1400 kPa | 350 kPa |  | EU\Inbox\Combinations\Folder..2/..3\ | 43
125786 | R6032R16-B3+NRF24A-SR | R6032R16-B3+NRF24A-SR |  | R6032R16-B3 | + | NRF24A-SR | Actuator with emergency control function | 1 | Scenario 2 |  | PPK¦SelectPro¦VDI3805¦Internet_EU |  |  | R6032R16-B3+NRF24A-SR | Characterised control valve | 600 kPa | 100 kPa |  | EU\Inbox\Combinations\Folder..6/..7\ | 42
125787 | R6032R16-B3/NRF24A-SR | R6032R16-B3/NRF24A-SR |  | R6032R16-B3 | / | NRF24A-SR | Actuator with emergency control function | 1 | Scenario 2 |  | PPK¦SelectPro¦VDI3805¦Internet_EU |  |  | R6032R16-B3/NRF24A-SR | Characterised control valve | 600 kPa | 100 kPa |  | EU\Inbox\Combinations\Folder..6/..7\ | 39
126194 | R419D+LR24A | R419D+LR24A |  | R419D | + | LR24A | Standard actuator | 1 | Scenario 2 |  | PPK¦SelectPro¦VDI3805¦Internet_EU |  |  | R419D+LR24A | Characterised control valve | 1400 kPa | 400 kPa |  | EU\Inbox\Combinations\Folder..4/..5\ | 39
126164 | R417D+LR24A-SR | R417D+LR24A-SR |  | R417D | + | LR24A-SR | Standard actuator | 1 | Scenario 2 |  | PPK¦SelectPro¦VDI3805¦Internet_EU |  |  | R417D+LR24A-SR | Characterised control valve | 1400 kPa | 400 kPa |  | EU\Inbox\Combinations\Folder..4/..5\ | 40
126195 | R419D/LR24A | R419D/LR24A |  | R419D | / | LR24A | Standard actuator | 1 | Scenario 2 |  | PPK¦SelectPro¦VDI3805¦Internet_EU |  |  | R419D/LR24A | Characterised control valve | 1400 kPa | 400 kPa |  | EU\Inbox\Combinations\Folder..4/..5\ | 39
126165 | R417D/LR24A-SR | R417D/LR24A-SR |  | R417D | / | LR24A-SR | Standard actuator | 1 | Scenario 2 |  | PPK¦SelectPro¦VDI3805¦Internet_EU |  |  | R417D/LR24A-SR | Characterised control valve | 1400 kPa | 400 kPa |  | EU\Inbox\Combinations\Folder..4/..5\ | 40
126198 | R419D+LR24A-MP | R419D+LR24A-MP |  | R419D | + | LR24A-MP | Communicative actuator | 0 | Scenario 2 |  | PPK¦SelectPro¦VDI3805¦Internet_EU |  |  | R419D+LR24A-MP | Characterised control valve | 1400 kPa | 400 kPa |  | EU\Inbox\Combinations\Folder..4/..5\ | 38
126168 | R417D+LRC24A-SR | R417D+LRC24A-SR |  | R417D | + | LRC24A-SR | Fast runner | 1 | Scenario 2 |  | PPK¦SelectPro¦VDI3805¦Internet_EU |  |  | R417D+LRC24A-SR | Characterised control valve | 1400 kPa | 400 kPa |  | EU\Inbox\Combinations\Folder..4/..5\ | 39
126199 | R419D/LR24A-MP | R419D/LR24A-MP |  | R419D | / | LR24A-MP | Communicative actuator | 0 | Scenario 2 |  | PPK¦SelectPro¦VDI3805¦Internet_EU |  |  | R419D/LR24A-MP | Characterised control valve | 1400 kPa | 400 kPa |  | EU\Inbox\Combinations\Folder..4/..5\ | 38
126169 | R417D/LRC24A-SR | R417D/LRC24A-SR |  | R417D | / | LRC24A-SR | Fast runner | 1 | Scenario 2 |  | PPK¦SelectPro¦VDI3805¦Internet_EU |  |  | R417D/LRC24A-SR | Characterised control valve | 1400 kPa | 400 kPa |  | EU\Inbox\Combinations\Folder..4/..5\ | 39
126200 | R419D+LR24A-S | R419D+LR24A-S |  | R419D | + | LR24A-S | Standard actuator | 0 | Scenario 2 |  | PPK¦SelectPro¦VDI3805¦Internet_EU |  |  | R419D+LR24A-S | Characterised control valve | 1400 kPa | 400 kPa |  | EU\Inbox\Combinations\Folder..4/..5\ | 38
126170 | R418D+LR230A | R418D+LR230A |  | R418D | + | LR230A | Standard actuator | 1 | Scenario 2 |  | PPK¦SelectPro¦VDI3805¦Internet_EU |  |  | R418D+LR230A | Characterised control valve | 1400 kPa | 400 kPa |  | EU\Inbox\Combinations\Folder..4/..5\ | 39
126201 | R419D/LR24A-S | R419D/LR24A-S |  | R419D | / | LR24A-S | Standard actuator | 0 | Scenario 2 |  | PPK¦SelectPro¦VDI3805¦Internet_EU |  |  | R419D/LR24A-S | Characterised control valve | 1400 kPa | 400 kPa |  | EU\Inbox\Combinations\Folder..4/..5\ | 38
126171 | R418D/LR230A | R418D/LR230A |  | R418D | / | LR230A | Standard actuator | 1 | Scenario 2 |  | PPK¦SelectPro¦VDI3805¦Internet_EU |  |  | R418D/LR230A | Characterised control valve | 1400 kPa | 400 kPa |  | EU\Inbox\Combinations\Folder..4/..5\ | 39
126202 | R419D+LR24A-SR | R419D+LR24A-SR |  | R419D | + | LR24A-SR | Standard actuator | 1 | Scenario 2 |  | PPK¦SelectPro¦VDI3805¦Internet_EU |  |  | R419D+LR24A-SR | Characterised control valve | 1400 kPa | 400 kPa |  | EU\Inbox\Combinations\Folder..4/..5\ | 40
126172 | R418D+LR230A-S | R418D+LR230A-S |  | R418D | + | LR230A-S | Standard actuator | 0 | Scenario 2 |  | PPK¦SelectPro¦VDI3805¦Internet_EU |  |  | R418D+LR230A-S | Characterised control valve | 1400 kPa | 400 kPa |  | EU\Inbox\Combinations\Folder..4/..5\ | 38
126203 | R419D/LR24A-SR | R419D/LR24A-SR |  | R419D | / | LR24A-SR | Standard actuator | 1 | Scenario 2 |  | PPK¦SelectPro¦VDI3805¦Internet_EU |  |  | R419D/LR24A-SR | Characterised control valve | 1400 kPa | 400 kPa |  | EU\Inbox\Combinations\Folder..4/..5\ | 40
126173 | R418D/LR230A-S | R418D/LR230A-S |  | R418D | / | LR230A-S | Standard actuator | 0 | Scenario 2 |  | PPK¦SelectPro¦VDI3805¦Internet_EU |  |  | R418D/LR230A-S | Characterised control valve | 1400 kPa | 400 kPa |  | EU\Inbox\Combinations\Folder..4/..5\ | 38
126174 | R418D+LR24A | R418D+LR24A |  | R418D | + | LR24A | Standard actuator | 1 | Scenario 2 |  | PPK¦SelectPro¦VDI3805¦Internet_EU |  |  | R418D+LR24A | Characterised control valve | 1400 kPa | 400 kPa |  | EU\Inbox\Combinations\Folder..4/..5\ | 39
126175 | R418D/LR24A | R418D/LR24A |  | R418D | / | LR24A | Standard actuator | 1 | Scenario 2 |  | PPK¦SelectPro¦VDI3805¦Internet_EU |  |  | R418D/LR24A | Characterised control valve | 1400 kPa | 400 kPa |  | EU\Inbox\Combinations\Folder..4/..5\ | 39
126206 | R419D+LRC24A-SR | R419D+LRC24A-SR |  | R419D | + | LRC24A-SR | Fast runner | 1 | Scenario 2 |  | PPK¦SelectPro¦VDI3805¦Internet_EU |  |  | R419D+LRC24A-SR | Characterised control valve | 1400 kPa | 400 kPa |  | EU\Inbox\Combinations\Folder..4/..5\ | 39
126207 | R419D/LRC24A-SR | R419D/LRC24A-SR |  | R419D | / | LRC24A-SR | Fast runner | 1 | Scenario 2 |  | PPK¦SelectPro¦VDI3805¦Internet_EU |  |  | R419D/LRC24A-SR | Characterised control valve | 1400 kPa | 400 kPa |  | EU\Inbox\Combinations\Folder..4/..5\ | 39
126110 | R6065W63-S8+SRF24A-SR-5 | R6065W63-S8+SRF24A-SR-5 |  | R6065W63-S8 | + | SRF24A-SR-5 | Actuator with emergency control function | 1 | Scenario 2 |  | PPK¦SelectPro¦VDI3805¦Internet_EU |  |  | R6065W63-S8+SRF24A-SR-5 | Characterised control valve | 690 kPa | 400 kPa |  | EU\Inbox\Combinations\Folder..6/..7\ | 38
126178 | R418D+LR24A-MP | R418D+LR24A-MP |  | R418D | + | LR24A-MP | Communicative actuator | 0 | Scenario 2 |  | PPK¦SelectPro¦VDI3805¦Internet_EU |  |  | R418D+LR24A-MP | Characterised control valve | 1400 kPa | 400 kPa |  | EU\Inbox\Combinations\Folder..4/..5\ | 38
126111 | R6065W63-S8/SRF24A-SR-5 | R6065W63-S8/SRF24A-SR-5 |  | R6065W63-S8 | / | SRF24A-SR-5 | Actuator with emergency control function | 1 | Scenario 2 |  | PPK¦SelectPro¦VDI3805¦Internet_EU |  |  | R6065W63-S8/SRF24A-SR-5 | Characterised control valve | 690 kPa | 400 kPa |  | EU\Inbox\Combinations\Folder..6/..7\ | 38
126179 | R418D/LR24A-MP | R418D/LR24A-MP |  | R418D | / | LR24A-MP | Communicative actuator | 0 | Scenario 2 |  | PPK¦SelectPro¦VDI3805¦Internet_EU |  |  | R418D/LR24A-MP | Characterised control valve | 1400 kPa | 400 kPa |  | EU\Inbox\Combinations\Folder..4/..5\ | 38
126150 | R417D+LR230A | R417D+LR230A |  | R417D | + | LR230A | Standard actuator | 1 | Scenario 2 |  | PPK¦SelectPro¦VDI3805¦Internet_EU |  |  | R417D+LR230A | Characterised control valve | 1400 kPa | 400 kPa |  | EU\Inbox\Combinations\Folder..4/..5\ | 39
126180 | R418D+LR24A-S | R418D+LR24A-S |  | R418D | + | LR24A-S | Standard actuator | 0 | Scenario 2 |  | PPK¦SelectPro¦VDI3805¦Internet_EU |  |  | R418D+LR24A-S | Characterised control valve | 1400 kPa | 400 kPa |  | EU\Inbox\Combinations\Folder..4/..5\ | 38
126151 | R417D/LR230A | R417D/LR230A |  | R417D | / | LR230A | Standard actuator | 1 | Scenario 2 |  | PPK¦SelectPro¦VDI3805¦Internet_EU |  |  | R417D/LR230A | Characterised control valve | 1400 kPa | 400 kPa |  | EU\Inbox\Combinations\Folder..4/..5\ | 39
126181 | R418D/LR24A-S | R418D/LR24A-S |  | R418D | / | LR24A-S | Standard actuator | 0 | Scenario 2 |  | PPK¦SelectPro¦VDI3805¦Internet_EU |  |  | R418D/LR24A-S | Characterised control valve | 1400 kPa | 400 kPa |  | EU\Inbox\Combinations\Folder..4/..5\ | 38
126152 | R417D+LR230A-S | R417D+LR230A-S |  | R417D | + | LR230A-S | Standard actuator | 0 | Scenario 2 |  | PPK¦SelectPro¦VDI3805¦Internet_EU |  |  | R417D+LR230A-S | Characterised control valve | 1400 kPa | 400 kPa |  | EU\Inbox\Combinations\Folder..4/..5\ | 38
126182 | R418D+LR24A-SR | R418D+LR24A-SR |  | R418D | + | LR24A-SR | Standard actuator | 1 | Scenario 2 |  | PPK¦SelectPro¦VDI3805¦Internet_EU |  |  | R418D+LR24A-SR | Characterised control valve | 1400 kPa | 400 kPa |  | EU\Inbox\Combinations\Folder..4/..5\ | 40
126153 | R417D/LR230A-S | R417D/LR230A-S |  | R417D | / | LR230A-S | Standard actuator | 0 | Scenario 2 |  | PPK¦SelectPro¦VDI3805¦Internet_EU |  |  | R417D/LR230A-S | Characterised control valve | 1400 kPa | 400 kPa |  | EU\Inbox\Combinations\Folder..4/..5\ | 38
126154 | R417D+LR24A | R417D+LR24A |  | R417D | + | LR24A | Standard actuator | 1 | Scenario 2 |  | PPK¦SelectPro¦VDI3805¦Internet_EU |  |  | R417D+LR24A | Characterised control valve | 1400 kPa | 400 kPa |  | EU\Inbox\Combinations\Folder..4/..5\ | 39
126183 | R418D/LR24A-SR | R418D/LR24A-SR |  | R418D | / | LR24A-SR | Standard actuator | 1 | Scenario 2 |  | PPK¦SelectPro¦VDI3805¦Internet_EU |  |  | R418D/LR24A-SR | Characterised control valve | 1400 kPa | 400 kPa |  | EU\Inbox\Combinations\Folder..4/..5\ | 40
126155 | R417D/LR24A | R417D/LR24A |  | R417D | / | LR24A | Standard actuator | 1 | Scenario 2 |  | PPK¦SelectPro¦VDI3805¦Internet_EU |  |  | R417D/LR24A | Characterised control valve | 1400 kPa | 400 kPa |  | EU\Inbox\Combinations\Folder..4/..5\ | 39
126118 | R6080W100-S8+SRF24A-SR-5 | R6080W100-S8+SRF24A-SR-5 |  | R6080W100-S8 | + | SRF24A-SR-5 | Actuator with emergency control function | 1 | Scenario 2 |  | PPK¦SelectPro¦VDI3805¦Internet_EU |  |  | R6080W100-S8+SRF24A-SR-5 | Characterised control valve | 690 kPa | 400 kPa |  | EU\Inbox\Combinations\Folder..6/..7\ | 38
126186 | R418D+LRC24A-SR | R418D+LRC24A-SR |  | R418D | + | LRC24A-SR | Fast runner | 1 | Scenario 2 |  | PPK¦SelectPro¦VDI3805¦Internet_EU |  |  | R418D+LRC24A-SR | Characterised control valve | 1400 kPa | 400 kPa |  | EU\Inbox\Combinations\Folder..4/..5\ | 39
126119 | R6080W100-S8/SRF24A-SR-5 | R6080W100-S8/SRF24A-SR-5 |  | R6080W100-S8 | / | SRF24A-SR-5 | Actuator with emergency control function | 1 | Scenario 2 |  | PPK¦SelectPro¦VDI3805¦Internet_EU |  |  | R6080W100-S8/SRF24A-SR-5 | Characterised control valve | 690 kPa | 400 kPa |  | EU\Inbox\Combinations\Folder..6/..7\ | 38
126187 | R418D/LRC24A-SR | R418D/LRC24A-SR |  | R418D | / | LRC24A-SR | Fast runner | 1 | Scenario 2 |  | PPK¦SelectPro¦VDI3805¦Internet_EU |  |  | R418D/LRC24A-SR | Characterised control valve | 1400 kPa | 400 kPa |  | EU\Inbox\Combinations\Folder..4/..5\ | 39
126158 | R417D+LR24A-MP | R417D+LR24A-MP |  | R417D | + | LR24A-MP | Communicative actuator | 0 | Scenario 2 |  | PPK¦SelectPro¦VDI3805¦Internet_EU |  |  | R417D+LR24A-MP | Characterised control valve | 1400 kPa | 400 kPa |  | EU\Inbox\Combinations\Folder..4/..5\ | 38
126188 | R419D+LR230A | R419D+LR230A |  | R419D | + | LR230A | Standard actuator | 1 | Scenario 2 |  | PPK¦SelectPro¦VDI3805¦Internet_EU |  |  | R419D+LR230A | Characterised control valve | 1400 kPa | 400 kPa |  | EU\Inbox\Combinations\Folder..4/..5\ | 39
126159 | R417D/LR24A-MP | R417D/LR24A-MP |  | R417D | / | LR24A-MP | Communicative actuator | 0 | Scenario 2 |  | PPK¦SelectPro¦VDI3805¦Internet_EU |  |  | R417D/LR24A-MP | Characterised control valve | 1400 kPa | 400 kPa |  | EU\Inbox\Combinations\Folder..4/..5\ | 38
126189 | R419D/LR230A | R419D/LR230A |  | R419D | / | LR230A | Standard actuator | 1 | Scenario 2 |  | PPK¦SelectPro¦VDI3805¦Internet_EU |  |  | R419D/LR230A | Characterised control valve | 1400 kPa | 400 kPa |  | EU\Inbox\Combinations\Folder..4/..5\ | 39
126162 | R417D+LR24A-S | R417D+LR24A-S |  | R417D | + | LR24A-S | Standard actuator | 0 | Scenario 2 |  | PPK¦SelectPro¦VDI3805¦Internet_EU |  |  | R417D+LR24A-S | Characterised control valve | 1400 kPa | 400 kPa |  | EU\Inbox\Combinations\Folder..4/..5\ | 38
126163 | R417D/LR24A-S | R417D/LR24A-S |  | R417D | / | LR24A-S | Standard actuator | 0 | Scenario 2 |  | PPK¦SelectPro¦VDI3805¦Internet_EU |  |  | R417D/LR24A-S | Characterised control valve | 1400 kPa | 400 kPa |  | EU\Inbox\Combinations\Folder..4/..5\ | 38
126192 | R419D+LR230A-S | R419D+LR230A-S |  | R419D | + | LR230A-S | Standard actuator | 0 | Scenario 2 |  | PPK¦SelectPro¦VDI3805¦Internet_EU |  |  | R419D+LR230A-S | Characterised control valve | 1400 kPa | 400 kPa |  | EU\Inbox\Combinations\Folder..4/..5\ | 38
126193 | R419D/LR230A-S | R419D/LR230A-S |  | R419D | / | LR230A-S | Standard actuator | 0 | Scenario 2 |  | PPK¦SelectPro¦VDI3805¦Internet_EU |  |  | R419D/LR230A-S | Characterised control valve | 1400 kPa | 400 kPa |  | EU\Inbox\Combinations\Folder..4/..5\ | 38
127723 | D640NL+SR24A-MP-5 | D640NL+SR24A-MP-5 |  | D640NL | + | SR24A-MP-5 | Communicative actuator | 0 | Scenario 1 Scenario 2 |  | PPK¦SelectPro¦VDI3805¦Internet_EU |  |  | D640NL+SR24A-MP-5 | Butterfly valve | 1200 kPa | 3.4 kPa |  | EU\Inbox\Combinations\Folder..6/..7\ | 37
127724 | D640NL/SR24A-MP-5 | D640NL/SR24A-MP-5 |  | D640NL | / | SR24A-MP-5 | Communicative actuator | 0 | Scenario 1 Scenario 2 |  | PPK¦SelectPro¦VDI3805¦Internet_EU |  |  | D640NL/SR24A-MP-5 | Butterfly valve | 1200 kPa | 3.4 kPa |  | EU\Inbox\Combinations\Folder..6/..7\ | 37
127725 | D640NL+SR24A-SR-5 | D640NL+SR24A-SR-5 |  | D640NL | + | SR24A-SR-5 | Standard actuator | 0 | Scenario 2 |  | PPK¦SelectPro¦VDI3805¦Internet_EU |  |  | D640NL+SR24A-SR-5 | Butterfly valve | 1200 kPa | 3.4 kPa |  | EU\Inbox\Combinations\Folder..6/..7\ | 37
127726 | D640NL/SR24A-SR-5 | D640NL/SR24A-SR-5 |  | D640NL | / | SR24A-SR-5 | Standard actuator | 0 | Scenario 2 |  | PPK¦SelectPro¦VDI3805¦Internet_EU |  |  | D640NL/SR24A-SR-5 | Butterfly valve | 1200 kPa | 3.4 kPa |  | EU\Inbox\Combinations\Folder..6/..7\ | 37
127731 | D640NL+SRC24A-SR-5 | D640NL+SRC24A-SR-5 |  | D640NL | + | SRC24A-SR-5 | Fast runner | 0 | Scenario 2 |  | PPK¦SelectPro¦VDI3805¦Internet_EU |  |  | D640NL+SRC24A-SR-5 | Butterfly valve | 1200 kPa | 3.4 kPa |  | EU\Inbox\Combinations\Folder..6/..7\ | 38
127732 | D640NL/SRC24A-SR-5 | D640NL/SRC24A-SR-5 |  | D640NL | / | SRC24A-SR-5 | Fast runner | 0 | Scenario 2 |  | PPK¦SelectPro¦VDI3805¦Internet_EU |  |  | D640NL/SRC24A-SR-5 | Butterfly valve | 1200 kPa | 3.4 kPa |  | EU\Inbox\Combinations\Folder..6/..7\ | 38
127581 | D625NL+SR230A-5 | D625NL+SR230A-5 |  | D625NL | + | SR230A-5 | Standard actuator | 1 | Scenario 1 |  | PPK¦SelectPro¦VDI3805¦Internet_EU |  |  | D625NL+SR230A-5 | Butterfly valve | 1200 kPa | 1.6 kPa |  | EU\Inbox\Combinations\Folder..6/..7\ | 39
126616 | R2015-6P3-S1+TRC24A-SR | R2015-6P3-S1+TRC24A-SR |  | R2015-6P3-S1 | + | TRC24A-SR | Fast runner | 1 | Scenario 2 | 0 | PPK¦SelectPro¦VDI3805¦Internet_EU |  |  | R2015-6P3-S1+TRC24A-SR | Characterised control valve | 1400 kPa | 350 kPa |  | EU\Inbox\Combinations\Folder..2/..3\ | 41
127582 | D625NL/SR230A-5 | D625NL/SR230A-5 |  | D625NL | / | SR230A-5 | Standard actuator | 1 | Scenario 1 |  | PPK¦SelectPro¦VDI3805¦Internet_EU |  |  | D625NL/SR230A-5 | Butterfly valve | 1200 kPa | 1.6 kPa |  | EU\Inbox\Combinations\Folder..6/..7\ | 39
127683 | D632NL+SRF24A-SR-5 | D632NL+SRF24A-SR-5 |  | D632NL | + | SRF24A-SR-5 | Actuator with emergency control function | 0 | Scenario 2 |  | PPK¦SelectPro¦VDI3805¦Internet_EU |  |  | D632NL+SRF24A-SR-5 | Butterfly valve | 1200 kPa | 2.5 kPa |  | EU\Inbox\Combinations\Folder..6/..7\ | 39
127583 | D625NL+SR230A-SR-5 | D625NL+SR230A-SR-5 |  | D625NL | + | SR230A-SR-5 | Standard actuator | 0 | Scenario 2 |  | PPK¦SelectPro¦VDI3805¦Internet_EU |  |  | D625NL+SR230A-SR-5 | Butterfly valve | 1200 kPa | 1.6 kPa |  | EU\Inbox\Combinations\Folder..6/..7\ | 37
126617 | R2015-6P3-S1/TRC24A-SR | R2015-6P3-S1/TRC24A-SR |  | R2015-6P3-S1 | / | TRC24A-SR | Fast runner | 1 | Scenario 2 | 0 | PPK¦SelectPro¦VDI3805¦Internet_EU |  |  | R2015-6P3-S1/TRC24A-SR | Characterised control valve | 1400 kPa | 350 kPa |  | EU\Inbox\Combinations\Folder..2/..3\ | 41
127684 | D632NL/SRF24A-SR-5 | D632NL/SRF24A-SR-5 |  | D632NL | / | SRF24A-SR-5 | Actuator with emergency control function | 0 | Scenario 2 |  | PPK¦SelectPro¦VDI3805¦Internet_EU |  |  | D632NL/SRF24A-SR-5 | Butterfly valve | 1200 kPa | 2.5 kPa |  | EU\Inbox\Combinations\Folder..6/..7\ | 39
127584 | D625NL/SR230A-SR-5 | D625NL/SR230A-SR-5 |  | D625NL | / | SR230A-SR-5 | Standard actuator | 0 | Scenario 2 |  | PPK¦SelectPro¦VDI3805¦Internet_EU |  |  | D625NL/SR230A-SR-5 | Butterfly valve | 1200 kPa | 1.6 kPa |  | EU\Inbox\Combinations\Folder..6/..7\ | 37
126620 | R413D+LR230A | R413D+LR230A |  | R413D | + | LR230A | Standard actuator | 1 | Scenario 2 |  | PPK¦SelectPro¦VDI3805¦Internet_EU |  |  | R413D+LR230A | Characterised control valve | 1400 kPa | 400 kPa |  | EU\Inbox\Combinations\Folder..4/..5\ | 40
126621 | R413D/LR230A | R413D/LR230A |  | R413D | / | LR230A | Standard actuator | 1 | Scenario 2 |  | PPK¦SelectPro¦VDI3805¦Internet_EU |  |  | R413D/LR230A | Characterised control valve | 1400 kPa | 400 kPa |  | EU\Inbox\Combinations\Folder..4/..5\ | 40
127587 | D625NL+SR24A-5 | D625NL+SR24A-5 |  | D625NL | + | SR24A-5 | Standard actuator | 1 | Scenario 1 |  | PPK¦SelectPro¦VDI3805¦Internet_EU |  |  | D625NL+SR24A-5 | Butterfly valve | 1200 kPa | 1.6 kPa |  | EU\Inbox\Combinations\Folder..6/..7\ | 38
126622 | R413D+LR230A-S | R413D+LR230A-S |  | R413D | + | LR230A-S | Standard actuator | 0 | Scenario 2 |  | PPK¦SelectPro¦VDI3805¦Internet_EU |  |  | R413D+LR230A-S | Characterised control valve | 1400 kPa | 400 kPa |  | EU\Inbox\Combinations\Folder..4/..5\ | 39
127588 | D625NL/SR24A-5 | D625NL/SR24A-5 |  | D625NL | / | SR24A-5 | Standard actuator | 1 | Scenario 1 |  | PPK¦SelectPro¦VDI3805¦Internet_EU |  |  | D625NL/SR24A-5 | Butterfly valve | 1200 kPa | 1.6 kPa |  | EU\Inbox\Combinations\Folder..6/..7\ | 38
126623 | R413D/LR230A-S | R413D/LR230A-S |  | R413D | / | LR230A-S | Standard actuator | 0 | Scenario 2 |  | PPK¦SelectPro¦VDI3805¦Internet_EU |  |  | R413D/LR230A-S | Characterised control valve | 1400 kPa | 400 kPa |  | EU\Inbox\Combinations\Folder..4/..5\ | 39
126624 | R414D+LR24A-SR | R414D+LR24A-SR |  | R414D | + | LR24A-SR | Standard actuator | 1 | Scenario 2 |  | PPK¦SelectPro¦VDI3805¦Internet_EU |  |  | R414D+LR24A-SR | Characterised control valve | 1400 kPa | 400 kPa |  | EU\Inbox\Combinations\Folder..4/..5\ | 41
126625 | R414D/LR24A-SR | R414D/LR24A-SR |  | R414D | / | LR24A-SR | Standard actuator | 1 | Scenario 2 |  | PPK¦SelectPro¦VDI3805¦Internet_EU |  |  | R414D/LR24A-SR | Characterised control valve | 1400 kPa | 400 kPa |  | EU\Inbox\Combinations\Folder..4/..5\ | 40
127591 | D625NL+SR24A-MP-5 | D625NL+SR24A-MP-5 |  | D625NL | + | SR24A-MP-5 | Communicative actuator | 0 | Scenario 1 Scenario 2 |  | PPK¦SelectPro¦VDI3805¦Internet_EU |  |  | D625NL+SR24A-MP-5 | Butterfly valve | 1200 kPa | 1.6 kPa |  | EU\Inbox\Combinations\Folder..6/..7\ | 38
126626 | R413D+LR24A | R413D+LR24A |  | R413D | + | LR24A | Standard actuator | 1 | Scenario 2 |  | PPK¦SelectPro¦VDI3805¦Internet_EU |  |  | R413D+LR24A | Characterised control valve | 1400 kPa | 400 kPa |  | EU\Inbox\Combinations\Folder..4/..5\ | 39
127592 | D625NL/SR24A-MP-5 | D625NL/SR24A-MP-5 |  | D625NL | / | SR24A-MP-5 | Communicative actuator | 0 | Scenario 1 Scenario 2 |  | PPK¦SelectPro¦VDI3805¦Internet_EU |  |  | D625NL/SR24A-MP-5 | Butterfly valve | 1200 kPa | 1.6 kPa |  | EU\Inbox\Combinations\Folder..6/..7\ | 37
126627 | R413D/LR24A | R413D/LR24A |  | R413D | / | LR24A | Standard actuator | 1 | Scenario 2 |  | PPK¦SelectPro¦VDI3805¦Internet_EU |  |  | R413D/LR24A | Characterised control valve | 1400 kPa | 400 kPa |  | EU\Inbox\Combinations\Folder..4/..5\ | 40
127593 | D625NL+SR24A-SR-5 | D625NL+SR24A-SR-5 |  | D625NL | + | SR24A-SR-5 | Standard actuator | 0 | Scenario 2 |  | PPK¦SelectPro¦VDI3805¦Internet_EU |  |  | D625NL+SR24A-SR-5 | Butterfly valve | 1200 kPa | 1.6 kPa |  | EU\Inbox\Combinations\Folder..6/..7\ | 37
127594 | D625NL/SR24A-SR-5 | D625NL/SR24A-SR-5 |  | D625NL | / | SR24A-SR-5 | Standard actuator | 0 | Scenario 2 |  | PPK¦SelectPro¦VDI3805¦Internet_EU |  |  | D625NL/SR24A-SR-5 | Butterfly valve | 1200 kPa | 1.6 kPa |  | EU\Inbox\Combinations\Folder..6/..7\ | 37
127749 | D640NL+SRF24A-SR-5 | D640NL+SRF24A-SR-5 |  | D640NL | + | SRF24A-SR-5 | Actuator with emergency control function | 0 | Scenario 2 |  | PPK¦SelectPro¦VDI3805¦Internet_EU |  |  | D640NL+SRF24A-SR-5 | Butterfly valve | 1200 kPa | 3.4 kPa |  | EU\Inbox\Combinations\Folder..6/..7\ | 39
127750 | D640NL/SRF24A-SR-5 | D640NL/SRF24A-SR-5 |  | D640NL | / | SRF24A-SR-5 | Actuator with emergency control function | 0 | Scenario 2 |  | PPK¦SelectPro¦VDI3805¦Internet_EU |  |  | D640NL/SRF24A-SR-5 | Butterfly valve | 1200 kPa | 3.4 kPa |  | EU\Inbox\Combinations\Folder..6/..7\ | 39
127599 | D625NL+SRC24A-SR-5 | D625NL+SRC24A-SR-5 |  | D625NL | + | SRC24A-SR-5 | Fast runner | 0 | Scenario 2 |  | PPK¦SelectPro¦VDI3805¦Internet_EU |  |  | D625NL+SRC24A-SR-5 | Butterfly valve | 1200 kPa | 1.6 kPa |  | EU\Inbox\Combinations\Folder..6/..7\ | 38
126632 | R413D+LR24A-MP | R413D+LR24A-MP |  | R413D | + | LR24A-MP | Communicative actuator | 0 | Scenario 2 |  | PPK¦SelectPro¦VDI3805¦Internet_EU |  |  | R413D+LR24A-MP | Characterised control valve | 1400 kPa | 400 kPa |  | EU\Inbox\Combinations\Folder..4/..5\ | 39
127600 | D625NL/SRC24A-SR-5 | D625NL/SRC24A-SR-5 |  | D625NL | / | SRC24A-SR-5 | Fast runner | 0 | Scenario 2 |  | PPK¦SelectPro¦VDI3805¦Internet_EU |  |  | D625NL/SRC24A-SR-5 | Butterfly valve | 1200 kPa | 1.6 kPa |  | EU\Inbox\Combinations\Folder..6/..7\ | 38
126633 | R413D/LR24A-MP | R413D/LR24A-MP |  | R413D | / | LR24A-MP | Communicative actuator | 0 | Scenario 2 |  | PPK¦SelectPro¦VDI3805¦Internet_EU |  |  | R413D/LR24A-MP | Characterised control valve | 1400 kPa | 400 kPa |  | EU\Inbox\Combinations\Folder..4/..5\ | 39
126634 | R414D+LRC24A-SR | R414D+LRC24A-SR |  | R414D | + | LRC24A-SR | Fast runner | 1 | Scenario 2 |  | PPK¦SelectPro¦VDI3805¦Internet_EU |  |  | R414D+LRC24A-SR | Characterised control valve | 1400 kPa | 400 kPa |  | EU\Inbox\Combinations\Folder..4/..5\ | 40
126635 | R414D/LRC24A-SR | R414D/LRC24A-SR |  | R414D | / | LRC24A-SR | Fast runner | 1 | Scenario 2 |  | PPK¦SelectPro¦VDI3805¦Internet_EU |  |  | R414D/LRC24A-SR | Characterised control valve | 1400 kPa | 400 kPa |  | EU\Inbox\Combinations\Folder..4/..5\ | 40
126636 | R413D+LR24A-S | R413D+LR24A-S |  | R413D | + | LR24A-S | Standard actuator | 0 | Scenario 2 |  | PPK¦SelectPro¦VDI3805¦Internet_EU |  |  | R413D+LR24A-S | Characterised control valve | 1400 kPa | 400 kPa |  | EU\Inbox\Combinations\Folder..4/..5\ | 39
126637 | R413D/LR24A-S | R413D/LR24A-S |  | R413D | / | LR24A-S | Standard actuator | 0 | Scenario 2 |  | PPK¦SelectPro¦VDI3805¦Internet_EU |  |  | R413D/LR24A-S | Characterised control valve | 1400 kPa | 400 kPa |  | EU\Inbox\Combinations\Folder..4/..5\ | 39
128029 | R513+LR230A | R513+LR230A |  | R513 | + | LR230A | Standard actuator | 1 | Scenario 2 |  | PPK¦SelectPro¦VDI3805¦Internet_EU |  |  | R513+LR230A | Characterised control valve | 1400 kPa | 200 kPa |  | EU\Inbox\Combinations\Folder..4/..5\ | 35
126638 | R413D+LR24A-SR | R413D+LR24A-SR |  | R413D | + | LR24A-SR | Standard actuator | 1 | Scenario 2 |  | PPK¦SelectPro¦VDI3805¦Internet_EU |  |  | R413D+LR24A-SR | Characterised control valve | 1400 kPa | 400 kPa |  | EU\Inbox\Combinations\Folder..4/..5\ | 41
126639 | R413D/LR24A-SR | R413D/LR24A-SR |  | R413D | / | LR24A-SR | Standard actuator | 1 | Scenario 2 |  | PPK¦SelectPro¦VDI3805¦Internet_EU |  |  | R413D/LR24A-SR | Characterised control valve | 1400 kPa | 400 kPa |  | EU\Inbox\Combinations\Folder..4/..5\ | 41
128030 | R513/LR230A | R513/LR230A |  | R513 | / | LR230A | Standard actuator | 1 | Scenario 2 |  | PPK¦SelectPro¦VDI3805¦Internet_EU |  |  | R513/LR230A | Characterised control valve | 1400 kPa | 200 kPa |  | EU\Inbox\Combinations\Folder..4/..5\ | 36
128031 | R513+LR230A-S | R513+LR230A-S |  | R513 | + | LR230A-S | Standard actuator | 0 | Scenario 2 |  | PPK¦SelectPro¦VDI3805¦Internet_EU |  |  | R513+LR230A-S | Characterised control valve | 1400 kPa | 200 kPa |  | EU\Inbox\Combinations\Folder..4/..5\ | 35
128032 | R513/LR230A-S | R513/LR230A-S |  | R513 | / | LR230A-S | Standard actuator | 0 | Scenario 2 |  | PPK¦SelectPro¦VDI3805¦Internet_EU |  |  | R513/LR230A-S | Characterised control valve | 1400 kPa | 200 kPa |  | EU\Inbox\Combinations\Folder..4/..5\ | 35
128033 | R513+LR24A | R513+LR24A |  | R513 | + | LR24A | Standard actuator | 1 | Scenario 2 |  | PPK¦SelectPro¦VDI3805¦Internet_EU |  |  | R513+LR24A | Characterised control valve | 1400 kPa | 200 kPa |  | EU\Inbox\Combinations\Folder..4/..5\ | 37
128034 | R513/LR24A | R513/LR24A |  | R513 | / | LR24A | Standard actuator | 1 | Scenario 2 |  | PPK¦SelectPro¦VDI3805¦Internet_EU |  |  | R513/LR24A | Characterised control valve | 1400 kPa | 200 kPa |  | EU\Inbox\Combinations\Folder..4/..5\ | 36
126644 | R413D+LRC24A-SR | R413D+LRC24A-SR |  | R413D | + | LRC24A-SR | Fast runner | 1 | Scenario 2 |  | PPK¦SelectPro¦VDI3805¦Internet_EU |  |  | R413D+LRC24A-SR | Characterised control valve | 1400 kPa | 400 kPa |  | EU\Inbox\Combinations\Folder..4/..5\ | 40
128035 | R513+LR24A-S | R513+LR24A-S |  | R513 | + | LR24A-S | Standard actuator | 0 | Scenario 2 |  | PPK¦SelectPro¦VDI3805¦Internet_EU |  |  | R513+LR24A-S | Characterised control valve | 1400 kPa | 200 kPa |  | EU\Inbox\Combinations\Folder..4/..5\ | 36
126645 | R413D/LRC24A-SR | R413D/LRC24A-SR |  | R413D | / | LRC24A-SR | Fast runner | 1 | Scenario 2 |  | PPK¦SelectPro¦VDI3805¦Internet_EU |  |  | R413D/LRC24A-SR | Characterised control valve | 1400 kPa | 400 kPa |  | EU\Inbox\Combinations\Folder..4/..5\ | 40
127647 | D632NL+SR230A-5 | D632NL+SR230A-5 |  | D632NL | + | SR230A-5 | Standard actuator | 1 | Scenario 1 |  | PPK¦SelectPro¦VDI3805¦Internet_EU |  |  | D632NL+SR230A-5 | Butterfly valve | 1200 kPa | 2.5 kPa |  | EU\Inbox\Combinations\Folder..6/..7\ | 40
128036 | R513/LR24A-S | R513/LR24A-S |  | R513 | / | LR24A-S | Standard actuator | 0 | Scenario 2 |  | PPK¦SelectPro¦VDI3805¦Internet_EU |  |  | R513/LR24A-S | Characterised control valve | 1400 kPa | 200 kPa |  | EU\Inbox\Combinations\Folder..4/..5\ | 36
127648 | D632NL/SR230A-5 | D632NL/SR230A-5 |  | D632NL | / | SR230A-5 | Standard actuator | 1 | Scenario 1 |  | PPK¦SelectPro¦VDI3805¦Internet_EU |  |  | D632NL/SR230A-5 | Butterfly valve | 1200 kPa | 2.5 kPa |  | EU\Inbox\Combinations\Folder..6/..7\ | 40
127713 | D640NL+SR230A-5 | D640NL+SR230A-5 |  | D640NL | + | SR230A-5 | Standard actuator | 1 | Scenario 1 |  | PPK¦SelectPro¦VDI3805¦Internet_EU |  |  | D640NL+SR230A-5 | Butterfly valve | 1200 kPa | 3.4 kPa |  | EU\Inbox\Combinations\Folder..6/..7\ | 39
127649 | D632NL+SR230A-SR-5 | D632NL+SR230A-SR-5 |  | D632NL | + | SR230A-SR-5 | Standard actuator | 0 | Scenario 2 |  | PPK¦SelectPro¦VDI3805¦Internet_EU |  |  | D632NL+SR230A-SR-5 | Butterfly valve | 1200 kPa | 2.5 kPa |  | EU\Inbox\Combinations\Folder..6/..7\ | 38
126648 | R414D+LR230A | R414D+LR230A |  | R414D | + | LR230A | Standard actuator | 1 | Scenario 2 |  | PPK¦SelectPro¦VDI3805¦Internet_EU |  |  | R414D+LR230A | Characterised control valve | 1400 kPa | 400 kPa |  | EU\Inbox\Combinations\Folder..4/..5\ | 40
127714 | D640NL/SR230A-5 | D640NL/SR230A-5 |  | D640NL | / | SR230A-5 | Standard actuator | 1 | Scenario 1 |  | PPK¦SelectPro¦VDI3805¦Internet_EU |  |  | D640NL/SR230A-5 | Butterfly valve | 1200 kPa | 3.4 kPa |  | EU\Inbox\Combinations\Folder..6/..7\ | 39
126649 | R414D/LR230A | R414D/LR230A |  | R414D | / | LR230A | Standard actuator | 1 | Scenario 2 |  | PPK¦SelectPro¦VDI3805¦Internet_EU |  |  | R414D/LR230A | Characterised control valve | 1400 kPa | 400 kPa |  | EU\Inbox\Combinations\Folder..4/..5\ | 40
127650 | D632NL/SR230A-SR-5 | D632NL/SR230A-SR-5 |  | D632NL | / | SR230A-SR-5 | Standard actuator | 0 | Scenario 2 |  | PPK¦SelectPro¦VDI3805¦Internet_EU |  |  | D632NL/SR230A-SR-5 | Butterfly valve | 1200 kPa | 2.5 kPa |  | EU\Inbox\Combinations\Folder..6/..7\ | 38
127715 | D640NL+SR230A-SR-5 | D640NL+SR230A-SR-5 |  | D640NL | + | SR230A-SR-5 | Standard actuator | 0 | Scenario 2 |  | PPK¦SelectPro¦VDI3805¦Internet_EU |  |  | D640NL+SR230A-SR-5 | Butterfly valve | 1200 kPa | 3.4 kPa |  | EU\Inbox\Combinations\Folder..6/..7\ | 37
126650 | R414D+LR230A-S | R414D+LR230A-S |  | R414D | + | LR230A-S | Standard actuator | 0 | Scenario 2 |  | PPK¦SelectPro¦VDI3805¦Internet_EU |  |  | R414D+LR230A-S | Characterised control valve | 1400 kPa | 400 kPa |  | EU\Inbox\Combinations\Folder..4/..5\ | 39
127716 | D640NL/SR230A-SR-5 | D640NL/SR230A-SR-5 |  | D640NL | / | SR230A-SR-5 | Standard actuator | 0 | Scenario 2 |  | PPK¦SelectPro¦VDI3805¦Internet_EU |  |  | D640NL/SR230A-SR-5 | Butterfly valve | 1200 kPa | 3.4 kPa |  | EU\Inbox\Combinations\Folder..6/..7\ | 37
126651 | R414D/LR230A-S | R414D/LR230A-S |  | R414D | / | LR230A-S | Standard actuator | 0 | Scenario 2 |  | PPK¦SelectPro¦VDI3805¦Internet_EU |  |  | R414D/LR230A-S | Characterised control valve | 1400 kPa | 400 kPa |  | EU\Inbox\Combinations\Folder..4/..5\ | 39
127617 | D625NL+SRF24A-SR-5 | D625NL+SRF24A-SR-5 |  | D625NL | + | SRF24A-SR-5 | Actuator with emergency control function | 0 | Scenario 2 |  | PPK¦SelectPro¦VDI3805¦Internet_EU |  |  | D625NL+SRF24A-SR-5 | Butterfly valve | 1200 kPa | 1.6 kPa |  | EU\Inbox\Combinations\Folder..6/..7\ | 39
127653 | D632NL+SR24A-5 | D632NL+SR24A-5 |  | D632NL | + | SR24A-5 | Standard actuator | 1 | Scenario 1 |  | PPK¦SelectPro¦VDI3805¦Internet_EU |  |  | D632NL+SR24A-5 | Butterfly valve | 1200 kPa | 2.5 kPa |  | EU\Inbox\Combinations\Folder..6/..7\ | 39
127618 | D625NL/SRF24A-SR-5 | D625NL/SRF24A-SR-5 |  | D625NL | / | SRF24A-SR-5 | Actuator with emergency control function | 0 | Scenario 2 |  | PPK¦SelectPro¦VDI3805¦Internet_EU |  |  | D625NL/SRF24A-SR-5 | Butterfly valve | 1200 kPa | 1.6 kPa |  | EU\Inbox\Combinations\Folder..6/..7\ | 39
127654 | D632NL/SR24A-5 | D632NL/SR24A-5 |  | D632NL | / | SR24A-5 | Standard actuator | 1 | Scenario 1 |  | PPK¦SelectPro¦VDI3805¦Internet_EU |  |  | D632NL/SR24A-5 | Butterfly valve | 1200 kPa | 2.5 kPa |  | EU\Inbox\Combinations\Folder..6/..7\ | 39
127719 | D640NL+SR24A-5 | D640NL+SR24A-5 |  | D640NL | + | SR24A-5 | Standard actuator | 1 | Scenario 1 |  | PPK¦SelectPro¦VDI3805¦Internet_EU |  |  | D640NL+SR24A-5 | Butterfly valve | 1200 kPa | 3.4 kPa |  | EU\Inbox\Combinations\Folder..6/..7\ | 38
127720 | D640NL/SR24A-5 | D640NL/SR24A-5 |  | D640NL | / | SR24A-5 | Standard actuator | 1 | Scenario 1 |  | PPK¦SelectPro¦VDI3805¦Internet_EU |  |  | D640NL/SR24A-5 | Butterfly valve | 1200 kPa | 3.4 kPa |  | EU\Inbox\Combinations\Folder..6/..7\ | 38
127657 | D632NL+SR24A-MP-5 | D632NL+SR24A-MP-5 |  | D632NL | + | SR24A-MP-5 | Communicative actuator | 0 | Scenario 1 Scenario 2 |  | PPK¦SelectPro¦VDI3805¦Internet_EU |  |  | D632NL+SR24A-MP-5 | Butterfly valve | 1200 kPa | 2.5 kPa |  | EU\Inbox\Combinations\Folder..6/..7\ | 38
127658 | D632NL/SR24A-MP-5 | D632NL/SR24A-MP-5 |  | D632NL | / | SR24A-MP-5 | Communicative actuator | 0 | Scenario 1 Scenario 2 |  | PPK¦SelectPro¦VDI3805¦Internet_EU |  |  | D632NL/SR24A-MP-5 | Butterfly valve | 1200 kPa | 2.5 kPa |  | EU\Inbox\Combinations\Folder..6/..7\ | 38
127659 | D632NL+SR24A-SR-5 | D632NL+SR24A-SR-5 |  | D632NL | + | SR24A-SR-5 | Standard actuator | 0 | Scenario 2 |  | PPK¦SelectPro¦VDI3805¦Internet_EU |  |  | D632NL+SR24A-SR-5 | Butterfly valve | 1200 kPa | 2.5 kPa |  | EU\Inbox\Combinations\Folder..6/..7\ | 38
127660 | D632NL/SR24A-SR-5 | D632NL/SR24A-SR-5 |  | D632NL | / | SR24A-SR-5 | Standard actuator | 0 | Scenario 2 |  | PPK¦SelectPro¦VDI3805¦Internet_EU |  |  | D632NL/SR24A-SR-5 | Butterfly valve | 1200 kPa | 2.5 kPa |  | EU\Inbox\Combinations\Folder..6/..7\ | 38
127665 | D632NL+SRC24A-SR-5 | D632NL+SRC24A-SR-5 |  | D632NL | + | SRC24A-SR-5 | Fast runner | 0 | Scenario 2 |  | PPK¦SelectPro¦VDI3805¦Internet_EU |  |  | D632NL+SRC24A-SR-5 | Butterfly valve | 1200 kPa | 2.5 kPa |  | EU\Inbox\Combinations\Folder..6/..7\ | 37
127666 | D632NL/SRC24A-SR-5 | D632NL/SRC24A-SR-5 |  | D632NL | / | SRC24A-SR-5 | Fast runner | 0 | Scenario 2 |  | PPK¦SelectPro¦VDI3805¦Internet_EU |  |  | D632NL/SRC24A-SR-5 | Butterfly valve | 1200 kPa | 2.5 kPa |  | EU\Inbox\Combinations\Folder..6/..7\ | 37
126654 | R414D+LR24A | R414D+LR24A |  | R414D | + | LR24A | Standard actuator | 1 | Scenario 2 |  | PPK¦SelectPro¦VDI3805¦Internet_EU |  |  | R414D+LR24A | Characterised control valve | 1400 kPa | 400 kPa |  | EU\Inbox\Combinations\Folder..4/..5\ | 40
126655 | R414D/LR24A | R414D/LR24A |  | R414D | / | LR24A | Standard actuator | 1 | Scenario 2 |  | PPK¦SelectPro¦VDI3805¦Internet_EU |  |  | R414D/LR24A | Characterised control valve | 1400 kPa | 400 kPa |  | EU\Inbox\Combinations\Folder..4/..5\ | 40
126660 | R414D+LR24A-MP | R414D+LR24A-MP |  | R414D | + | LR24A-MP | Communicative actuator | 0 | Scenario 2 |  | PPK¦SelectPro¦VDI3805¦Internet_EU |  |  | R414D+LR24A-MP | Characterised control valve | 1400 kPa | 400 kPa |  | EU\Inbox\Combinations\Folder..4/..5\ | 38
126661 | R414D/LR24A-MP | R414D/LR24A-MP |  | R414D | / | LR24A-MP | Communicative actuator | 0 | Scenario 2 |  | PPK¦SelectPro¦VDI3805¦Internet_EU |  |  | R414D/LR24A-MP | Characterised control valve | 1400 kPa | 400 kPa |  | EU\Inbox\Combinations\Folder..4/..5\ | 38
126664 | R414D+LR24A-S | R414D+LR24A-S |  | R414D | + | LR24A-S | Standard actuator | 0 | Scenario 2 |  | PPK¦SelectPro¦VDI3805¦Internet_EU |  |  | R414D+LR24A-S | Characterised control valve | 1400 kPa | 400 kPa |  | EU\Inbox\Combinations\Folder..4/..5\ | 38
126665 | R414D/LR24A-S | R414D/LR24A-S |  | R414D | / | LR24A-S | Standard actuator | 0 | Scenario 2 |  | PPK¦SelectPro¦VDI3805¦Internet_EU |  |  | R414D/LR24A-S | Characterised control valve | 1400 kPa | 400 kPa |  | EU\Inbox\Combinations\Folder..4/..5\ | 38
129424 | H440B+NVK230A-3 | H440B+NVK230A-3 |  | H440B | + | NVK230A-3 | Actuator with emergency control function | 1 | Scenario 2 |  | PPK¦SelectPro¦VDI3805¦Internet_EU |  |  | H440B+NVK230A-3 | Globe valve | 500 kPa | 400 kPa |  | EU\Inbox\Combinations\Folder..4/..5\ | 38
129524 | H620S+NVK230A-3 | H620S+NVK230A-3 |  | H620S | + | NVK230A-3 | Actuator with emergency control function | 1 | Scenario 2 |  | PPK¦SelectPro¦VDI3805¦Internet_EU |  |  | H620S+NVK230A-3 | Globe valve | 1600 kPa | 1000 kPa |  | EU\Inbox\Combinations\Folder..6/..7\ | 36
128773 | H624S+LV24A-TPC | H624S+LV24A-TPC |  | H624S | + | LV24A-TPC | Standard actuator | 0 | Scenario 2 |  | PPK¦SelectPro¦VDI3805¦Internet_EU |  |  | H624S+LV24A-TPC | Globe valve | 450 kPa | 450 kPa |  | EU\Inbox\Combinations\Folder..6/..7\ | 33
128873 | H650N+LV24A-TPC | H650N+LV24A-TPC |  | H650N | + | LV24A-TPC | Standard actuator | 0 | Scenario 2 |  | PPK¦SelectPro¦VDI3805¦Internet_EU |  |  | H650N+LV24A-TPC | Globe valve | 70 kPa | 70 kPa |  | EU\Inbox\Combinations\Folder..6/..7\ | 34
129474 | H6040X25-S2+NVK230A-3 | H6040X25-S2+NVK230A-3 |  | H6040X25-S2 | + | NVK230A-3 | Actuator with emergency control function | 1 | Scenario 2 |  | PPK¦SelectPro¦VDI3805¦Internet_EU |  |  | H6040X25-S2+NVK230A-3 | Globe valve | 500 kPa | 500 kPa |  | EU\Inbox\Combinations\Folder..6/..7\ | 37
128923 | H712N+LV24A-TPC | H712N+LV24A-TPC |  | H712N | + | LV24A-TPC | Standard actuator | 1 | Scenario 2 |  | PPK¦SelectPro¦VDI3805¦Internet_EU |  |  | H712N+LV24A-TPC | Globe valve | 1300 kPa | 400 kPa |  | EU\Inbox\Combinations\Folder..6/..7\ | 33
129425 | H440B/NVK230A-3 | H440B/NVK230A-3 |  | H440B | / | NVK230A-3 | Actuator with emergency control function | 1 | Scenario 2 |  | PPK¦SelectPro¦VDI3805¦Internet_EU |  |  | H440B/NVK230A-3 | Globe valve | 500 kPa | 400 kPa |  | EU\Inbox\Combinations\Folder..4/..5\ | 38
128823 | H632R+LV24A-TPC | H632R+LV24A-TPC |  | H632R | + | LV24A-TPC | Standard actuator | 0 | Scenario 2 |  | PPK¦SelectPro¦VDI3805¦Internet_EU |  |  | H632R+LV24A-TPC | Globe valve | 350 kPa | 350 kPa |  | EU\Inbox\Combinations\Folder..6/..7\ | 33
128973 | H714R+LV24A-TPC | H714R+LV24A-TPC |  | H714R | + | LV24A-TPC | Standard actuator | 1 | Scenario 2 |  | PPK¦SelectPro¦VDI3805¦Internet_EU |  |  | H714R+LV24A-TPC | Globe valve | 600 kPa | 400 kPa |  | EU\Inbox\Combinations\Folder..6/..7\ | 32
129098 | H6100R/AVK230A-3 | H6100R/AVK230A-3 |  | H6100R | / | AVK230A-3 | Actuator with emergency control function | 1 | Scenario 2 |  | PPK¦SelectPro¦VDI3805¦Internet_EU |  |  | H6100R/AVK230A-3 | Globe valve | 150 kPa | 150 kPa |  | EU\Inbox\Combinations\Folder..6/..7\ | 36
128774 | H624S/LV24A-TPC | H624S/LV24A-TPC |  | H624S | / | LV24A-TPC | Standard actuator | 0 | Scenario 2 |  | PPK¦SelectPro¦VDI3805¦Internet_EU |  |  | H624S/LV24A-TPC | Globe valve | 450 kPa | 450 kPa |  | EU\Inbox\Combinations\Folder..6/..7\ | 33
129525 | H620S/NVK230A-3 | H620S/NVK230A-3 |  | H620S | / | NVK230A-3 | Actuator with emergency control function | 1 | Scenario 2 |  | PPK¦SelectPro¦VDI3805¦Internet_EU |  |  | H620S/NVK230A-3 | Globe valve | 1600 kPa | 1000 kPa |  | EU\Inbox\Combinations\Folder..6/..7\ | 36
128874 | H650N/LV24A-TPC | H650N/LV24A-TPC |  | H650N | / | LV24A-TPC | Standard actuator | 0 | Scenario 2 |  | PPK¦SelectPro¦VDI3805¦Internet_EU |  |  | H650N/LV24A-TPC | Globe valve | 70 kPa | 70 kPa |  | EU\Inbox\Combinations\Folder..6/..7\ | 33
128924 | H712N/LV24A-TPC | H712N/LV24A-TPC |  | H712N | / | LV24A-TPC | Standard actuator | 1 | Scenario 2 |  | PPK¦SelectPro¦VDI3805¦Internet_EU |  |  | H712N/LV24A-TPC | Globe valve | 1300 kPa | 400 kPa |  | EU\Inbox\Combinations\Folder..6/..7\ | 33
129426 | H450B+NVK230A-3 | H450B+NVK230A-3 |  | H450B | + | NVK230A-3 | Actuator with emergency control function | 1 | Scenario 2 |  | PPK¦SelectPro¦VDI3805¦Internet_EU |  |  | H450B+NVK230A-3 | Globe valve | 300 kPa | 300 kPa |  | EU\Inbox\Combinations\Folder..4/..5\ | 35
129475 | H6040X25-S2/NVK230A-3 | H6040X25-S2/NVK230A-3 |  | H6040X25-S2 | / | NVK230A-3 | Actuator with emergency control function | 1 | Scenario 2 |  | PPK¦SelectPro¦VDI3805¦Internet_EU |  |  | H6040X25-S2/NVK230A-3 | Globe valve | 500 kPa | 500 kPa |  | EU\Inbox\Combinations\Folder..6/..7\ | 37
128824 | H632R/LV24A-TPC | H632R/LV24A-TPC |  | H632R | / | LV24A-TPC | Standard actuator | 0 | Scenario 2 |  | PPK¦SelectPro¦VDI3805¦Internet_EU |  |  | H632R/LV24A-TPC | Globe valve | 350 kPa | 350 kPa |  | EU\Inbox\Combinations\Folder..6/..7\ | 33
128974 | H714R/LV24A-TPC | H714R/LV24A-TPC |  | H714R | / | LV24A-TPC | Standard actuator | 1 | Scenario 2 |  | PPK¦SelectPro¦VDI3805¦Internet_EU |  |  | H714R/LV24A-TPC | Globe valve | 600 kPa | 400 kPa |  | EU\Inbox\Combinations\Folder..6/..7\ | 32
129526 | H624S+NVK230A-3 | H624S+NVK230A-3 |  | H624S | + | NVK230A-3 | Actuator with emergency control function | 1 | Scenario 2 |  | PPK¦SelectPro¦VDI3805¦Internet_EU |  |  | H624S+NVK230A-3 | Globe valve | 1300 kPa | 1000 kPa |  | EU\Inbox\Combinations\Folder..6/..7\ | 36
129099 | H6100R/AVK24A-3-TPC | H6100R/AVK24A-3-TPC |  | H6100R | / | AVK24A-3-TPC | Actuator with emergency control function | 1 | Scenario 2 |  | PPK¦SelectPro¦VDI3805¦Internet_EU |  |  | H6100R/AVK24A-3-TPC | Globe valve | 150 kPa | 150 kPa |  | EU\Inbox\Combinations\Folder..6/..7\ | 36
129427 | H450B/NVK230A-3 | H450B/NVK230A-3 |  | H450B | / | NVK230A-3 | Actuator with emergency control function | 1 | Scenario 2 |  | PPK¦SelectPro¦VDI3805¦Internet_EU |  |  | H450B/NVK230A-3 | Globe valve | 300 kPa | 300 kPa |  | EU\Inbox\Combinations\Folder..4/..5\ | 35
129476 | H6050X25-S2+NVK230A-3 | H6050X25-S2+NVK230A-3 |  | H6050X25-S2 | + | NVK230A-3 | Actuator with emergency control function | 1 | Scenario 2 |  | PPK¦SelectPro¦VDI3805¦Internet_EU |  |  | H6050X25-S2+NVK230A-3 | Globe valve | 300 kPa | 300 kPa |  | EU\Inbox\Combinations\Folder..6/..7\ | 36
129527 | H624S/NVK230A-3 | H624S/NVK230A-3 |  | H624S | / | NVK230A-3 | Actuator with emergency control function | 1 | Scenario 2 |  | PPK¦SelectPro¦VDI3805¦Internet_EU |  |  | H624S/NVK230A-3 | Globe valve | 1300 kPa | 1000 kPa |  | EU\Inbox\Combinations\Folder..6/..7\ | 36
129477 | H6050X25-S2/NVK230A-3 | H6050X25-S2/NVK230A-3 |  | H6050X25-S2 | / | NVK230A-3 | Actuator with emergency control function | 1 | Scenario 2 |  | PPK¦SelectPro¦VDI3805¦Internet_EU |  |  | H6050X25-S2/NVK230A-3 | Globe valve | 300 kPa | 300 kPa |  | EU\Inbox\Combinations\Folder..6/..7\ | 36
129428 | H511B+NVK230A-3 | H511B+NVK230A-3 |  | H511B | + | NVK230A-3 | Actuator with emergency control function | 1 | Scenario 2 |  | PPK¦SelectPro¦VDI3805¦Internet_EU |  |  | H511B+NVK230A-3 | Globe valve | 1600 kPa | 400 kPa |  | EU\Inbox\Combinations\Folder..4/..5\ | 36
129378 | H740R+LV230A-TPC | H740R+LV230A-TPC |  | H740R | + | LV230A-TPC | Standard actuator | 0 | Scenario 2 |  | PPK¦SelectPro¦VDI3805¦Internet_EU |  |  | H740R+LV230A-TPC | Globe valve | 150 kPa | 150 kPa |  | EU\Inbox\Combinations\Folder..6/..7\ | 36
129328 | H725N+LV230A-TPC | H725N+LV230A-TPC |  | H725N | + | LV230A-TPC | Standard actuator | 1 | Scenario 2 |  | PPK¦SelectPro¦VDI3805¦Internet_EU |  |  | H725N+LV230A-TPC | Globe valve | 500 kPa | 400 kPa |  | EU\Inbox\Combinations\Folder..6/..7\ | 36
129528 | H625N+NVK230A-3 | H625N+NVK230A-3 |  | H625N | + | NVK230A-3 | Actuator with emergency control function | 1 | Scenario 2 |  | PPK¦SelectPro¦VDI3805¦Internet_EU |  |  | H625N+NVK230A-3 | Globe valve | 1300 kPa | 400 kPa |  | EU\Inbox\Combinations\Folder..6/..7\ | 35
129429 | H511B/NVK230A-3 | H511B/NVK230A-3 |  | H511B | / | NVK230A-3 | Actuator with emergency control function | 1 | Scenario 2 |  | PPK¦SelectPro¦VDI3805¦Internet_EU |  |  | H511B/NVK230A-3 | Globe valve | 1600 kPa | 400 kPa |  | EU\Inbox\Combinations\Folder..4/..5\ | 36
129478 | H6050X40-S2+NVK230A-3 | H6050X40-S2+NVK230A-3 |  | H6050X40-S2 | + | NVK230A-3 | Actuator with emergency control function | 1 | Scenario 2 |  | PPK¦SelectPro¦VDI3805¦Internet_EU |  |  | H6050X40-S2+NVK230A-3 | Globe valve | 300 kPa | 300 kPa |  | EU\Inbox\Combinations\Folder..6/..7\ | 36
129379 | H740R/LV230A-TPC | H740R/LV230A-TPC |  | H740R | / | LV230A-TPC | Standard actuator | 0 | Scenario 2 |  | PPK¦SelectPro¦VDI3805¦Internet_EU |  |  | H740R/LV230A-TPC | Globe valve | 150 kPa | 150 kPa |  | EU\Inbox\Combinations\Folder..6/..7\ | 36
129329 | H725N/LV230A-TPC | H725N/LV230A-TPC |  | H725N | / | LV230A-TPC | Standard actuator | 1 | Scenario 2 |  | PPK¦SelectPro¦VDI3805¦Internet_EU |  |  | H725N/LV230A-TPC | Globe valve | 500 kPa | 400 kPa |  | EU\Inbox\Combinations\Folder..6/..7\ | 36
129529 | H625N/NVK230A-3 | H625N/NVK230A-3 |  | H625N | / | NVK230A-3 | Actuator with emergency control function | 1 | Scenario 2 |  | PPK¦SelectPro¦VDI3805¦Internet_EU |  |  | H625N/NVK230A-3 | Globe valve | 1300 kPa | 400 kPa |  | EU\Inbox\Combinations\Folder..6/..7\ | 35
129430 | H512B+NVK230A-3 | H512B+NVK230A-3 |  | H512B | + | NVK230A-3 | Actuator with emergency control function | 1 | Scenario 2 |  | PPK¦SelectPro¦VDI3805¦Internet_EU |  |  | H512B+NVK230A-3 | Globe valve | 1600 kPa | 400 kPa |  | EU\Inbox\Combinations\Folder..4/..5\ | 36
129479 | H6050X40-S2/NVK230A-3 | H6050X40-S2/NVK230A-3 |  | H6050X40-S2 | / | NVK230A-3 | Actuator with emergency control function | 1 | Scenario 2 |  | PPK¦SelectPro¦VDI3805¦Internet_EU |  |  | H6050X40-S2/NVK230A-3 | Globe valve | 300 kPa | 300 kPa |  | EU\Inbox\Combinations\Folder..6/..7\ | 36
128779 | H625N+LV230A-TPC | H625N+LV230A-TPC |  | H625N | + | LV230A-TPC | Standard actuator | 1 | Scenario 2 |  | PPK¦SelectPro¦VDI3805¦Internet_EU |  |  | H625N+LV230A-TPC | Globe valve | 500 kPa | 400 kPa |  | EU\Inbox\Combinations\Folder..6/..7\ | 35
129530 | H625R+NVK230A-3 | H625R+NVK230A-3 |  | H625R | + | NVK230A-3 | Actuator with emergency control function | 1 | Scenario 2 |  | PPK¦SelectPro¦VDI3805¦Internet_EU |  |  | H625R+NVK230A-3 | Globe valve | 600 kPa | 400 kPa |  | EU\Inbox\Combinations\Folder..6/..7\ | 36
129431 | H512B/NVK230A-3 | H512B/NVK230A-3 |  | H512B | / | NVK230A-3 | Actuator with emergency control function | 1 | Scenario 2 |  | PPK¦SelectPro¦VDI3805¦Internet_EU |  |  | H512B/NVK230A-3 | Globe valve | 1600 kPa | 400 kPa |  | EU\Inbox\Combinations\Folder..4/..5\ | 36
129103 | H6100S/AVK230A-3 | H6100S/AVK230A-3 |  | H6100S | / | AVK230A-3 | Actuator with emergency control function | 1 | Scenario 2 |  | PPK¦SelectPro¦VDI3805¦Internet_EU |  |  | H6100S/AVK230A-3 | Globe valve | 150 kPa | 150 kPa |  | EU\Inbox\Combinations\Folder..6/..7\ | 36
129480 | H6065X58-SP2+NVK230A-3 | H6065X58-SP2+NVK230A-3 |  | H6065X58-SP2 | + | NVK230A-3 | Actuator with emergency control function | 1 | Scenario 2 |  | PPK¦SelectPro¦VDI3805¦Internet_EU |  |  | H6065X58-SP2+NVK230A-3 | Globe valve (partial pressure-balanced) | 2100 kPa | 1000 kPa |  | EU\Inbox\Combinations\Folder..6/..7\ | 36
128879 | H650R+LV230A-TPC | H650R+LV230A-TPC |  | H650R | + | LV230A-TPC | Standard actuator | 0 | Scenario 2 |  | PPK¦SelectPro¦VDI3805¦Internet_EU |  |  | H650R+LV230A-TPC | Globe valve | 70 kPa | 70 kPa |  | EU\Inbox\Combinations\Folder..6/..7\ | 35
128929 | H712R+LV230A-TPC | H712R+LV230A-TPC |  | H712R | + | LV230A-TPC | Standard actuator | 1 | Scenario 2 |  | PPK¦SelectPro¦VDI3805¦Internet_EU |  |  | H712R+LV230A-TPC | Globe valve | 600 kPa | 400 kPa |  | EU\Inbox\Combinations\Folder..6/..7\ | 35
128829 | H632S+LV230A-TPC | H632S+LV230A-TPC |  | H632S | + | LV230A-TPC | Standard actuator | 0 | Scenario 2 |  | PPK¦SelectPro¦VDI3805¦Internet_EU |  |  | H632S+LV230A-TPC | Globe valve | 300 kPa | 300 kPa |  | EU\Inbox\Combinations\Folder..6/..7\ | 35
128780 | H625N/LV230A-TPC | H625N/LV230A-TPC |  | H625N | / | LV230A-TPC | Standard actuator | 1 | Scenario 2 |  | PPK¦SelectPro¦VDI3805¦Internet_EU |  |  | H625N/LV230A-TPC | Globe valve | 500 kPa | 400 kPa |  | EU\Inbox\Combinations\Folder..6/..7\ | 35
128979 | H715N+LV230A-TPC | H715N+LV230A-TPC |  | H715N | + | LV230A-TPC | Standard actuator | 1 | Scenario 2 |  | PPK¦SelectPro¦VDI3805¦Internet_EU |  |  | H715N+LV230A-TPC | Globe valve | 1300 kPa | 400 kPa |  | EU\Inbox\Combinations\Folder..6/..7\ | 35
129531 | H625R/NVK230A-3 | H625R/NVK230A-3 |  | H625R | / | NVK230A-3 | Actuator with emergency control function | 1 | Scenario 2 |  | PPK¦SelectPro¦VDI3805¦Internet_EU |  |  | H625R/NVK230A-3 | Globe valve | 600 kPa | 400 kPa |  | EU\Inbox\Combinations\Folder..6/..7\ | 36
129432 | H513B+NVK230A-3 | H513B+NVK230A-3 |  | H513B | + | NVK230A-3 | Actuator with emergency control function | 1 | Scenario 2 |  | PPK¦SelectPro¦VDI3805¦Internet_EU |  |  | H513B+NVK230A-3 | Globe valve | 1600 kPa | 400 kPa |  | EU\Inbox\Combinations\Folder..4/..5\ | 36
129104 | H6100S/AVK24A-3-TPC | H6100S/AVK24A-3-TPC |  | H6100S | / | AVK24A-3-TPC | Actuator with emergency control function | 1 | Scenario 2 |  | PPK¦SelectPro¦VDI3805¦Internet_EU |  |  | H6100S/AVK24A-3-TPC | Globe valve | 150 kPa | 150 kPa |  | EU\Inbox\Combinations\Folder..6/..7\ | 36
129481 | H6065X58-SP2/NVK230A-3 | H6065X58-SP2/NVK230A-3 |  | H6065X58-SP2 | / | NVK230A-3 | Actuator with emergency control function | 1 | Scenario 2 |  | PPK¦SelectPro¦VDI3805¦Internet_EU |  |  | H6065X58-SP2/NVK230A-3 | Globe valve (partial pressure-balanced) | 2100 kPa | 1000 kPa |  | EU\Inbox\Combinations\Folder..6/..7\ | 36
128880 | H650R/LV230A-TPC | H650R/LV230A-TPC |  | H650R | / | LV230A-TPC | Standard actuator | 0 | Scenario 2 |  | PPK¦SelectPro¦VDI3805¦Internet_EU |  |  | H650R/LV230A-TPC | Globe valve | 70 kPa | 70 kPa |  | EU\Inbox\Combinations\Folder..6/..7\ | 35
128930 | H712R/LV230A-TPC | H712R/LV230A-TPC |  | H712R | / | LV230A-TPC | Standard actuator | 1 | Scenario 2 |  | PPK¦SelectPro¦VDI3805¦Internet_EU |  |  | H712R/LV230A-TPC | Globe valve | 600 kPa | 400 kPa |  | EU\Inbox\Combinations\Folder..6/..7\ | 35
128830 | H632S/LV230A-TPC | H632S/LV230A-TPC |  | H632S | / | LV230A-TPC | Standard actuator | 0 | Scenario 2 |  | PPK¦SelectPro¦VDI3805¦Internet_EU |  |  | H632S/LV230A-TPC | Globe valve | 300 kPa | 300 kPa |  | EU\Inbox\Combinations\Folder..6/..7\ | 35
129382 | H740R+LV24A-TPC | H740R+LV24A-TPC |  | H740R | + | LV24A-TPC | Standard actuator | 0 | Scenario 2 |  | PPK¦SelectPro¦VDI3805¦Internet_EU |  |  | H740R+LV24A-TPC | Globe valve | 150 kPa | 150 kPa |  | EU\Inbox\Combinations\Folder..6/..7\ | 32
128980 | H715N/LV230A-TPC | H715N/LV230A-TPC |  | H715N | / | LV230A-TPC | Standard actuator | 1 | Scenario 2 |  | PPK¦SelectPro¦VDI3805¦Internet_EU |  |  | H715N/LV230A-TPC | Globe valve | 1300 kPa | 400 kPa |  | EU\Inbox\Combinations\Folder..6/..7\ | 35
129532 | H625S+NVK230A-3 | H625S+NVK230A-3 |  | H625S | + | NVK230A-3 | Actuator with emergency control function | 1 | Scenario 2 |  | PPK¦SelectPro¦VDI3805¦Internet_EU |  |  | H625S+NVK230A-3 | Globe valve | 1300 kPa | 1000 kPa |  | EU\Inbox\Combinations\Folder..6/..7\ | 36
129433 | H513B/NVK230A-3 | H513B/NVK230A-3 |  | H513B | / | NVK230A-3 | Actuator with emergency control function | 1 | Scenario 2 |  | PPK¦SelectPro¦VDI3805¦Internet_EU |  |  | H513B/NVK230A-3 | Globe valve | 1600 kPa | 400 kPa |  | EU\Inbox\Combinations\Folder..4/..5\ | 36
129332 | H725N+LV24A-TPC | H725N+LV24A-TPC |  | H725N | + | LV24A-TPC | Standard actuator | 1 | Scenario 2 |  | PPK¦SelectPro¦VDI3805¦Internet_EU |  |  | H725N+LV24A-TPC | Globe valve | 500 kPa | 400 kPa |  | EU\Inbox\Combinations\Folder..6/..7\ | 32
129482 | H6080X90-SP2+NVK230A-3 | H6080X90-SP2+NVK230A-3 |  | H6080X90-SP2 | + | NVK230A-3 | Actuator with emergency control function | 1 | Scenario 2 |  | PPK¦SelectPro¦VDI3805¦Internet_EU |  |  | H6080X90-SP2+NVK230A-3 | Globe valve (partial pressure-balanced) | 1600 kPa | 1000 kPa |  | EU\Inbox\Combinations\Folder..6/..7\ | 36
129383 | H740R/LV24A-TPC | H740R/LV24A-TPC |  | H740R | / | LV24A-TPC | Standard actuator | 0 | Scenario 2 |  | PPK¦SelectPro¦VDI3805¦Internet_EU |  |  | H740R/LV24A-TPC | Globe valve | 150 kPa | 150 kPa |  | EU\Inbox\Combinations\Folder..6/..7\ | 32
129533 | H625S/NVK230A-3 | H625S/NVK230A-3 |  | H625S | / | NVK230A-3 | Actuator with emergency control function | 1 | Scenario 2 |  | PPK¦SelectPro¦VDI3805¦Internet_EU |  |  | H625S/NVK230A-3 | Globe valve | 1300 kPa | 1000 kPa |  | EU\Inbox\Combinations\Folder..6/..7\ | 36
129434 | H514B+NVK230A-3 | H514B+NVK230A-3 |  | H514B | + | NVK230A-3 | Actuator with emergency control function | 1 | Scenario 2 |  | PPK¦SelectPro¦VDI3805¦Internet_EU |  |  | H514B+NVK230A-3 | Globe valve | 1600 kPa | 400 kPa |  | EU\Inbox\Combinations\Folder..4/..5\ | 36
129483 | H6080X90-SP2/NVK230A-3 | H6080X90-SP2/NVK230A-3 |  | H6080X90-SP2 | / | NVK230A-3 | Actuator with emergency control function | 1 | Scenario 2 |  | PPK¦SelectPro¦VDI3805¦Internet_EU |  |  | H6080X90-SP2/NVK230A-3 | Globe valve (partial pressure-balanced) | 1600 kPa | 1000 kPa |  | EU\Inbox\Combinations\Folder..6/..7\ | 36
129333 | H725N/LV24A-TPC | H725N/LV24A-TPC |  | H725N | / | LV24A-TPC | Standard actuator | 1 | Scenario 2 |  | PPK¦SelectPro¦VDI3805¦Internet_EU |  |  | H725N/LV24A-TPC | Globe valve | 500 kPa | 400 kPa |  | EU\Inbox\Combinations\Folder..6/..7\ | 32
128783 | H625N+LV24A-TPC | H625N+LV24A-TPC |  | H625N | + | LV24A-TPC | Standard actuator | 1 | Scenario 2 |  | PPK¦SelectPro¦VDI3805¦Internet_EU |  |  | H625N+LV24A-TPC | Globe valve | 500 kPa | 400 kPa |  | EU\Inbox\Combinations\Folder..6/..7\ | 33
129435 | H514B/NVK230A-3 | H514B/NVK230A-3 |  | H514B | / | NVK230A-3 | Actuator with emergency control function | 1 | Scenario 2 |  | PPK¦SelectPro¦VDI3805¦Internet_EU |  |  | H514B/NVK230A-3 | Globe valve | 1600 kPa | 400 kPa |  | EU\Inbox\Combinations\Folder..4/..5\ | 36
129534 | H632N+NVK230A-3 | H632N+NVK230A-3 |  | H632N | + | NVK230A-3 | Actuator with emergency control function | 1 | Scenario 2 |  | PPK¦SelectPro¦VDI3805¦Internet_EU |  |  | H632N+NVK230A-3 | Globe valve | 1000 kPa | 400 kPa |  | EU\Inbox\Combinations\Folder..6/..7\ | 35
129484 | H6100X125-SP2+NVK230A-3 | H6100X125-SP2+NVK230A-3 |  | H6100X125-SP2 | + | NVK230A-3 | Actuator with emergency control function | 1 | Scenario 2 |  | PPK¦SelectPro¦VDI3805¦Internet_EU |  |  | H6100X125-SP2+NVK230A-3 | Globe valve (partial pressure-balanced) | 1000 kPa | 1000 kPa |  | EU\Inbox\Combinations\Folder..6/..7\ | 36
128883 | H650R+LV24A-TPC | H650R+LV24A-TPC |  | H650R | + | LV24A-TPC | Standard actuator | 0 | Scenario 2 |  | PPK¦SelectPro¦VDI3805¦Internet_EU |  |  | H650R+LV24A-TPC | Globe valve | 70 kPa | 70 kPa |  | EU\Inbox\Combinations\Folder..6/..7\ | 33
128933 | H712R+LV24A-TPC | H712R+LV24A-TPC |  | H712R | + | LV24A-TPC | Standard actuator | 1 | Scenario 2 |  | PPK¦SelectPro¦VDI3805¦Internet_EU |  |  | H712R+LV24A-TPC | Globe valve | 600 kPa | 400 kPa |  | EU\Inbox\Combinations\Folder..6/..7\ | 33
128833 | H632S+LV24A-TPC | H632S+LV24A-TPC |  | H632S | + | LV24A-TPC | Standard actuator | 0 | Scenario 2 |  | PPK¦SelectPro¦VDI3805¦Internet_EU |  |  | H632S+LV24A-TPC | Globe valve | 300 kPa | 300 kPa |  | EU\Inbox\Combinations\Folder..6/..7\ | 33
128784 | H625N/LV24A-TPC | H625N/LV24A-TPC |  | H625N | / | LV24A-TPC | Standard actuator | 1 | Scenario 2 |  | PPK¦SelectPro¦VDI3805¦Internet_EU |  |  | H625N/LV24A-TPC | Globe valve | 500 kPa | 400 kPa |  | EU\Inbox\Combinations\Folder..6/..7\ | 33
128733 | H619S+LV24A-TPC | H619S+LV24A-TPC |  | H619S | + | LV24A-TPC | Standard actuator | 0 | Scenario 2 |  | PPK¦SelectPro¦VDI3805¦Internet_EU |  |  | H619S+LV24A-TPC | Globe valve | 800 kPa | 800 kPa |  | EU\Inbox\Combinations\Folder..6/..7\ | 33
129436 | H515B+NVK230A-3 | H515B+NVK230A-3 |  | H515B | + | NVK230A-3 | Actuator with emergency control function | 1 | Scenario 2 |  | PPK¦SelectPro¦VDI3805¦Internet_EU |  |  | H515B+NVK230A-3 | Globe valve | 1600 kPa | 400 kPa |  | EU\Inbox\Combinations\Folder..4/..5\ | 36
129535 | H632N/NVK230A-3 | H632N/NVK230A-3 |  | H632N | / | NVK230A-3 | Actuator with emergency control function | 1 | Scenario 2 |  | PPK¦SelectPro¦VDI3805¦Internet_EU |  |  | H632N/NVK230A-3 | Globe valve | 1000 kPa | 400 kPa |  | EU\Inbox\Combinations\Folder..6/..7\ | 35
129485 | H6100X125-SP2/NVK230A-3 | H6100X125-SP2/NVK230A-3 |  | H6100X125-SP2 | / | NVK230A-3 | Actuator with emergency control function | 1 | Scenario 2 |  | PPK¦SelectPro¦VDI3805¦Internet_EU |  |  | H6100X125-SP2/NVK230A-3 | Globe valve (partial pressure-balanced) | 1000 kPa | 1000 kPa |  | EU\Inbox\Combinations\Folder..6/..7\ | 36
128983 | H715N+LV24A-TPC | H715N+LV24A-TPC |  | H715N | + | LV24A-TPC | Standard actuator | 1 | Scenario 2 |  | PPK¦SelectPro¦VDI3805¦Internet_EU |  |  | H715N+LV24A-TPC | Globe valve | 1300 kPa | 400 kPa |  | EU\Inbox\Combinations\Folder..6/..7\ | 32
129108 | H6100SP/AVK230A-3 | H6100SP/AVK230A-3 |  | H6100SP | / | AVK230A-3 | Actuator with emergency control function | 1 | Scenario 2 |  | PPK¦SelectPro¦VDI3805¦Internet_EU |  |  | H6100SP/AVK230A-3 | Globe valve (partial pressure-balanced) | 600 kPa | 600 kPa |  | EU\Inbox\Combinations\Folder..6/..7\ | 36
128884 | H650R/LV24A-TPC | H650R/LV24A-TPC |  | H650R | / | LV24A-TPC | Standard actuator | 0 | Scenario 2 |  | PPK¦SelectPro¦VDI3805¦Internet_EU |  |  | H650R/LV24A-TPC | Globe valve | 70 kPa | 70 kPa |  | EU\Inbox\Combinations\Folder..6/..7\ | 33
128934 | H712R/LV24A-TPC | H712R/LV24A-TPC |  | H712R | / | LV24A-TPC | Standard actuator | 1 | Scenario 2 |  | PPK¦SelectPro¦VDI3805¦Internet_EU |  |  | H712R/LV24A-TPC | Globe valve | 600 kPa | 400 kPa |  | EU\Inbox\Combinations\Folder..6/..7\ | 32
128834 | H632S/LV24A-TPC | H632S/LV24A-TPC |  | H632S | / | LV24A-TPC | Standard actuator | 0 | Scenario 2 |  | PPK¦SelectPro¦VDI3805¦Internet_EU |  |  | H632S/LV24A-TPC | Globe valve | 300 kPa | 300 kPa |  | EU\Inbox\Combinations\Folder..6/..7\ | 33
128734 | H619S/LV24A-TPC | H619S/LV24A-TPC |  | H619S | / | LV24A-TPC | Standard actuator | 0 | Scenario 2 |  | PPK¦SelectPro¦VDI3805¦Internet_EU |  |  | H619S/LV24A-TPC | Globe valve | 800 kPa | 800 kPa |  | EU\Inbox\Combinations\Folder..6/..7\ | 33
129536 | H632R+NVK230A-3 | H632R+NVK230A-3 |  | H632R | + | NVK230A-3 | Actuator with emergency control function | 1 | Scenario 2 |  | PPK¦SelectPro¦VDI3805¦Internet_EU |  |  | H632R+NVK230A-3 | Globe valve | 600 kPa | 400 kPa |  | EU\Inbox\Combinations\Folder..6/..7\ | 36
129437 | H515B/NVK230A-3 | H515B/NVK230A-3 |  | H515B | / | NVK230A-3 | Actuator with emergency control function | 1 | Scenario 2 |  | PPK¦SelectPro¦VDI3805¦Internet_EU |  |  | H515B/NVK230A-3 | Globe valve | 1600 kPa | 400 kPa |  | EU\Inbox\Combinations\Folder..4/..5\ | 36
129486 | H610S+NVK230A-3 | H610S+NVK230A-3 |  | H610S | + | NVK230A-3 | Actuator with emergency control function | 1 | Scenario 2 |  | PPK¦SelectPro¦VDI3805¦Internet_EU |  |  | H610S+NVK230A-3 | Globe valve | 1600 kPa | 1000 kPa |  | EU\Inbox\Combinations\Folder..6/..7\ | 36
128984 | H715N/LV24A-TPC | H715N/LV24A-TPC |  | H715N | / | LV24A-TPC | Standard actuator | 1 | Scenario 2 |  | PPK¦SelectPro¦VDI3805¦Internet_EU |  |  | H715N/LV24A-TPC | Globe valve | 1300 kPa | 400 kPa |  | EU\Inbox\Combinations\Folder..6/..7\ | 32
129109 | H6100SP/AVK24A-3-TPC | H6100SP/AVK24A-3-TPC |  | H6100SP | / | AVK24A-3-TPC | Actuator with emergency control function | 1 | Scenario 2 |  | PPK¦SelectPro¦VDI3805¦Internet_EU |  |  | H6100SP/AVK24A-3-TPC | Globe valve (partial pressure-balanced) | 600 kPa | 600 kPa |  | EU\Inbox\Combinations\Folder..6/..7\ | 36
129438 | H520B+NVK230A-3 | H520B+NVK230A-3 |  | H520B | + | NVK230A-3 | Actuator with emergency control function | 1 | Scenario 2 |  | PPK¦SelectPro¦VDI3805¦Internet_EU |  |  | H520B+NVK230A-3 | Globe valve | 1600 kPa | 400 kPa |  | EU\Inbox\Combinations\Folder..4/..5\ | 36
129537 | H632R/NVK230A-3 | H632R/NVK230A-3 |  | H632R | / | NVK230A-3 | Actuator with emergency control function | 1 | Scenario 2 |  | PPK¦SelectPro¦VDI3805¦Internet_EU |  |  | H632R/NVK230A-3 | Globe valve | 600 kPa | 400 kPa |  | EU\Inbox\Combinations\Folder..6/..7\ | 36
129487 | H610S/NVK230A-3 | H610S/NVK230A-3 |  | H610S | / | NVK230A-3 | Actuator with emergency control function | 1 | Scenario 2 |  | PPK¦SelectPro¦VDI3805¦Internet_EU |  |  | H610S/NVK230A-3 | Globe valve | 1600 kPa | 1000 kPa |  | EU\Inbox\Combinations\Folder..6/..7\ | 36
129388 | H750N+LV230A-TPC | H750N+LV230A-TPC |  | H750N | + | LV230A-TPC | Standard actuator | 0 | Scenario 2 |  | PPK¦SelectPro¦VDI3805¦Internet_EU |  |  | H750N+LV230A-TPC | Globe valve | 70 kPa | 70 kPa |  | EU\Inbox\Combinations\Folder..6/..7\ | 36
129439 | H520B/NVK230A-3 | H520B/NVK230A-3 |  | H520B | / | NVK230A-3 | Actuator with emergency control function | 1 | Scenario 2 |  | PPK¦SelectPro¦VDI3805¦Internet_EU |  |  | H520B/NVK230A-3 | Globe valve | 1600 kPa | 400 kPa |  | EU\Inbox\Combinations\Folder..4/..5\ | 36
129538 | H632S+NVK230A-3 | H632S+NVK230A-3 |  | H632S | + | NVK230A-3 | Actuator with emergency control function | 1 | Scenario 2 |  | PPK¦SelectPro¦VDI3805¦Internet_EU |  |  | H632S+NVK230A-3 | Globe valve | 950 kPa | 950 kPa |  | EU\Inbox\Combinations\Folder..6/..7\ | 36
129488 | H611N+NVK230A-3 | H611N+NVK230A-3 |  | H611N | + | NVK230A-3 | Actuator with emergency control function | 1 | Scenario 2 |  | PPK¦SelectPro¦VDI3805¦Internet_EU |  |  | H611N+NVK230A-3 | Globe valve | 1600 kPa | 400 kPa |  | EU\Inbox\Combinations\Folder..6/..7\ | 36
129338 | H725R+LV230A-TPC | H725R+LV230A-TPC |  | H725R | + | LV230A-TPC | Standard actuator | 1 | Scenario 2 |  | PPK¦SelectPro¦VDI3805¦Internet_EU |  |  | H725R+LV230A-TPC | Globe valve | 500 kPa | 400 kPa |  | EU\Inbox\Combinations\Folder..6/..7\ | 36
129389 | H750N/LV230A-TPC | H750N/LV230A-TPC |  | H750N | / | LV230A-TPC | Standard actuator | 0 | Scenario 2 |  | PPK¦SelectPro¦VDI3805¦Internet_EU |  |  | H750N/LV230A-TPC | Globe valve | 70 kPa | 70 kPa |  | EU\Inbox\Combinations\Folder..6/..7\ | 36
129440 | H525B+NVK230A-3 | H525B+NVK230A-3 |  | H525B | + | NVK230A-3 | Actuator with emergency control function | 1 | Scenario 2 |  | PPK¦SelectPro¦VDI3805¦Internet_EU |  |  | H525B+NVK230A-3 | Globe valve | 1300 kPa | 400 kPa |  | EU\Inbox\Combinations\Folder..4/..5\ | 37
129539 | H632S/NVK230A-3 | H632S/NVK230A-3 |  | H632S | / | NVK230A-3 | Actuator with emergency control function | 1 | Scenario 2 |  | PPK¦SelectPro¦VDI3805¦Internet_EU |  |  | H632S/NVK230A-3 | Globe valve | 950 kPa | 950 kPa |  | EU\Inbox\Combinations\Folder..6/..7\ | 36
129489 | H611N/NVK230A-3 | H611N/NVK230A-3 |  | H611N | / | NVK230A-3 | Actuator with emergency control function | 1 | Scenario 2 |  | PPK¦SelectPro¦VDI3805¦Internet_EU |  |  | H611N/NVK230A-3 | Globe valve | 1600 kPa | 400 kPa |  | EU\Inbox\Combinations\Folder..6/..7\ | 36
129339 | H725R/LV230A-TPC | H725R/LV230A-TPC |  | H725R | / | LV230A-TPC | Standard actuator | 1 | Scenario 2 |  | PPK¦SelectPro¦VDI3805¦Internet_EU |  |  | H725R/LV230A-TPC | Globe valve | 500 kPa | 400 kPa |  | EU\Inbox\Combinations\Folder..6/..7\ | 36
128789 | H625R+LV230A-TPC | H625R+LV230A-TPC |  | H625R | + | LV230A-TPC | Standard actuator | 1 | Scenario 2 |  | PPK¦SelectPro¦VDI3805¦Internet_EU |  |  | H625R+LV230A-TPC | Globe valve | 500 kPa | 400 kPa |  | EU\Inbox\Combinations\Folder..6/..7\ | 35
129441 | H525B/NVK230A-3 | H525B/NVK230A-3 |  | H525B | / | NVK230A-3 | Actuator with emergency control function | 1 | Scenario 2 |  | PPK¦SelectPro¦VDI3805¦Internet_EU |  |  | H525B/NVK230A-3 | Globe valve | 1300 kPa | 400 kPa |  | EU\Inbox\Combinations\Folder..4/..5\ | 37
129540 | H640N+NVK230A-3 | H640N+NVK230A-3 |  | H640N | + | NVK230A-3 | Actuator with emergency control function | 1 | Scenario 2 |  | PPK¦SelectPro¦VDI3805¦Internet_EU |  |  | H640N+NVK230A-3 | Globe valve | 500 kPa | 400 kPa |  | EU\Inbox\Combinations\Folder..6/..7\ | 35
129490 | H611R+NVK230A-3 | H611R+NVK230A-3 |  | H611R | + | NVK230A-3 | Actuator with emergency control function | 1 | Scenario 2 |  | PPK¦SelectPro¦VDI3805¦Internet_EU |  |  | H611R+NVK230A-3 | Globe valve | 600 kPa | 400 kPa |  | EU\Inbox\Combinations\Folder..6/..7\ | 36
129113 | H665N/AVK230A-3 | H665N/AVK230A-3 |  | H665N | / | AVK230A-3 | Actuator with emergency control function | 1 | Scenario 2 |  | PPK¦SelectPro¦VDI3805¦Internet_EU |  |  | H665N/AVK230A-3 | Globe valve | 400 kPa | 400 kPa |  | EU\Inbox\Combinations\Folder..6/..7\ | 37
128889 | H650S+LV230A-TPC | H650S+LV230A-TPC |  | H650S | + | LV230A-TPC | Standard actuator | 0 | Scenario 2 |  | PPK¦SelectPro¦VDI3805¦Internet_EU |  |  | H650S+LV230A-TPC | Globe valve | 60 kPa | 60 kPa |  | EU\Inbox\Combinations\Folder..6/..7\ | 35
128939 | H713N+LV230A-TPC | H713N+LV230A-TPC |  | H713N | + | LV230A-TPC | Standard actuator | 1 | Scenario 2 |  | PPK¦SelectPro¦VDI3805¦Internet_EU |  |  | H713N+LV230A-TPC | Globe valve | 1300 kPa | 400 kPa |  | EU\Inbox\Combinations\Folder..6/..7\ | 35
128790 | H625R/LV230A-TPC | H625R/LV230A-TPC |  | H625R | / | LV230A-TPC | Standard actuator | 1 | Scenario 2 |  | PPK¦SelectPro¦VDI3805¦Internet_EU |  |  | H625R/LV230A-TPC | Globe valve | 500 kPa | 400 kPa |  | EU\Inbox\Combinations\Folder..6/..7\ | 35
128839 | H640N+LV230A-TPC | H640N+LV230A-TPC |  | H640N | + | LV230A-TPC | Standard actuator | 0 | Scenario 2 |  | PPK¦SelectPro¦VDI3805¦Internet_EU |  |  | H640N+LV230A-TPC | Globe valve | 150 kPa | 150 kPa |  | EU\Inbox\Combinations\Folder..6/..7\ | 35
129442 | H532B+NVK230A-3 | H532B+NVK230A-3 |  | H532B | + | NVK230A-3 | Actuator with emergency control function | 1 | Scenario 2 |  | PPK¦SelectPro¦VDI3805¦Internet_EU |  |  | H532B+NVK230A-3 | Globe valve | 1000 kPa | 400 kPa |  | EU\Inbox\Combinations\Folder..4/..5\ | 36
129541 | H640N/NVK230A-3 | H640N/NVK230A-3 |  | H640N | / | NVK230A-3 | Actuator with emergency control function | 1 | Scenario 2 |  | PPK¦SelectPro¦VDI3805¦Internet_EU |  |  | H640N/NVK230A-3 | Globe valve | 500 kPa | 400 kPa |  | EU\Inbox\Combinations\Folder..6/..7\ | 35
128739 | H620N+LV230A-TPC | H620N+LV230A-TPC |  | H620N | + | LV230A-TPC | Standard actuator | 1 | Scenario 2 |  | PPK¦SelectPro¦VDI3805¦Internet_EU |  |  | H620N+LV230A-TPC | Globe valve | 900 kPa | 400 kPa |  | EU\Inbox\Combinations\Folder..6/..7\ | 35
129491 | H611R/NVK230A-3 | H611R/NVK230A-3 |  | H611R | / | NVK230A-3 | Actuator with emergency control function | 1 | Scenario 2 |  | PPK¦SelectPro¦VDI3805¦Internet_EU |  |  | H611R/NVK230A-3 | Globe valve | 600 kPa | 400 kPa |  | EU\Inbox\Combinations\Folder..6/..7\ | 36
128890 | H650S/LV230A-TPC | H650S/LV230A-TPC |  | H650S | / | LV230A-TPC | Standard actuator | 0 | Scenario 2 |  | PPK¦SelectPro¦VDI3805¦Internet_EU |  |  | H650S/LV230A-TPC | Globe valve | 60 kPa | 60 kPa |  | EU\Inbox\Combinations\Folder..6/..7\ | 35
129114 | H665N/AVK24A-3-TPC | H665N/AVK24A-3-TPC |  | H665N | / | AVK24A-3-TPC | Actuator with emergency control function | 1 | Scenario 2 |  | PPK¦SelectPro¦VDI3805¦Internet_EU |  |  | H665N/AVK24A-3-TPC | Globe valve | 400 kPa | 400 kPa |  | EU\Inbox\Combinations\Folder..6/..7\ | 37
128940 | H713N/LV230A-TPC | H713N/LV230A-TPC |  | H713N | / | LV230A-TPC | Standard actuator | 1 | Scenario 2 |  | PPK¦SelectPro¦VDI3805¦Internet_EU |  |  | H713N/LV230A-TPC | Globe valve | 1300 kPa | 400 kPa |  | EU\Inbox\Combinations\Folder..6/..7\ | 35
128989 | H715R+LV230A-TPC | H715R+LV230A-TPC |  | H715R | + | LV230A-TPC | Standard actuator | 1 | Scenario 2 |  | PPK¦SelectPro¦VDI3805¦Internet_EU |  |  | H715R+LV230A-TPC | Globe valve | 600 kPa | 400 kPa |  | EU\Inbox\Combinations\Folder..6/..7\ | 35
129443 | H532B/NVK230A-3 | H532B/NVK230A-3 |  | H532B | / | NVK230A-3 | Actuator with emergency control function | 1 | Scenario 2 |  | PPK¦SelectPro¦VDI3805¦Internet_EU |  |  | H532B/NVK230A-3 | Globe valve | 1000 kPa | 400 kPa |  | EU\Inbox\Combinations\Folder..4/..5\ | 36
129542 | H640R+NVK230A-3 | H640R+NVK230A-3 |  | H640R | + | NVK230A-3 | Actuator with emergency control function | 1 | Scenario 2 |  | PPK¦SelectPro¦VDI3805¦Internet_EU |  |  | H640R+NVK230A-3 | Globe valve | 500 kPa | 400 kPa |  | EU\Inbox\Combinations\Folder..6/..7\ | 36
128840 | H640N/LV230A-TPC | H640N/LV230A-TPC |  | H640N | / | LV230A-TPC | Standard actuator | 0 | Scenario 2 |  | PPK¦SelectPro¦VDI3805¦Internet_EU |  |  | H640N/LV230A-TPC | Globe valve | 150 kPa | 150 kPa |  | EU\Inbox\Combinations\Folder..6/..7\ | 35
129392 | H750N+LV24A-TPC | H750N+LV24A-TPC |  | H750N | + | LV24A-TPC | Standard actuator | 0 | Scenario 2 |  | PPK¦SelectPro¦VDI3805¦Internet_EU |  |  | H750N+LV24A-TPC | Globe valve | 70 kPa | 70 kPa |  | EU\Inbox\Combinations\Folder..6/..7\ | 32
128740 | H620N/LV230A-TPC | H620N/LV230A-TPC |  | H620N | / | LV230A-TPC | Standard actuator | 1 | Scenario 2 |  | PPK¦SelectPro¦VDI3805¦Internet_EU |  |  | H620N/LV230A-TPC | Globe valve | 900 kPa | 400 kPa |  | EU\Inbox\Combinations\Folder..6/..7\ | 35
129492 | H611S+NVK230A-3 | H611S+NVK230A-3 |  | H611S | + | NVK230A-3 | Actuator with emergency control function | 1 | Scenario 2 |  | PPK¦SelectPro¦VDI3805¦Internet_EU |  |  | H611S+NVK230A-3 | Globe valve | 1600 kPa | 1000 kPa |  | EU\Inbox\Combinations\Folder..6/..7\ | 36
129342 | H725R+LV24A-TPC | H725R+LV24A-TPC |  | H725R | + | LV24A-TPC | Standard actuator | 1 | Scenario 2 |  | PPK¦SelectPro¦VDI3805¦Internet_EU |  |  | H725R+LV24A-TPC | Globe valve | 500 kPa | 400 kPa |  | EU\Inbox\Combinations\Folder..6/..7\ | 32
128990 | H715R/LV230A-TPC | H715R/LV230A-TPC |  | H715R | / | LV230A-TPC | Standard actuator | 1 | Scenario 2 |  | PPK¦SelectPro¦VDI3805¦Internet_EU |  |  | H715R/LV230A-TPC | Globe valve | 600 kPa | 400 kPa |  | EU\Inbox\Combinations\Folder..6/..7\ | 35
129444 | H540B+NVK230A-3 | H540B+NVK230A-3 |  | H540B | + | NVK230A-3 | Actuator with emergency control function | 1 | Scenario 2 |  | PPK¦SelectPro¦VDI3805¦Internet_EU |  |  | H540B+NVK230A-3 | Globe valve | 500 kPa | 400 kPa |  | EU\Inbox\Combinations\Folder..4/..5\ | 37
129543 | H640R/NVK230A-3 | H640R/NVK230A-3 |  | H640R | / | NVK230A-3 | Actuator with emergency control function | 1 | Scenario 2 |  | PPK¦SelectPro¦VDI3805¦Internet_EU |  |  | H640R/NVK230A-3 | Globe valve | 500 kPa | 400 kPa |  | EU\Inbox\Combinations\Folder..6/..7\ | 36
129393 | H750N/LV24A-TPC | H750N/LV24A-TPC |  | H750N | / | LV24A-TPC | Standard actuator | 0 | Scenario 2 |  | PPK¦SelectPro¦VDI3805¦Internet_EU |  |  | H750N/LV24A-TPC | Globe valve | 70 kPa | 70 kPa |  | EU\Inbox\Combinations\Folder..6/..7\ | 32
129493 | H611S/NVK230A-3 | H611S/NVK230A-3 |  | H611S | / | NVK230A-3 | Actuator with emergency control function | 1 | Scenario 2 |  | PPK¦SelectPro¦VDI3805¦Internet_EU |  |  | H611S/NVK230A-3 | Globe valve | 1600 kPa | 1000 kPa |  | EU\Inbox\Combinations\Folder..6/..7\ | 36
129343 | H725R/LV24A-TPC | H725R/LV24A-TPC |  | H725R | / | LV24A-TPC | Standard actuator | 1 | Scenario 2 |  | PPK¦SelectPro¦VDI3805¦Internet_EU |  |  | H725R/LV24A-TPC | Globe valve | 500 kPa | 400 kPa |  | EU\Inbox\Combinations\Folder..6/..7\ | 32
128793 | H625R+LV24A-TPC | H625R+LV24A-TPC |  | H625R | + | LV24A-TPC | Standard actuator | 1 | Scenario 2 |  | PPK¦SelectPro¦VDI3805¦Internet_EU |  |  | H625R+LV24A-TPC | Globe valve | 500 kPa | 400 kPa |  | EU\Inbox\Combinations\Folder..6/..7\ | 33
129445 | H540B/NVK230A-3 | H540B/NVK230A-3 |  | H540B | / | NVK230A-3 | Actuator with emergency control function | 1 | Scenario 2 |  | PPK¦SelectPro¦VDI3805¦Internet_EU |  |  | H540B/NVK230A-3 | Globe valve | 500 kPa | 400 kPa |  | EU\Inbox\Combinations\Folder..4/..5\ | 38
129544 | H640S+NVK230A-3 | H640S+NVK230A-3 |  | H640S | + | NVK230A-3 | Actuator with emergency control function | 1 | Scenario 2 |  | PPK¦SelectPro¦VDI3805¦Internet_EU |  |  | H640S+NVK230A-3 | Globe valve | 500 kPa | 500 kPa |  | EU\Inbox\Combinations\Folder..6/..7\ | 36
129494 | H612N+NVK230A-3 | H612N+NVK230A-3 |  | H612N | + | NVK230A-3 | Actuator with emergency control function | 1 | Scenario 2 |  | PPK¦SelectPro¦VDI3805¦Internet_EU |  |  | H612N+NVK230A-3 | Globe valve | 1600 kPa | 400 kPa |  | EU\Inbox\Combinations\Folder..6/..7\ | 36
128893 | H650S+LV24A-TPC | H650S+LV24A-TPC |  | H650S | + | LV24A-TPC | Standard actuator | 0 | Scenario 2 |  | PPK¦SelectPro¦VDI3805¦Internet_EU |  |  | H650S+LV24A-TPC | Globe valve | 60 kPa | 60 kPa |  | EU\Inbox\Combinations\Folder..6/..7\ | 33
128943 | H713N+LV24A-TPC | H713N+LV24A-TPC |  | H713N | + | LV24A-TPC | Standard actuator | 1 | Scenario 2 |  | PPK¦SelectPro¦VDI3805¦Internet_EU |  |  | H713N+LV24A-TPC | Globe valve | 1300 kPa | 400 kPa |  | EU\Inbox\Combinations\Folder..6/..7\ | 32
129545 | H640S/NVK230A-3 | H640S/NVK230A-3 |  | H640S | / | NVK230A-3 | Actuator with emergency control function | 1 | Scenario 2 |  | PPK¦SelectPro¦VDI3805¦Internet_EU |  |  | H640S/NVK230A-3 | Globe valve | 500 kPa | 500 kPa |  | EU\Inbox\Combinations\Folder..6/..7\ | 36
128794 | H625R/LV24A-TPC | H625R/LV24A-TPC |  | H625R | / | LV24A-TPC | Standard actuator | 1 | Scenario 2 |  | PPK¦SelectPro¦VDI3805¦Internet_EU |  |  | H625R/LV24A-TPC | Globe valve | 500 kPa | 400 kPa |  | EU\Inbox\Combinations\Folder..6/..7\ | 33
129446 | H550B+NVK230A-3 | H550B+NVK230A-3 |  | H550B | + | NVK230A-3 | Actuator with emergency control function | 1 | Scenario 2 |  | PPK¦SelectPro¦VDI3805¦Internet_EU |  |  | H550B+NVK230A-3 | Globe valve | 300 kPa | 300 kPa |  | EU\Inbox\Combinations\Folder..4/..5\ | 35
128843 | H640N+LV24A-TPC | H640N+LV24A-TPC |  | H640N | + | LV24A-TPC | Standard actuator | 0 | Scenario 2 |  | PPK¦SelectPro¦VDI3805¦Internet_EU |  |  | H640N+LV24A-TPC | Globe valve | 150 kPa | 150 kPa |  | EU\Inbox\Combinations\Folder..6/..7\ | 33
129495 | H612N/NVK230A-3 | H612N/NVK230A-3 |  | H612N | / | NVK230A-3 | Actuator with emergency control function | 1 | Scenario 2 |  | PPK¦SelectPro¦VDI3805¦Internet_EU |  |  | H612N/NVK230A-3 | Globe valve | 1600 kPa | 400 kPa |  | EU\Inbox\Combinations\Folder..6/..7\ | 36
128743 | H620N+LV24A-TPC | H620N+LV24A-TPC |  | H620N | + | LV24A-TPC | Standard actuator | 1 | Scenario 2 |  | PPK¦SelectPro¦VDI3805¦Internet_EU |  |  | H620N+LV24A-TPC | Globe valve | 900 kPa | 400 kPa |  | EU\Inbox\Combinations\Folder..6/..7\ | 33
128894 | H650S/LV24A-TPC | H650S/LV24A-TPC |  | H650S | / | LV24A-TPC | Standard actuator | 0 | Scenario 2 |  | PPK¦SelectPro¦VDI3805¦Internet_EU |  |  | H650S/LV24A-TPC | Globe valve | 60 kPa | 60 kPa |  | EU\Inbox\Combinations\Folder..6/..7\ | 33
129118 | H665S/AVK230A-3 | H665S/AVK230A-3 |  | H665S | / | AVK230A-3 | Actuator with emergency control function | 1 | Scenario 2 |  | PPK¦SelectPro¦VDI3805¦Internet_EU |  |  | H665S/AVK230A-3 | Globe valve | 400 kPa | 400 kPa |  | EU\Inbox\Combinations\Folder..6/..7\ | 37
128944 | H713N/LV24A-TPC | H713N/LV24A-TPC |  | H713N | / | LV24A-TPC | Standard actuator | 1 | Scenario 2 |  | PPK¦SelectPro¦VDI3805¦Internet_EU |  |  | H713N/LV24A-TPC | Globe valve | 1300 kPa | 400 kPa |  | EU\Inbox\Combinations\Folder..6/..7\ | 32
129447 | H550B/NVK230A-3 | H550B/NVK230A-3 |  | H550B | / | NVK230A-3 | Actuator with emergency control function | 1 | Scenario 2 |  | PPK¦SelectPro¦VDI3805¦Internet_EU |  |  | H550B/NVK230A-3 | Globe valve | 300 kPa | 300 kPa |  | EU\Inbox\Combinations\Folder..4/..5\ | 35
128993 | H715R+LV24A-TPC | H715R+LV24A-TPC |  | H715R | + | LV24A-TPC | Standard actuator | 1 | Scenario 2 |  | PPK¦SelectPro¦VDI3805¦Internet_EU |  |  | H715R+LV24A-TPC | Globe valve | 600 kPa | 400 kPa |  | EU\Inbox\Combinations\Folder..6/..7\ | 32
129546 | H640SP+NVK230A-3 | H640SP+NVK230A-3 |  | H640SP | + | NVK230A-3 | Actuator with emergency control function | 1 | Scenario 2 |  | PPK¦SelectPro¦VDI3805¦Internet_EU |  |  | H640SP+NVK230A-3 | Globe valve (partial pressure-balanced) | 1600 kPa | 1000 kPa |  | EU\Inbox\Combinations\Folder..6/..7\ | 36
128744 | H620N/LV24A-TPC | H620N/LV24A-TPC |  | H620N | / | LV24A-TPC | Standard actuator | 1 | Scenario 2 |  | PPK¦SelectPro¦VDI3805¦Internet_EU |  |  | H620N/LV24A-TPC | Globe valve | 900 kPa | 400 kPa |  | EU\Inbox\Combinations\Folder..6/..7\ | 33
128844 | H640N/LV24A-TPC | H640N/LV24A-TPC |  | H640N | / | LV24A-TPC | Standard actuator | 0 | Scenario 2 |  | PPK¦SelectPro¦VDI3805¦Internet_EU |  |  | H640N/LV24A-TPC | Globe valve | 150 kPa | 150 kPa |  | EU\Inbox\Combinations\Folder..6/..7\ | 33
129496 | H612R+NVK230A-3 | H612R+NVK230A-3 |  | H612R | + | NVK230A-3 | Actuator with emergency control function | 1 | Scenario 2 |  | PPK¦SelectPro¦VDI3805¦Internet_EU |  |  | H612R+NVK230A-3 | Globe valve | 600 kPa | 400 kPa |  | EU\Inbox\Combinations\Folder..6/..7\ | 36
129119 | H665S/AVK24A-3-TPC | H665S/AVK24A-3-TPC |  | H665S | / | AVK24A-3-TPC | Actuator with emergency control function | 1 | Scenario 2 |  | PPK¦SelectPro¦VDI3805¦Internet_EU |  |  | H665S/AVK24A-3-TPC | Globe valve | 400 kPa | 400 kPa |  | EU\Inbox\Combinations\Folder..6/..7\ | 37
129448 | H6015X1-S2+NVK230A-3 | H6015X1-S2+NVK230A-3 |  | H6015X1-S2 | + | NVK230A-3 | Actuator with emergency control function | 1 | Scenario 2 |  | PPK¦SelectPro¦VDI3805¦Internet_EU |  |  | H6015X1-S2+NVK230A-3 | Globe valve | 2200 kPa | 1000 kPa |  | EU\Inbox\Combinations\Folder..6/..7\ | 36
129547 | H640SP/NVK230A-3 | H640SP/NVK230A-3 |  | H640SP | / | NVK230A-3 | Actuator with emergency control function | 1 | Scenario 2 |  | PPK¦SelectPro¦VDI3805¦Internet_EU |  |  | H640SP/NVK230A-3 | Globe valve (partial pressure-balanced) | 1600 kPa | 1000 kPa |  | EU\Inbox\Combinations\Folder..6/..7\ | 36
128994 | H715R/LV24A-TPC | H715R/LV24A-TPC |  | H715R | / | LV24A-TPC | Standard actuator | 1 | Scenario 2 |  | PPK¦SelectPro¦VDI3805¦Internet_EU |  |  | H715R/LV24A-TPC | Globe valve | 600 kPa | 400 kPa |  | EU\Inbox\Combinations\Folder..6/..7\ | 32
129497 | H612R/NVK230A-3 | H612R/NVK230A-3 |  | H612R | / | NVK230A-3 | Actuator with emergency control function | 1 | Scenario 2 |  | PPK¦SelectPro¦VDI3805¦Internet_EU |  |  | H612R/NVK230A-3 | Globe valve | 600 kPa | 400 kPa |  | EU\Inbox\Combinations\Folder..6/..7\ | 36
129449 | H6015X1-S2/NVK230A-3 | H6015X1-S2/NVK230A-3 |  | H6015X1-S2 | / | NVK230A-3 | Actuator with emergency control function | 1 | Scenario 2 |  | PPK¦SelectPro¦VDI3805¦Internet_EU |  |  | H6015X1-S2/NVK230A-3 | Globe valve | 2200 kPa | 1000 kPa |  | EU\Inbox\Combinations\Folder..6/..7\ | 36
129548 | H650N+NVK230A-3 | H650N+NVK230A-3 |  | H650N | + | NVK230A-3 | Actuator with emergency control function | 1 | Scenario 2 |  | PPK¦SelectPro¦VDI3805¦Internet_EU |  |  | H650N+NVK230A-3 | Globe valve | 300 kPa | 300 kPa |  | EU\Inbox\Combinations\Folder..6/..7\ | 35
129398 | H750R+LV230A-TPC | H750R+LV230A-TPC |  | H750R | + | LV230A-TPC | Standard actuator | 0 | Scenario 2 |  | PPK¦SelectPro¦VDI3805¦Internet_EU |  |  | H750R+LV230A-TPC | Globe valve | 70 kPa | 70 kPa |  | EU\Inbox\Combinations\Folder..6/..7\ | 36
129498 | H612S+NVK230A-3 | H612S+NVK230A-3 |  | H612S | + | NVK230A-3 | Actuator with emergency control function | 1 | Scenario 2 |  | PPK¦SelectPro¦VDI3805¦Internet_EU |  |  | H612S+NVK230A-3 | Globe valve | 1600 kPa | 1000 kPa |  | EU\Inbox\Combinations\Folder..6/..7\ | 36
129450 | H6015X1P6-S2+NVK230A-3 | H6015X1P6-S2+NVK230A-3 |  | H6015X1P6-S2 | + | NVK230A-3 | Actuator with emergency control function | 1 | Scenario 2 |  | PPK¦SelectPro¦VDI3805¦Internet_EU |  |  | H6015X1P6-S2+NVK230A-3 | Globe valve | 2200 kPa | 1000 kPa |  | EU\Inbox\Combinations\Folder..6/..7\ | 36
129348 | H732N+LV230A-TPC | H732N+LV230A-TPC |  | H732N | + | LV230A-TPC | Standard actuator | 0 | Scenario 2 |  | PPK¦SelectPro¦VDI3805¦Internet_EU |  |  | H732N+LV230A-TPC | Globe valve | 350 kPa | 350 kPa |  | EU\Inbox\Combinations\Folder..6/..7\ | 36
129549 | H650N/NVK230A-3 | H650N/NVK230A-3 |  | H650N | / | NVK230A-3 | Actuator with emergency control function | 1 | Scenario 2 |  | PPK¦SelectPro¦VDI3805¦Internet_EU |  |  | H650N/NVK230A-3 | Globe valve | 300 kPa | 300 kPa |  | EU\Inbox\Combinations\Folder..6/..7\ | 35
129499 | H612S/NVK230A-3 | H612S/NVK230A-3 |  | H612S | / | NVK230A-3 | Actuator with emergency control function | 1 | Scenario 2 |  | PPK¦SelectPro¦VDI3805¦Internet_EU |  |  | H612S/NVK230A-3 | Globe valve | 1600 kPa | 1000 kPa |  | EU\Inbox\Combinations\Folder..6/..7\ | 36
129399 | H750R/LV230A-TPC | H750R/LV230A-TPC |  | H750R | / | LV230A-TPC | Standard actuator | 0 | Scenario 2 |  | PPK¦SelectPro¦VDI3805¦Internet_EU |  |  | H750R/LV230A-TPC | Globe valve | 70 kPa | 70 kPa |  | EU\Inbox\Combinations\Folder..6/..7\ | 36
129451 | H6015X1P6-S2/NVK230A-3 | H6015X1P6-S2/NVK230A-3 |  | H6015X1P6-S2 | / | NVK230A-3 | Actuator with emergency control function | 1 | Scenario 2 |  | PPK¦SelectPro¦VDI3805¦Internet_EU |  |  | H6015X1P6-S2/NVK230A-3 | Globe valve | 2200 kPa | 1000 kPa |  | EU\Inbox\Combinations\Folder..6/..7\ | 36
128799 | H625S+LV230A-TPC | H625S+LV230A-TPC |  | H625S | + | LV230A-TPC | Standard actuator | 0 | Scenario 2 |  | PPK¦SelectPro¦VDI3805¦Internet_EU |  |  | H625S+LV230A-TPC | Globe valve | 450 kPa | 450 kPa |  | EU\Inbox\Combinations\Folder..6/..7\ | 35
129349 | H732N/LV230A-TPC | H732N/LV230A-TPC |  | H732N | / | LV230A-TPC | Standard actuator | 0 | Scenario 2 |  | PPK¦SelectPro¦VDI3805¦Internet_EU |  |  | H732N/LV230A-TPC | Globe valve | 350 kPa | 350 kPa |  | EU\Inbox\Combinations\Folder..6/..7\ | 36
129550 | H650R+NVK230A-3 | H650R+NVK230A-3 |  | H650R | + | NVK230A-3 | Actuator with emergency control function | 1 | Scenario 2 |  | PPK¦SelectPro¦VDI3805¦Internet_EU |  |  | H650R+NVK230A-3 | Globe valve | 300 kPa | 300 kPa |  | EU\Inbox\Combinations\Folder..6/..7\ | 36
129500 | H613N+NVK230A-3 | H613N+NVK230A-3 |  | H613N | + | NVK230A-3 | Actuator with emergency control function | 1 | Scenario 2 |  | PPK¦SelectPro¦VDI3805¦Internet_EU |  |  | H613N+NVK230A-3 | Globe valve | 1600 kPa | 400 kPa |  | EU\Inbox\Combinations\Folder..6/..7\ | 36
128899 | H711N+LV230A-TPC | H711N+LV230A-TPC |  | H711N | + | LV230A-TPC | Standard actuator | 1 | Scenario 2 |  | PPK¦SelectPro¦VDI3805¦Internet_EU |  |  | H711N+LV230A-TPC | Globe valve | 1300 kPa | 400 kPa |  | EU\Inbox\Combinations\Folder..6/..7\ | 35
129452 | H6015X2P5-S2+NVK230A-3 | H6015X2P5-S2+NVK230A-3 |  | H6015X2P5-S2 | + | NVK230A-3 | Actuator with emergency control function | 1 | Scenario 2 |  | PPK¦SelectPro¦VDI3805¦Internet_EU |  |  | H6015X2P5-S2+NVK230A-3 | Globe valve | 2200 kPa | 1000 kPa |  | EU\Inbox\Combinations\Folder..6/..7\ | 36
128949 | H713R+LV230A-TPC | H713R+LV230A-TPC |  | H713R | + | LV230A-TPC | Standard actuator | 1 | Scenario 2 |  | PPK¦SelectPro¦VDI3805¦Internet_EU |  |  | H713R+LV230A-TPC | Globe valve | 600 kPa | 400 kPa |  | EU\Inbox\Combinations\Folder..6/..7\ | 35
129123 | H680N/AVK230A-3 | H680N/AVK230A-3 |  | H680N | / | AVK230A-3 | Actuator with emergency control function | 1 | Scenario 2 |  | PPK¦SelectPro¦VDI3805¦Internet_EU |  |  | H680N/AVK230A-3 | Globe valve | 250 kPa | 250 kPa |  | EU\Inbox\Combinations\Folder..6/..7\ | 37
128800 | H625S/LV230A-TPC | H625S/LV230A-TPC |  | H625S | / | LV230A-TPC | Standard actuator | 0 | Scenario 2 |  | PPK¦SelectPro¦VDI3805¦Internet_EU |  |  | H625S/LV230A-TPC | Globe valve | 450 kPa | 450 kPa |  | EU\Inbox\Combinations\Folder..6/..7\ | 35
129551 | H650R/NVK230A-3 | H650R/NVK230A-3 |  | H650R | / | NVK230A-3 | Actuator with emergency control function | 1 | Scenario 2 |  | PPK¦SelectPro¦VDI3805¦Internet_EU |  |  | H650R/NVK230A-3 | Globe valve | 300 kPa | 300 kPa |  | EU\Inbox\Combinations\Folder..6/..7\ | 36
129501 | H613N/NVK230A-3 | H613N/NVK230A-3 |  | H613N | / | NVK230A-3 | Actuator with emergency control function | 1 | Scenario 2 |  | PPK¦SelectPro¦VDI3805¦Internet_EU |  |  | H613N/NVK230A-3 | Globe valve | 1600 kPa | 400 kPa |  | EU\Inbox\Combinations\Folder..6/..7\ | 36
128749 | H620R+LV230A-TPC | H620R+LV230A-TPC |  | H620R | + | LV230A-TPC | Standard actuator | 1 | Scenario 2 |  | PPK¦SelectPro¦VDI3805¦Internet_EU |  |  | H620R+LV230A-TPC | Globe valve | 600 kPa | 400 kPa |  | EU\Inbox\Combinations\Folder..6/..7\ | 35
128900 | H711N/LV230A-TPC | H711N/LV230A-TPC |  | H711N | / | LV230A-TPC | Standard actuator | 1 | Scenario 2 |  | PPK¦SelectPro¦VDI3805¦Internet_EU |  |  | H711N/LV230A-TPC | Globe valve | 1300 kPa | 400 kPa |  | EU\Inbox\Combinations\Folder..6/..7\ | 35
129453 | H6015X2P5-S2/NVK230A-3 | H6015X2P5-S2/NVK230A-3 |  | H6015X2P5-S2 | / | NVK230A-3 | Actuator with emergency control function | 1 | Scenario 2 |  | PPK¦SelectPro¦VDI3805¦Internet_EU |  |  | H6015X2P5-S2/NVK230A-3 | Globe valve | 2200 kPa | 1000 kPa |  | EU\Inbox\Combinations\Folder..6/..7\ | 36
128849 | H640R+LV230A-TPC | H640R+LV230A-TPC |  | H640R | + | LV230A-TPC | Standard actuator | 0 | Scenario 2 |  | PPK¦SelectPro¦VDI3805¦Internet_EU |  |  | H640R+LV230A-TPC | Globe valve | 150 kPa | 150 kPa |  | EU\Inbox\Combinations\Folder..6/..7\ | 35
128950 | H713R/LV230A-TPC | H713R/LV230A-TPC |  | H713R | / | LV230A-TPC | Standard actuator | 1 | Scenario 2 |  | PPK¦SelectPro¦VDI3805¦Internet_EU |  |  | H713R/LV230A-TPC | Globe valve | 600 kPa | 400 kPa |  | EU\Inbox\Combinations\Folder..6/..7\ | 35
129124 | H680N/AVK24A-3-TPC | H680N/AVK24A-3-TPC |  | H680N | / | AVK24A-3-TPC | Actuator with emergency control function | 1 | Scenario 2 |  | PPK¦SelectPro¦VDI3805¦Internet_EU |  |  | H680N/AVK24A-3-TPC | Globe valve | 250 kPa | 250 kPa |  | EU\Inbox\Combinations\Folder..6/..7\ | 37
129552 | H650S+NVK230A-3 | H650S+NVK230A-3 |  | H650S | + | NVK230A-3 | Actuator with emergency control function | 1 | Scenario 2 |  | PPK¦SelectPro¦VDI3805¦Internet_EU |  |  | H650S+NVK230A-3 | Globe valve | 300 kPa | 300 kPa |  | EU\Inbox\Combinations\Folder..6/..7\ | 36
129502 | H613R+NVK230A-3 | H613R+NVK230A-3 |  | H613R | + | NVK230A-3 | Actuator with emergency control function | 1 | Scenario 2 |  | PPK¦SelectPro¦VDI3805¦Internet_EU |  |  | H613R+NVK230A-3 | Globe valve | 600 kPa | 400 kPa |  | EU\Inbox\Combinations\Folder..6/..7\ | 36
128750 | H620R/LV230A-TPC | H620R/LV230A-TPC |  | H620R | / | LV230A-TPC | Standard actuator | 1 | Scenario 2 |  | PPK¦SelectPro¦VDI3805¦Internet_EU |  |  | H620R/LV230A-TPC | Globe valve | 600 kPa | 400 kPa |  | EU\Inbox\Combinations\Folder..6/..7\ | 35
129454 | H6015X4-S2+NVK230A-3 | H6015X4-S2+NVK230A-3 |  | H6015X4-S2 | + | NVK230A-3 | Actuator with emergency control function | 1 | Scenario 2 |  | PPK¦SelectPro¦VDI3805¦Internet_EU |  |  | H6015X4-S2+NVK230A-3 | Globe valve | 2200 kPa | 1000 kPa |  | EU\Inbox\Combinations\Folder..6/..7\ | 36
128999 | H720N+LV230A-TPC | H720N+LV230A-TPC |  | H720N | + | LV230A-TPC | Standard actuator | 1 | Scenario 2 |  | PPK¦SelectPro¦VDI3805¦Internet_EU |  |  | H720N+LV230A-TPC | Globe valve | 900 kPa | 400 kPa |  | EU\Inbox\Combinations\Folder..6/..7\ | 35
128850 | H640R/LV230A-TPC | H640R/LV230A-TPC |  | H640R | / | LV230A-TPC | Standard actuator | 0 | Scenario 2 |  | PPK¦SelectPro¦VDI3805¦Internet_EU |  |  | H640R/LV230A-TPC | Globe valve | 150 kPa | 150 kPa |  | EU\Inbox\Combinations\Folder..6/..7\ | 35
129402 | H750R+LV24A-TPC | H750R+LV24A-TPC |  | H750R | + | LV24A-TPC | Standard actuator | 0 | Scenario 2 |  | PPK¦SelectPro¦VDI3805¦Internet_EU |  |  | H750R+LV24A-TPC | Globe valve | 70 kPa | 70 kPa |  | EU\Inbox\Combinations\Folder..6/..7\ | 32
129553 | H650S/NVK230A-3 | H650S/NVK230A-3 |  | H650S | / | NVK230A-3 | Actuator with emergency control function | 1 | Scenario 2 |  | PPK¦SelectPro¦VDI3805¦Internet_EU |  |  | H650S/NVK230A-3 | Globe valve | 300 kPa | 300 kPa |  | EU\Inbox\Combinations\Folder..6/..7\ | 36
129352 | H732N+LV24A-TPC | H732N+LV24A-TPC |  | H732N | + | LV24A-TPC | Standard actuator | 0 | Scenario 2 |  | PPK¦SelectPro¦VDI3805¦Internet_EU |  |  | H732N+LV24A-TPC | Globe valve | 350 kPa | 350 kPa |  | EU\Inbox\Combinations\Folder..6/..7\ | 32
129503 | H613R/NVK230A-3 | H613R/NVK230A-3 |  | H613R | / | NVK230A-3 | Actuator with emergency control function | 1 | Scenario 2 |  | PPK¦SelectPro¦VDI3805¦Internet_EU |  |  | H613R/NVK230A-3 | Globe valve | 600 kPa | 400 kPa |  | EU\Inbox\Combinations\Folder..6/..7\ | 36
129000 | H720N/LV230A-TPC | H720N/LV230A-TPC |  | H720N | / | LV230A-TPC | Standard actuator | 1 | Scenario 2 |  | PPK¦SelectPro¦VDI3805¦Internet_EU |  |  | H720N/LV230A-TPC | Globe valve | 900 kPa | 400 kPa |  | EU\Inbox\Combinations\Folder..6/..7\ | 35
129455 | H6015X4-S2/NVK230A-3 | H6015X4-S2/NVK230A-3 |  | H6015X4-S2 | / | NVK230A-3 | Actuator with emergency control function | 1 | Scenario 2 |  | PPK¦SelectPro¦VDI3805¦Internet_EU |  |  | H6015X4-S2/NVK230A-3 | Globe valve | 2200 kPa | 1000 kPa |  | EU\Inbox\Combinations\Folder..6/..7\ | 36
129403 | H750R/LV24A-TPC | H750R/LV24A-TPC |  | H750R | / | LV24A-TPC | Standard actuator | 0 | Scenario 2 |  | PPK¦SelectPro¦VDI3805¦Internet_EU |  |  | H750R/LV24A-TPC | Globe valve | 70 kPa | 70 kPa |  | EU\Inbox\Combinations\Folder..6/..7\ | 32
128803 | H625S+LV24A-TPC | H625S+LV24A-TPC |  | H625S | + | LV24A-TPC | Standard actuator | 0 | Scenario 2 |  | PPK¦SelectPro¦VDI3805¦Internet_EU |  |  | H625S+LV24A-TPC | Globe valve | 450 kPa | 450 kPa |  | EU\Inbox\Combinations\Folder..6/..7\ | 33
129554 | H650SP+NVK230A-3 | H650SP+NVK230A-3 |  | H650SP | + | NVK230A-3 | Actuator with emergency control function | 1 | Scenario 2 |  | PPK¦SelectPro¦VDI3805¦Internet_EU |  |  | H650SP+NVK230A-3 | Globe valve (partial pressure-balanced) | 1600 kPa | 1000 kPa |  | EU\Inbox\Combinations\Folder..6/..7\ | 38
129504 | H613S+NVK230A-3 | H613S+NVK230A-3 |  | H613S | + | NVK230A-3 | Actuator with emergency control function | 1 | Scenario 2 |  | PPK¦SelectPro¦VDI3805¦Internet_EU |  |  | H613S+NVK230A-3 | Globe valve | 1600 kPa | 1000 kPa |  | EU\Inbox\Combinations\Folder..6/..7\ | 36
129353 | H732N/LV24A-TPC | H732N/LV24A-TPC |  | H732N | / | LV24A-TPC | Standard actuator | 0 | Scenario 2 |  | PPK¦SelectPro¦VDI3805¦Internet_EU |  |  | H732N/LV24A-TPC | Globe valve | 350 kPa | 350 kPa |  | EU\Inbox\Combinations\Folder..6/..7\ | 32
128903 | H711N+LV24A-TPC | H711N+LV24A-TPC |  | H711N | + | LV24A-TPC | Standard actuator | 1 | Scenario 2 |  | PPK¦SelectPro¦VDI3805¦Internet_EU |  |  | H711N+LV24A-TPC | Globe valve | 1300 kPa | 400 kPa |  | EU\Inbox\Combinations\Folder..6/..7\ | 33
129456 | H6015XP4-S2+NVK230A-3 | H6015XP4-S2+NVK230A-3 |  | H6015XP4-S2 | + | NVK230A-3 | Actuator with emergency control function | 1 | Scenario 2 |  | PPK¦SelectPro¦VDI3805¦Internet_EU |  |  | H6015XP4-S2+NVK230A-3 | Globe valve | 2500 kPa | 1000 kPa |  | EU\Inbox\Combinations\Folder..6/..7\ | 36
128804 | H625S/LV24A-TPC | H625S/LV24A-TPC |  | H625S | / | LV24A-TPC | Standard actuator | 0 | Scenario 2 |  | PPK¦SelectPro¦VDI3805¦Internet_EU |  |  | H625S/LV24A-TPC | Globe valve | 450 kPa | 450 kPa |  | EU\Inbox\Combinations\Folder..6/..7\ | 33
128953 | H713R+LV24A-TPC | H713R+LV24A-TPC |  | H713R | + | LV24A-TPC | Standard actuator | 1 | Scenario 2 |  | PPK¦SelectPro¦VDI3805¦Internet_EU |  |  | H713R+LV24A-TPC | Globe valve | 600 kPa | 400 kPa |  | EU\Inbox\Combinations\Folder..6/..7\ | 32
129555 | H650SP/NVK230A-3 | H650SP/NVK230A-3 |  | H650SP | / | NVK230A-3 | Actuator with emergency control function | 1 | Scenario 2 |  | PPK¦SelectPro¦VDI3805¦Internet_EU |  |  | H650SP/NVK230A-3 | Globe valve (partial pressure-balanced) | 1600 kPa | 1000 kPa |  | EU\Inbox\Combinations\Folder..6/..7\ | 38
128904 | H711N/LV24A-TPC | H711N/LV24A-TPC |  | H711N | / | LV24A-TPC | Standard actuator | 1 | Scenario 2 |  | PPK¦SelectPro¦VDI3805¦Internet_EU |  |  | H711N/LV24A-TPC | Globe valve | 1300 kPa | 400 kPa |  | EU\Inbox\Combinations\Folder..6/..7\ | 33
129505 | H613S/NVK230A-3 | H613S/NVK230A-3 |  | H613S | / | NVK230A-3 | Actuator with emergency control function | 1 | Scenario 2 |  | PPK¦SelectPro¦VDI3805¦Internet_EU |  |  | H613S/NVK230A-3 | Globe valve | 1600 kPa | 1000 kPa |  | EU\Inbox\Combinations\Folder..6/..7\ | 36
129457 | H6015XP4-S2/NVK230A-3 | H6015XP4-S2/NVK230A-3 |  | H6015XP4-S2 | / | NVK230A-3 | Actuator with emergency control function | 1 | Scenario 2 |  | PPK¦SelectPro¦VDI3805¦Internet_EU |  |  | H6015XP4-S2/NVK230A-3 | Globe valve | 2500 kPa | 1000 kPa |  | EU\Inbox\Combinations\Folder..6/..7\ | 36
128753 | H620R+LV24A-TPC | H620R+LV24A-TPC |  | H620R | + | LV24A-TPC | Standard actuator | 1 | Scenario 2 |  | PPK¦SelectPro¦VDI3805¦Internet_EU |  |  | H620R+LV24A-TPC | Globe valve | 600 kPa | 400 kPa |  | EU\Inbox\Combinations\Folder..6/..7\ | 33
128954 | H713R/LV24A-TPC | H713R/LV24A-TPC |  | H713R | / | LV24A-TPC | Standard actuator | 1 | Scenario 2 |  | PPK¦SelectPro¦VDI3805¦Internet_EU |  |  | H713R/LV24A-TPC | Globe valve | 600 kPa | 400 kPa |  | EU\Inbox\Combinations\Folder..6/..7\ | 32
129128 | H680S/AVK230A-3 | H680S/AVK230A-3 |  | H680S | / | AVK230A-3 | Actuator with emergency control function | 1 | Scenario 2 |  | PPK¦SelectPro¦VDI3805¦Internet_EU |  |  | H680S/AVK230A-3 | Globe valve | 250 kPa | 250 kPa |  | EU\Inbox\Combinations\Folder..6/..7\ | 37
128853 | H640R+LV24A-TPC | H640R+LV24A-TPC |  | H640R | + | LV24A-TPC | Standard actuator | 0 | Scenario 2 |  | PPK¦SelectPro¦VDI3805¦Internet_EU |  |  | H640R+LV24A-TPC | Globe valve | 150 kPa | 150 kPa |  | EU\Inbox\Combinations\Folder..6/..7\ | 33
129556 | H664N+NVK230A-3 | H664N+NVK230A-3 |  | H664N | + | NVK230A-3 | Actuator with emergency control function | 1 | Scenario 2 |  | PPK¦SelectPro¦VDI3805¦Internet_EU |  |  | H664N+NVK230A-3 | Globe valve | 140 kPa | 140 kPa |  | EU\Inbox\Combinations\Folder..6/..7\ | 40
129506 | H614N+NVK230A-3 | H614N+NVK230A-3 |  | H614N | + | NVK230A-3 | Actuator with emergency control function | 1 | Scenario 2 |  | PPK¦SelectPro¦VDI3805¦Internet_EU |  |  | H614N+NVK230A-3 | Globe valve | 1600 kPa | 400 kPa |  | EU\Inbox\Combinations\Folder..6/..7\ | 36
129458 | H6015XP63-S2+NVK230A-3 | H6015XP63-S2+NVK230A-3 |  | H6015XP63-S2 | + | NVK230A-3 | Actuator with emergency control function | 1 | Scenario 2 |  | PPK¦SelectPro¦VDI3805¦Internet_EU |  |  | H6015XP63-S2+NVK230A-3 | Globe valve | 2500 kPa | 1000 kPa |  | EU\Inbox\Combinations\Folder..6/..7\ | 36
128754 | H620R/LV24A-TPC | H620R/LV24A-TPC |  | H620R | / | LV24A-TPC | Standard actuator | 1 | Scenario 2 |  | PPK¦SelectPro¦VDI3805¦Internet_EU |  |  | H620R/LV24A-TPC | Globe valve | 600 kPa | 400 kPa |  | EU\Inbox\Combinations\Folder..6/..7\ | 33
129003 | H720N+LV24A-TPC | H720N+LV24A-TPC |  | H720N | + | LV24A-TPC | Standard actuator | 1 | Scenario 2 |  | PPK¦SelectPro¦VDI3805¦Internet_EU |  |  | H720N+LV24A-TPC | Globe valve | 900 kPa | 400 kPa |  | EU\Inbox\Combinations\Folder..6/..7\ | 32
129129 | H680S/AVK24A-3-TPC | H680S/AVK24A-3-TPC |  | H680S | / | AVK24A-3-TPC | Actuator with emergency control function | 1 | Scenario 2 |  | PPK¦SelectPro¦VDI3805¦Internet_EU |  |  | H680S/AVK24A-3-TPC | Globe valve | 250 kPa | 250 kPa |  | EU\Inbox\Combinations\Folder..6/..7\ | 37
128854 | H640R/LV24A-TPC | H640R/LV24A-TPC |  | H640R | / | LV24A-TPC | Standard actuator | 0 | Scenario 2 |  | PPK¦SelectPro¦VDI3805¦Internet_EU |  |  | H640R/LV24A-TPC | Globe valve | 150 kPa | 150 kPa |  | EU\Inbox\Combinations\Folder..6/..7\ | 33
129557 | H664N/NVK230A-3 | H664N/NVK230A-3 |  | H664N | / | NVK230A-3 | Actuator with emergency control function | 1 | Scenario 2 |  | PPK¦SelectPro¦VDI3805¦Internet_EU |  |  | H664N/NVK230A-3 | Globe valve | 140 kPa | 140 kPa |  | EU\Inbox\Combinations\Folder..6/..7\ | 40
129459 | H6015XP63-S2/NVK230A-3 | H6015XP63-S2/NVK230A-3 |  | H6015XP63-S2 | / | NVK230A-3 | Actuator with emergency control function | 1 | Scenario 2 |  | PPK¦SelectPro¦VDI3805¦Internet_EU |  |  | H6015XP63-S2/NVK230A-3 | Globe valve | 2500 kPa | 1000 kPa |  | EU\Inbox\Combinations\Folder..6/..7\ | 36
129507 | H614N/NVK230A-3 | H614N/NVK230A-3 |  | H614N | / | NVK230A-3 | Actuator with emergency control function | 1 | Scenario 2 |  | PPK¦SelectPro¦VDI3805¦Internet_EU |  |  | H614N/NVK230A-3 | Globe valve | 1600 kPa | 400 kPa |  | EU\Inbox\Combinations\Folder..6/..7\ | 36
129004 | H720N/LV24A-TPC | H720N/LV24A-TPC |  | H720N | / | LV24A-TPC | Standard actuator | 1 | Scenario 2 |  | PPK¦SelectPro¦VDI3805¦Internet_EU |  |  | H720N/LV24A-TPC | Globe valve | 900 kPa | 400 kPa |  | EU\Inbox\Combinations\Folder..6/..7\ | 32
129558 | H664R+NVK230A-3 | H664R+NVK230A-3 |  | H664R | + | NVK230A-3 | Actuator with emergency control function | 1 | Scenario 2 |  | PPK¦SelectPro¦VDI3805¦Internet_EU |  |  | H664R+NVK230A-3 | Globe valve | 140 kPa | 140 kPa |  | EU\Inbox\Combinations\Folder..6/..7\ | 37
129460 | H6020X4-S2+NVK230A-3 | H6020X4-S2+NVK230A-3 |  | H6020X4-S2 | + | NVK230A-3 | Actuator with emergency control function | 1 | Scenario 2 |  | PPK¦SelectPro¦VDI3805¦Internet_EU |  |  | H6020X4-S2+NVK230A-3 | Globe valve | 2200 kPa | 1000 kPa |  | EU\Inbox\Combinations\Folder..6/..7\ | 36
129508 | H614R+NVK230A-3 | H614R+NVK230A-3 |  | H614R | + | NVK230A-3 | Actuator with emergency control function | 1 | Scenario 2 |  | PPK¦SelectPro¦VDI3805¦Internet_EU |  |  | H614R+NVK230A-3 | Globe valve | 600 kPa | 400 kPa |  | EU\Inbox\Combinations\Folder..6/..7\ | 36
129408 | H411B+NVK230A-3 | H411B+NVK230A-3 |  | H411B | + | NVK230A-3 | Actuator with emergency control function | 1 | Scenario 2 |  | PPK¦SelectPro¦VDI3805¦Internet_EU |  |  | H411B+NVK230A-3 | Globe valve | 1600 kPa | 400 kPa |  | EU\Inbox\Combinations\Folder..4/..5\ | 37
129559 | H664R/NVK230A-3 | H664R/NVK230A-3 |  | H664R | / | NVK230A-3 | Actuator with emergency control function | 1 | Scenario 2 |  | PPK¦SelectPro¦VDI3805¦Internet_EU |  |  | H664R/NVK230A-3 | Globe valve | 140 kPa | 140 kPa |  | EU\Inbox\Combinations\Folder..6/..7\ | 37
129358 | H732R+LV230A-TPC | H732R+LV230A-TPC |  | H732R | + | LV230A-TPC | Standard actuator | 0 | Scenario 2 |  | PPK¦SelectPro¦VDI3805¦Internet_EU |  |  | H732R+LV230A-TPC | Globe valve | 350 kPa | 350 kPa |  | EU\Inbox\Combinations\Folder..6/..7\ | 36
129461 | H6020X4-S2/NVK230A-3 | H6020X4-S2/NVK230A-3 |  | H6020X4-S2 | / | NVK230A-3 | Actuator with emergency control function | 1 | Scenario 2 |  | PPK¦SelectPro¦VDI3805¦Internet_EU |  |  | H6020X4-S2/NVK230A-3 | Globe valve | 2200 kPa | 1000 kPa |  | EU\Inbox\Combinations\Folder..6/..7\ | 36
129509 | H614R/NVK230A-3 | H614R/NVK230A-3 |  | H614R | / | NVK230A-3 | Actuator with emergency control function | 1 | Scenario 2 |  | PPK¦SelectPro¦VDI3805¦Internet_EU |  |  | H614R/NVK230A-3 | Globe valve | 600 kPa | 400 kPa |  | EU\Inbox\Combinations\Folder..6/..7\ | 36
128809 | H632N+LV230A-TPC | H632N+LV230A-TPC |  | H632N | + | LV230A-TPC | Standard actuator | 0 | Scenario 2 |  | PPK¦SelectPro¦VDI3805¦Internet_EU |  |  | H632N+LV230A-TPC | Globe valve | 350 kPa | 350 kPa |  | EU\Inbox\Combinations\Folder..6/..7\ | 35
129409 | H411B/NVK230A-3 | H411B/NVK230A-3 |  | H411B | / | NVK230A-3 | Actuator with emergency control function | 1 | Scenario 2 |  | PPK¦SelectPro¦VDI3805¦Internet_EU |  |  | H411B/NVK230A-3 | Globe valve | 1600 kPa | 400 kPa |  | EU\Inbox\Combinations\Folder..4/..5\ | 37
129560 | H664S+NVK230A-3 | H664S+NVK230A-3 |  | H664S | + | NVK230A-3 | Actuator with emergency control function | 1 | Scenario 2 |  | PPK¦SelectPro¦VDI3805¦Internet_EU |  |  | H664S+NVK230A-3 | Globe valve | 130 kPa | 130 kPa |  | EU\Inbox\Combinations\Folder..6/..7\ | 37
128909 | H711R+LV230A-TPC | H711R+LV230A-TPC |  | H711R | + | LV230A-TPC | Standard actuator | 1 | Scenario 2 |  | PPK¦SelectPro¦VDI3805¦Internet_EU |  |  | H711R+LV230A-TPC | Globe valve | 600 kPa | 400 kPa |  | EU\Inbox\Combinations\Folder..6/..7\ | 35
129462 | H6020X6P3-S2+NVK230A-3 | H6020X6P3-S2+NVK230A-3 |  | H6020X6P3-S2 | + | NVK230A-3 | Actuator with emergency control function | 1 | Scenario 2 |  | PPK¦SelectPro¦VDI3805¦Internet_EU |  |  | H6020X6P3-S2+NVK230A-3 | Globe valve | 1500 kPa | 1000 kPa |  | EU\Inbox\Combinations\Folder..6/..7\ | 36
129359 | H732R/LV230A-TPC | H732R/LV230A-TPC |  | H732R | / | LV230A-TPC | Standard actuator | 0 | Scenario 2 |  | PPK¦SelectPro¦VDI3805¦Internet_EU |  |  | H732R/LV230A-TPC | Globe valve | 350 kPa | 350 kPa |  | EU\Inbox\Combinations\Folder..6/..7\ | 36
129510 | H614S+NVK230A-3 | H614S+NVK230A-3 |  | H614S | + | NVK230A-3 | Actuator with emergency control function | 1 | Scenario 2 |  | PPK¦SelectPro¦VDI3805¦Internet_EU |  |  | H614S+NVK230A-3 | Globe valve | 1600 kPa | 1000 kPa |  | EU\Inbox\Combinations\Folder..6/..7\ | 36
128810 | H632N/LV230A-TPC | H632N/LV230A-TPC |  | H632N | / | LV230A-TPC | Standard actuator | 0 | Scenario 2 |  | PPK¦SelectPro¦VDI3805¦Internet_EU |  |  | H632N/LV230A-TPC | Globe valve | 350 kPa | 350 kPa |  | EU\Inbox\Combinations\Folder..6/..7\ | 35
128959 | H714N+LV230A-TPC | H714N+LV230A-TPC |  | H714N | + | LV230A-TPC | Standard actuator | 1 | Scenario 2 |  | PPK¦SelectPro¦VDI3805¦Internet_EU |  |  | H714N+LV230A-TPC | Globe valve | 1300 kPa | 400 kPa |  | EU\Inbox\Combinations\Folder..6/..7\ | 35
129410 | H412B+NVK230A-3 | H412B+NVK230A-3 |  | H412B | + | NVK230A-3 | Actuator with emergency control function | 1 | Scenario 2 |  | PPK¦SelectPro¦VDI3805¦Internet_EU |  |  | H412B+NVK230A-3 | Globe valve | 1600 kPa | 400 kPa |  | EU\Inbox\Combinations\Folder..4/..5\ | 37
129561 | H664S/NVK230A-3 | H664S/NVK230A-3 |  | H664S | / | NVK230A-3 | Actuator with emergency control function | 1 | Scenario 2 |  | PPK¦SelectPro¦VDI3805¦Internet_EU |  |  | H664S/NVK230A-3 | Globe valve | 130 kPa | 130 kPa |  | EU\Inbox\Combinations\Folder..6/..7\ | 37
128910 | H711R/LV230A-TPC | H711R/LV230A-TPC |  | H711R | / | LV230A-TPC | Standard actuator | 1 | Scenario 2 |  | PPK¦SelectPro¦VDI3805¦Internet_EU |  |  | H711R/LV230A-TPC | Globe valve | 600 kPa | 400 kPa |  | EU\Inbox\Combinations\Folder..6/..7\ | 35
129463 | H6020X6P3-S2/NVK230A-3 | H6020X6P3-S2/NVK230A-3 |  | H6020X6P3-S2 | / | NVK230A-3 | Actuator with emergency control function | 1 | Scenario 2 |  | PPK¦SelectPro¦VDI3805¦Internet_EU |  |  | H6020X6P3-S2/NVK230A-3 | Globe valve | 1500 kPa | 1000 kPa |  | EU\Inbox\Combinations\Folder..6/..7\ | 36
129511 | H614S/NVK230A-3 | H614S/NVK230A-3 |  | H614S | / | NVK230A-3 | Actuator with emergency control function | 1 | Scenario 2 |  | PPK¦SelectPro¦VDI3805¦Internet_EU |  |  | H614S/NVK230A-3 | Globe valve | 1600 kPa | 1000 kPa |  | EU\Inbox\Combinations\Folder..6/..7\ | 36
128759 | H620S+LV230A-TPC | H620S+LV230A-TPC |  | H620S | + | LV230A-TPC | Standard actuator | 0 | Scenario 2 |  | PPK¦SelectPro¦VDI3805¦Internet_EU |  |  | H620S+LV230A-TPC | Globe valve | 800 kPa | 800 kPa |  | EU\Inbox\Combinations\Folder..6/..7\ | 35
128960 | H714N/LV230A-TPC | H714N/LV230A-TPC |  | H714N | / | LV230A-TPC | Standard actuator | 1 | Scenario 2 |  | PPK¦SelectPro¦VDI3805¦Internet_EU |  |  | H714N/LV230A-TPC | Globe valve | 1300 kPa | 400 kPa |  | EU\Inbox\Combinations\Folder..6/..7\ | 35
129411 | H412B/NVK230A-3 | H412B/NVK230A-3 |  | H412B | / | NVK230A-3 | Actuator with emergency control function | 1 | Scenario 2 |  | PPK¦SelectPro¦VDI3805¦Internet_EU |  |  | H412B/NVK230A-3 | Globe valve | 1600 kPa | 400 kPa |  | EU\Inbox\Combinations\Folder..4/..5\ | 37
129562 | H664SP+NVK230A-3 | H664SP+NVK230A-3 |  | H664SP | + | NVK230A-3 | Actuator with emergency control function | 1 | Scenario 2 |  | PPK¦SelectPro¦VDI3805¦Internet_EU |  |  | H664SP+NVK230A-3 | Globe valve (partial pressure-balanced) | 1600 kPa | 1000 kPa |  | EU\Inbox\Combinations\Folder..6/..7\ | 37
128859 | H640S+LV230A-TPC | H640S+LV230A-TPC |  | H640S | + | LV230A-TPC | Standard actuator | 0 | Scenario 2 |  | PPK¦SelectPro¦VDI3805¦Internet_EU |  |  | H640S+LV230A-TPC | Globe valve | 140 kPa | 140 kPa |  | EU\Inbox\Combinations\Folder..6/..7\ | 35
129464 | H6025X10-S2+NVK230A-3 | H6025X10-S2+NVK230A-3 |  | H6025X10-S2 | + | NVK230A-3 | Actuator with emergency control function | 1 | Scenario 2 |  | PPK¦SelectPro¦VDI3805¦Internet_EU |  |  | H6025X10-S2+NVK230A-3 | Globe valve | 1300 kPa | 1000 kPa |  | EU\Inbox\Combinations\Folder..6/..7\ | 36
129512 | H615N+NVK230A-3 | H615N+NVK230A-3 |  | H615N | + | NVK230A-3 | Actuator with emergency control function | 1 | Scenario 2 |  | PPK¦SelectPro¦VDI3805¦Internet_EU |  |  | H615N+NVK230A-3 | Globe valve | 1600 kPa | 400 kPa |  | EU\Inbox\Combinations\Folder..6/..7\ | 36
128760 | H620S/LV230A-TPC | H620S/LV230A-TPC |  | H620S | / | LV230A-TPC | Standard actuator | 0 | Scenario 2 |  | PPK¦SelectPro¦VDI3805¦Internet_EU |  |  | H620S/LV230A-TPC | Globe valve | 800 kPa | 800 kPa |  | EU\Inbox\Combinations\Folder..6/..7\ | 35
129412 | H413B+NVK230A-3 | H413B+NVK230A-3 |  | H413B | + | NVK230A-3 | Actuator with emergency control function | 1 | Scenario 2 |  | PPK¦SelectPro¦VDI3805¦Internet_EU |  |  | H413B+NVK230A-3 | Globe valve | 1600 kPa | 400 kPa |  | EU\Inbox\Combinations\Folder..4/..5\ | 37
129563 | H664SP/NVK230A-3 | H664SP/NVK230A-3 |  | H664SP | / | NVK230A-3 | Actuator with emergency control function | 1 | Scenario 2 |  | PPK¦SelectPro¦VDI3805¦Internet_EU |  |  | H664SP/NVK230A-3 | Globe valve (partial pressure-balanced) | 1600 kPa | 1000 kPa |  | EU\Inbox\Combinations\Folder..6/..7\ | 37
128860 | H640S/LV230A-TPC | H640S/LV230A-TPC |  | H640S | / | LV230A-TPC | Standard actuator | 0 | Scenario 2 |  | PPK¦SelectPro¦VDI3805¦Internet_EU |  |  | H640S/LV230A-TPC | Globe valve | 140 kPa | 140 kPa |  | EU\Inbox\Combinations\Folder..6/..7\ | 35
129465 | H6025X10-S2/NVK230A-3 | H6025X10-S2/NVK230A-3 |  | H6025X10-S2 | / | NVK230A-3 | Actuator with emergency control function | 1 | Scenario 2 |  | PPK¦SelectPro¦VDI3805¦Internet_EU |  |  | H6025X10-S2/NVK230A-3 | Globe valve | 1300 kPa | 1000 kPa |  | EU\Inbox\Combinations\Folder..6/..7\ | 36
128813 | H632N+LV24A-TPC | H632N+LV24A-TPC |  | H632N | + | LV24A-TPC | Standard actuator | 0 | Scenario 2 |  | PPK¦SelectPro¦VDI3805¦Internet_EU |  |  | H632N+LV24A-TPC | Globe valve | 350 kPa | 350 kPa |  | EU\Inbox\Combinations\Folder..6/..7\ | 33
129513 | H615N/NVK230A-3 | H615N/NVK230A-3 |  | H615N | / | NVK230A-3 | Actuator with emergency control function | 1 | Scenario 2 |  | PPK¦SelectPro¦VDI3805¦Internet_EU |  |  | H615N/NVK230A-3 | Globe valve | 1600 kPa | 400 kPa |  | EU\Inbox\Combinations\Folder..6/..7\ | 36
129362 | H732R+LV24A-TPC | H732R+LV24A-TPC |  | H732R | + | LV24A-TPC | Standard actuator | 0 | Scenario 2 |  | PPK¦SelectPro¦VDI3805¦Internet_EU |  |  | H732R+LV24A-TPC | Globe valve | 350 kPa | 350 kPa |  | EU\Inbox\Combinations\Folder..6/..7\ | 32
129413 | H413B/NVK230A-3 | H413B/NVK230A-3 |  | H413B | / | NVK230A-3 | Actuator with emergency control function | 1 | Scenario 2 |  | PPK¦SelectPro¦VDI3805¦Internet_EU |  |  | H413B/NVK230A-3 | Globe valve | 1600 kPa | 400 kPa |  | EU\Inbox\Combinations\Folder..4/..5\ | 37
129564 | H679N+NVK230A-3 | H679N+NVK230A-3 |  | H679N | + | NVK230A-3 | Actuator with emergency control function | 1 | Scenario 2 |  | PPK¦SelectPro¦VDI3805¦Internet_EU |  |  | H679N+NVK230A-3 | Globe valve | 80 kPa | 80 kPa |  | EU\Inbox\Combinations\Folder..6/..7\ | 37
128913 | H711R+LV24A-TPC | H711R+LV24A-TPC |  | H711R | + | LV24A-TPC | Standard actuator | 1 | Scenario 2 |  | PPK¦SelectPro¦VDI3805¦Internet_EU |  |  | H711R+LV24A-TPC | Globe valve | 600 kPa | 400 kPa |  | EU\Inbox\Combinations\Folder..6/..7\ | 33
129466 | H6025X6P3-S2+NVK230A-3 | H6025X6P3-S2+NVK230A-3 |  | H6025X6P3-S2 | + | NVK230A-3 | Actuator with emergency control function | 1 | Scenario 2 |  | PPK¦SelectPro¦VDI3805¦Internet_EU |  |  | H6025X6P3-S2+NVK230A-3 | Globe valve | 1300 kPa | 1000 kPa |  | EU\Inbox\Combinations\Folder..6/..7\ | 36
128814 | H632N/LV24A-TPC | H632N/LV24A-TPC |  | H632N | / | LV24A-TPC | Standard actuator | 0 | Scenario 2 |  | PPK¦SelectPro¦VDI3805¦Internet_EU |  |  | H632N/LV24A-TPC | Globe valve | 350 kPa | 350 kPa |  | EU\Inbox\Combinations\Folder..6/..7\ | 33
129363 | H732R/LV24A-TPC | H732R/LV24A-TPC |  | H732R | / | LV24A-TPC | Standard actuator | 0 | Scenario 2 |  | PPK¦SelectPro¦VDI3805¦Internet_EU |  |  | H732R/LV24A-TPC | Globe valve | 350 kPa | 350 kPa |  | EU\Inbox\Combinations\Folder..6/..7\ | 32
128963 | H714N+LV24A-TPC | H714N+LV24A-TPC |  | H714N | + | LV24A-TPC | Standard actuator | 1 | Scenario 2 |  | PPK¦SelectPro¦VDI3805¦Internet_EU |  |  | H714N+LV24A-TPC | Globe valve | 1300 kPa | 400 kPa |  | EU\Inbox\Combinations\Folder..6/..7\ | 32
129514 | H615R+NVK230A-3 | H615R+NVK230A-3 |  | H615R | + | NVK230A-3 | Actuator with emergency control function | 1 | Scenario 2 |  | PPK¦SelectPro¦VDI3805¦Internet_EU |  |  | H615R+NVK230A-3 | Globe valve | 600 kPa | 400 kPa |  | EU\Inbox\Combinations\Folder..6/..7\ | 36
129414 | H414B+NVK230A-3 | H414B+NVK230A-3 |  | H414B | + | NVK230A-3 | Actuator with emergency control function | 1 | Scenario 2 |  | PPK¦SelectPro¦VDI3805¦Internet_EU |  |  | H414B+NVK230A-3 | Globe valve | 1600 kPa | 400 kPa |  | EU\Inbox\Combinations\Folder..4/..5\ | 37
129565 | H679N/NVK230A-3 | H679N/NVK230A-3 |  | H679N | / | NVK230A-3 | Actuator with emergency control function | 1 | Scenario 2 |  | PPK¦SelectPro¦VDI3805¦Internet_EU |  |  | H679N/NVK230A-3 | Globe valve | 80 kPa | 80 kPa |  | EU\Inbox\Combinations\Folder..6/..7\ | 37
128914 | H711R/LV24A-TPC | H711R/LV24A-TPC |  | H711R | / | LV24A-TPC | Standard actuator | 1 | Scenario 2 |  | PPK¦SelectPro¦VDI3805¦Internet_EU |  |  | H711R/LV24A-TPC | Globe valve | 600 kPa | 400 kPa |  | EU\Inbox\Combinations\Folder..6/..7\ | 33
129467 | H6025X6P3-S2/NVK230A-3 | H6025X6P3-S2/NVK230A-3 |  | H6025X6P3-S2 | / | NVK230A-3 | Actuator with emergency control function | 1 | Scenario 2 |  | PPK¦SelectPro¦VDI3805¦Internet_EU |  |  | H6025X6P3-S2/NVK230A-3 | Globe valve | 1300 kPa | 1000 kPa |  | EU\Inbox\Combinations\Folder..6/..7\ | 36
128763 | H620S+LV24A-TPC | H620S+LV24A-TPC |  | H620S | + | LV24A-TPC | Standard actuator | 0 | Scenario 2 |  | PPK¦SelectPro¦VDI3805¦Internet_EU |  |  | H620S+LV24A-TPC | Globe valve | 800 kPa | 800 kPa |  | EU\Inbox\Combinations\Folder..6/..7\ | 33
128964 | H714N/LV24A-TPC | H714N/LV24A-TPC |  | H714N | / | LV24A-TPC | Standard actuator | 1 | Scenario 2 |  | PPK¦SelectPro¦VDI3805¦Internet_EU |  |  | H714N/LV24A-TPC | Globe valve | 1300 kPa | 400 kPa |  | EU\Inbox\Combinations\Folder..6/..7\ | 32
129515 | H615R/NVK230A-3 | H615R/NVK230A-3 |  | H615R | / | NVK230A-3 | Actuator with emergency control function | 1 | Scenario 2 |  | PPK¦SelectPro¦VDI3805¦Internet_EU |  |  | H615R/NVK230A-3 | Globe valve | 600 kPa | 400 kPa |  | EU\Inbox\Combinations\Folder..6/..7\ | 36
129415 | H414B/NVK230A-3 | H414B/NVK230A-3 |  | H414B | / | NVK230A-3 | Actuator with emergency control function | 1 | Scenario 2 |  | PPK¦SelectPro¦VDI3805¦Internet_EU |  |  | H414B/NVK230A-3 | Globe valve | 1600 kPa | 400 kPa |  | EU\Inbox\Combinations\Folder..4/..5\ | 37
129566 | H679R+NVK230A-3 | H679R+NVK230A-3 |  | H679R | + | NVK230A-3 | Actuator with emergency control function | 1 | Scenario 2 |  | PPK¦SelectPro¦VDI3805¦Internet_EU |  |  | H679R+NVK230A-3 | Globe valve | 80 kPa | 80 kPa |  | EU\Inbox\Combinations\Folder..6/..7\ | 37
129468 | H6032X10-S2+NVK230A-3 | H6032X10-S2+NVK230A-3 |  | H6032X10-S2 | + | NVK230A-3 | Actuator with emergency control function | 1 | Scenario 2 |  | PPK¦SelectPro¦VDI3805¦Internet_EU |  |  | H6032X10-S2+NVK230A-3 | Globe valve | 900 kPa | 900 kPa |  | EU\Inbox\Combinations\Folder..6/..7\ | 36
128863 | H640S+LV24A-TPC | H640S+LV24A-TPC |  | H640S | + | LV24A-TPC | Standard actuator | 0 | Scenario 2 |  | PPK¦SelectPro¦VDI3805¦Internet_EU |  |  | H640S+LV24A-TPC | Globe valve | 140 kPa | 140 kPa |  | EU\Inbox\Combinations\Folder..6/..7\ | 33
128764 | H620S/LV24A-TPC | H620S/LV24A-TPC |  | H620S | / | LV24A-TPC | Standard actuator | 0 | Scenario 2 |  | PPK¦SelectPro¦VDI3805¦Internet_EU |  |  | H620S/LV24A-TPC | Globe valve | 800 kPa | 800 kPa |  | EU\Inbox\Combinations\Folder..6/..7\ | 33
129516 | H615S+NVK230A-3 | H615S+NVK230A-3 |  | H615S | + | NVK230A-3 | Actuator with emergency control function | 1 | Scenario 2 |  | PPK¦SelectPro¦VDI3805¦Internet_EU |  |  | H615S+NVK230A-3 | Globe valve | 1600 kPa | 1000 kPa |  | EU\Inbox\Combinations\Folder..6/..7\ | 36
129416 | H415B+NVK230A-3 | H415B+NVK230A-3 |  | H415B | + | NVK230A-3 | Actuator with emergency control function | 1 | Scenario 2 |  | PPK¦SelectPro¦VDI3805¦Internet_EU |  |  | H415B+NVK230A-3 | Globe valve | 1600 kPa | 400 kPa |  | EU\Inbox\Combinations\Folder..4/..5\ | 36
129567 | H679R/NVK230A-3 | H679R/NVK230A-3 |  | H679R | / | NVK230A-3 | Actuator with emergency control function | 1 | Scenario 2 |  | PPK¦SelectPro¦VDI3805¦Internet_EU |  |  | H679R/NVK230A-3 | Globe valve | 80 kPa | 80 kPa |  | EU\Inbox\Combinations\Folder..6/..7\ | 37
129469 | H6032X10-S2/NVK230A-3 | H6032X10-S2/NVK230A-3 |  | H6032X10-S2 | / | NVK230A-3 | Actuator with emergency control function | 1 | Scenario 2 |  | PPK¦SelectPro¦VDI3805¦Internet_EU |  |  | H6032X10-S2/NVK230A-3 | Globe valve | 900 kPa | 900 kPa |  | EU\Inbox\Combinations\Folder..6/..7\ | 36
128864 | H640S/LV24A-TPC | H640S/LV24A-TPC |  | H640S | / | LV24A-TPC | Standard actuator | 0 | Scenario 2 |  | PPK¦SelectPro¦VDI3805¦Internet_EU |  |  | H640S/LV24A-TPC | Globe valve | 140 kPa | 140 kPa |  | EU\Inbox\Combinations\Folder..6/..7\ | 33
129318 | H720R+LV230A-TPC | H720R+LV230A-TPC |  | H720R | + | LV230A-TPC | Standard actuator | 1 | Scenario 2 |  | PPK¦SelectPro¦VDI3805¦Internet_EU |  |  | H720R+LV230A-TPC | Globe valve | 600 kPa | 400 kPa |  | EU\Inbox\Combinations\Folder..6/..7\ | 36
129517 | H615S/NVK230A-3 | H615S/NVK230A-3 |  | H615S | / | NVK230A-3 | Actuator with emergency control function | 1 | Scenario 2 |  | PPK¦SelectPro¦VDI3805¦Internet_EU |  |  | H615S/NVK230A-3 | Globe valve | 1600 kPa | 1000 kPa |  | EU\Inbox\Combinations\Folder..6/..7\ | 36
129417 | H415B/NVK230A-3 | H415B/NVK230A-3 |  | H415B | / | NVK230A-3 | Actuator with emergency control function | 1 | Scenario 2 |  | PPK¦SelectPro¦VDI3805¦Internet_EU |  |  | H415B/NVK230A-3 | Globe valve | 1600 kPa | 400 kPa |  | EU\Inbox\Combinations\Folder..4/..5\ | 36
129568 | H679SP+NVK230A-3 | H679SP+NVK230A-3 |  | H679SP | + | NVK230A-3 | Actuator with emergency control function | 1 | Scenario 2 |  | PPK¦SelectPro¦VDI3805¦Internet_EU |  |  | H679SP+NVK230A-3 | Globe valve (partial pressure-balanced) | 1600 kPa | 1000 kPa |  | EU\Inbox\Combinations\Folder..6/..7\ | 37
129470 | H6032X16-S2+NVK230A-3 | H6032X16-S2+NVK230A-3 |  | H6032X16-S2 | + | NVK230A-3 | Actuator with emergency control function | 1 | Scenario 2 |  | PPK¦SelectPro¦VDI3805¦Internet_EU |  |  | H6032X16-S2+NVK230A-3 | Globe valve | 900 kPa | 900 kPa |  | EU\Inbox\Combinations\Folder..6/..7\ | 36
129319 | H720R/LV230A-TPC | H720R/LV230A-TPC |  | H720R | / | LV230A-TPC | Standard actuator | 1 | Scenario 2 |  | PPK¦SelectPro¦VDI3805¦Internet_EU |  |  | H720R/LV230A-TPC | Globe valve | 600 kPa | 400 kPa |  | EU\Inbox\Combinations\Folder..6/..7\ | 36
129518 | H619S+NVK230A-3 | H619S+NVK230A-3 |  | H619S | + | NVK230A-3 | Actuator with emergency control function | 1 | Scenario 2 |  | PPK¦SelectPro¦VDI3805¦Internet_EU |  |  | H619S+NVK230A-3 | Globe valve | 1600 kPa | 1000 kPa |  | EU\Inbox\Combinations\Folder..6/..7\ | 36
129418 | H420B+NVK230A-3 | H420B+NVK230A-3 |  | H420B | + | NVK230A-3 | Actuator with emergency control function | 1 | Scenario 2 |  | PPK¦SelectPro¦VDI3805¦Internet_EU |  |  | H420B+NVK230A-3 | Globe valve | 1600 kPa | 400 kPa |  | EU\Inbox\Combinations\Folder..4/..5\ | 36
129569 | H679SP/NVK230A-3 | H679SP/NVK230A-3 |  | H679SP | / | NVK230A-3 | Actuator with emergency control function | 1 | Scenario 2 |  | PPK¦SelectPro¦VDI3805¦Internet_EU |  |  | H679SP/NVK230A-3 | Globe valve (partial pressure-balanced) | 1600 kPa | 1000 kPa |  | EU\Inbox\Combinations\Folder..6/..7\ | 37
129471 | H6032X16-S2/NVK230A-3 | H6032X16-S2/NVK230A-3 |  | H6032X16-S2 | / | NVK230A-3 | Actuator with emergency control function | 1 | Scenario 2 |  | PPK¦SelectPro¦VDI3805¦Internet_EU |  |  | H6032X16-S2/NVK230A-3 | Globe valve | 900 kPa | 900 kPa |  | EU\Inbox\Combinations\Folder..6/..7\ | 36
128819 | H632R+LV230A-TPC | H632R+LV230A-TPC |  | H632R | + | LV230A-TPC | Standard actuator | 0 | Scenario 2 |  | PPK¦SelectPro¦VDI3805¦Internet_EU |  |  | H632R+LV230A-TPC | Globe valve | 350 kPa | 350 kPa |  | EU\Inbox\Combinations\Folder..6/..7\ | 35
129368 | H740N+LV230A-TPC | H740N+LV230A-TPC |  | H740N | + | LV230A-TPC | Standard actuator | 0 | Scenario 2 |  | PPK¦SelectPro¦VDI3805¦Internet_EU |  |  | H740N+LV230A-TPC | Globe valve | 150 kPa | 150 kPa |  | EU\Inbox\Combinations\Folder..6/..7\ | 36
129519 | H619S/NVK230A-3 | H619S/NVK230A-3 |  | H619S | / | NVK230A-3 | Actuator with emergency control function | 1 | Scenario 2 |  | PPK¦SelectPro¦VDI3805¦Internet_EU |  |  | H619S/NVK230A-3 | Globe valve | 1600 kPa | 1000 kPa |  | EU\Inbox\Combinations\Folder..6/..7\ | 36
129419 | H420B/NVK230A-3 | H420B/NVK230A-3 |  | H420B | / | NVK230A-3 | Actuator with emergency control function | 1 | Scenario 2 |  | PPK¦SelectPro¦VDI3805¦Internet_EU |  |  | H420B/NVK230A-3 | Globe valve | 1600 kPa | 400 kPa |  | EU\Inbox\Combinations\Folder..4/..5\ | 36
129570 | H7015X4-S2+NVK230A-3 | H7015X4-S2+NVK230A-3 |  | H7015X4-S2 | + | NVK230A-3 | Actuator with emergency control function | 1 | Scenario 2 |  | PPK¦SelectPro¦VDI3805¦Internet_EU |  |  | H7015X4-S2+NVK230A-3 | Globe valve | 2200 kPa | 1000 kPa |  | EU\Inbox\Combinations\Folder..6/..7\ | 37
129472 | H6040X16-S2+NVK230A-3 | H6040X16-S2+NVK230A-3 |  | H6040X16-S2 | + | NVK230A-3 | Actuator with emergency control function | 1 | Scenario 2 |  | PPK¦SelectPro¦VDI3805¦Internet_EU |  |  | H6040X16-S2+NVK230A-3 | Globe valve | 500 kPa | 500 kPa |  | EU\Inbox\Combinations\Folder..6/..7\ | 37
128919 | H712N+LV230A-TPC | H712N+LV230A-TPC |  | H712N | + | LV230A-TPC | Standard actuator | 1 | Scenario 2 |  | PPK¦SelectPro¦VDI3805¦Internet_EU |  |  | H712N+LV230A-TPC | Globe valve | 1300 kPa | 400 kPa |  | EU\Inbox\Combinations\Folder..6/..7\ | 35
128820 | H632R/LV230A-TPC | H632R/LV230A-TPC |  | H632R | / | LV230A-TPC | Standard actuator | 0 | Scenario 2 |  | PPK¦SelectPro¦VDI3805¦Internet_EU |  |  | H632R/LV230A-TPC | Globe valve | 350 kPa | 350 kPa |  | EU\Inbox\Combinations\Folder..6/..7\ | 35
129369 | H740N/LV230A-TPC | H740N/LV230A-TPC |  | H740N | / | LV230A-TPC | Standard actuator | 0 | Scenario 2 |  | PPK¦SelectPro¦VDI3805¦Internet_EU |  |  | H740N/LV230A-TPC | Globe valve | 150 kPa | 150 kPa |  | EU\Inbox\Combinations\Folder..6/..7\ | 36
129520 | H620N+NVK230A-3 | H620N+NVK230A-3 |  | H620N | + | NVK230A-3 | Actuator with emergency control function | 1 | Scenario 2 |  | PPK¦SelectPro¦VDI3805¦Internet_EU |  |  | H620N+NVK230A-3 | Globe valve | 1600 kPa | 400 kPa |  | EU\Inbox\Combinations\Folder..6/..7\ | 36
128969 | H714R+LV230A-TPC | H714R+LV230A-TPC |  | H714R | + | LV230A-TPC | Standard actuator | 1 | Scenario 2 |  | PPK¦SelectPro¦VDI3805¦Internet_EU |  |  | H714R+LV230A-TPC | Globe valve | 600 kPa | 400 kPa |  | EU\Inbox\Combinations\Folder..6/..7\ | 35
129420 | H425B+NVK230A-3 | H425B+NVK230A-3 |  | H425B | + | NVK230A-3 | Actuator with emergency control function | 1 | Scenario 2 |  | PPK¦SelectPro¦VDI3805¦Internet_EU |  |  | H425B+NVK230A-3 | Globe valve | 1300 kPa | 400 kPa |  | EU\Inbox\Combinations\Folder..4/..5\ | 36
129571 | H7015X4-S2/NVK230A-3 | H7015X4-S2/NVK230A-3 |  | H7015X4-S2 | / | NVK230A-3 | Actuator with emergency control function | 1 | Scenario 2 |  | PPK¦SelectPro¦VDI3805¦Internet_EU |  |  | H7015X4-S2/NVK230A-3 | Globe valve | 2200 kPa | 1000 kPa |  | EU\Inbox\Combinations\Folder..6/..7\ | 37
128920 | H712N/LV230A-TPC | H712N/LV230A-TPC |  | H712N | / | LV230A-TPC | Standard actuator | 1 | Scenario 2 |  | PPK¦SelectPro¦VDI3805¦Internet_EU |  |  | H712N/LV230A-TPC | Globe valve | 1300 kPa | 400 kPa |  | EU\Inbox\Combinations\Folder..6/..7\ | 35
129473 | H6040X16-S2/NVK230A-3 | H6040X16-S2/NVK230A-3 |  | H6040X16-S2 | / | NVK230A-3 | Actuator with emergency control function | 1 | Scenario 2 |  | PPK¦SelectPro¦VDI3805¦Internet_EU |  |  | H6040X16-S2/NVK230A-3 | Globe valve | 500 kPa | 500 kPa |  | EU\Inbox\Combinations\Folder..6/..7\ | 37
128769 | H624S+LV230A-TPC | H624S+LV230A-TPC |  | H624S | + | LV230A-TPC | Standard actuator | 0 | Scenario 2 |  | PPK¦SelectPro¦VDI3805¦Internet_EU |  |  | H624S+LV230A-TPC | Globe valve | 450 kPa | 450 kPa |  | EU\Inbox\Combinations\Folder..6/..7\ | 35
129521 | H620N/NVK230A-3 | H620N/NVK230A-3 |  | H620N | / | NVK230A-3 | Actuator with emergency control function | 1 | Scenario 2 |  | PPK¦SelectPro¦VDI3805¦Internet_EU |  |  | H620N/NVK230A-3 | Globe valve | 1600 kPa | 400 kPa |  | EU\Inbox\Combinations\Folder..6/..7\ | 36
128970 | H714R/LV230A-TPC | H714R/LV230A-TPC |  | H714R | / | LV230A-TPC | Standard actuator | 1 | Scenario 2 |  | PPK¦SelectPro¦VDI3805¦Internet_EU |  |  | H714R/LV230A-TPC | Globe valve | 600 kPa | 400 kPa |  | EU\Inbox\Combinations\Folder..6/..7\ | 35
129421 | H425B/NVK230A-3 | H425B/NVK230A-3 |  | H425B | / | NVK230A-3 | Actuator with emergency control function | 1 | Scenario 2 |  | PPK¦SelectPro¦VDI3805¦Internet_EU |  |  | H425B/NVK230A-3 | Globe valve | 1300 kPa | 400 kPa |  | EU\Inbox\Combinations\Folder..4/..5\ | 36
129322 | H720R+LV24A-TPC | H720R+LV24A-TPC |  | H720R | + | LV24A-TPC | Standard actuator | 1 | Scenario 2 |  | PPK¦SelectPro¦VDI3805¦Internet_EU |  |  | H720R+LV24A-TPC | Globe valve | 600 kPa | 400 kPa |  | EU\Inbox\Combinations\Folder..6/..7\ | 32
129572 | H7015Y4-S2+NVK230A-3 | H7015Y4-S2+NVK230A-3 |  | H7015Y4-S2 | + | NVK230A-3 | Actuator with emergency control function | 1 | Scenario 2 |  | PPK¦SelectPro¦VDI3805¦Internet_EU |  |  | H7015Y4-S2+NVK230A-3 | Globe valve | 2200 kPa | 1000 kPa |  | EU\Inbox\Combinations\Folder..6/..7\ | 37
128869 | H650N+LV230A-TPC | H650N+LV230A-TPC |  | H650N | + | LV230A-TPC | Standard actuator | 0 | Scenario 2 |  | PPK¦SelectPro¦VDI3805¦Internet_EU |  |  | H650N+LV230A-TPC | Globe valve | 70 kPa | 70 kPa |  | EU\Inbox\Combinations\Folder..6/..7\ | 35
128770 | H624S/LV230A-TPC | H624S/LV230A-TPC |  | H624S | / | LV230A-TPC | Standard actuator | 0 | Scenario 2 |  | PPK¦SelectPro¦VDI3805¦Internet_EU |  |  | H624S/LV230A-TPC | Globe valve | 450 kPa | 450 kPa |  | EU\Inbox\Combinations\Folder..6/..7\ | 35
129522 | H620R+NVK230A-3 | H620R+NVK230A-3 |  | H620R | + | NVK230A-3 | Actuator with emergency control function | 1 | Scenario 2 |  | PPK¦SelectPro¦VDI3805¦Internet_EU |  |  | H620R+NVK230A-3 | Globe valve | 600 kPa | 400 kPa |  | EU\Inbox\Combinations\Folder..6/..7\ | 36
129323 | H720R/LV24A-TPC | H720R/LV24A-TPC |  | H720R | / | LV24A-TPC | Standard actuator | 1 | Scenario 2 |  | PPK¦SelectPro¦VDI3805¦Internet_EU |  |  | H720R/LV24A-TPC | Globe valve | 600 kPa | 400 kPa |  | EU\Inbox\Combinations\Folder..6/..7\ | 32
129422 | H432B+NVK230A-3 | H432B+NVK230A-3 |  | H432B | + | NVK230A-3 | Actuator with emergency control function | 1 | Scenario 2 |  | PPK¦SelectPro¦VDI3805¦Internet_EU |  |  | H432B+NVK230A-3 | Globe valve | 1000 kPa | 400 kPa |  | EU\Inbox\Combinations\Folder..4/..5\ | 41
129573 | H7015Y4-S2/NVK230A-3 | H7015Y4-S2/NVK230A-3 |  | H7015Y4-S2 | / | NVK230A-3 | Actuator with emergency control function | 1 | Scenario 2 |  | PPK¦SelectPro¦VDI3805¦Internet_EU |  |  | H7015Y4-S2/NVK230A-3 | Globe valve | 2200 kPa | 1000 kPa |  | EU\Inbox\Combinations\Folder..6/..7\ | 37
129093 | H6100N/AVK230A-3 | H6100N/AVK230A-3 |  | H6100N | / | AVK230A-3 | Actuator with emergency control function | 1 | Scenario 2 |  | PPK¦SelectPro¦VDI3805¦Internet_EU |  |  | H6100N/AVK230A-3 | Globe valve | 150 kPa | 150 kPa |  | EU\Inbox\Combinations\Folder..6/..7\ | 36
128870 | H650N/LV230A-TPC | H650N/LV230A-TPC |  | H650N | / | LV230A-TPC | Standard actuator | 0 | Scenario 2 |  | PPK¦SelectPro¦VDI3805¦Internet_EU |  |  | H650N/LV230A-TPC | Globe valve | 70 kPa | 70 kPa |  | EU\Inbox\Combinations\Folder..6/..7\ | 35
129523 | H620R/NVK230A-3 | H620R/NVK230A-3 |  | H620R | / | NVK230A-3 | Actuator with emergency control function | 1 | Scenario 2 |  | PPK¦SelectPro¦VDI3805¦Internet_EU |  |  | H620R/NVK230A-3 | Globe valve | 600 kPa | 400 kPa |  | EU\Inbox\Combinations\Folder..6/..7\ | 36
129372 | H740N+LV24A-TPC | H740N+LV24A-TPC |  | H740N | + | LV24A-TPC | Standard actuator | 0 | Scenario 2 |  | PPK¦SelectPro¦VDI3805¦Internet_EU |  |  | H740N+LV24A-TPC | Globe valve | 150 kPa | 150 kPa |  | EU\Inbox\Combinations\Folder..6/..7\ | 32
129423 | H432B/NVK230A-3 | H432B/NVK230A-3 |  | H432B | / | NVK230A-3 | Actuator with emergency control function | 1 | Scenario 2 |  | PPK¦SelectPro¦VDI3805¦Internet_EU |  |  | H432B/NVK230A-3 | Globe valve | 1000 kPa | 400 kPa |  | EU\Inbox\Combinations\Folder..4/..5\ | 41
129094 | H6100N/AVK24A-3-TPC | H6100N/AVK24A-3-TPC |  | H6100N | / | AVK24A-3-TPC | Actuator with emergency control function | 1 | Scenario 2 |  | PPK¦SelectPro¦VDI3805¦Internet_EU |  |  | H6100N/AVK24A-3-TPC | Globe valve | 150 kPa | 150 kPa |  | EU\Inbox\Combinations\Folder..6/..7\ | 36
129373 | H740N/LV24A-TPC | H740N/LV24A-TPC |  | H740N | / | LV24A-TPC | Standard actuator | 0 | Scenario 2 |  | PPK¦SelectPro¦VDI3805¦Internet_EU |  |  | H740N/LV24A-TPC | Globe valve | 150 kPa | 150 kPa |  | EU\Inbox\Combinations\Folder..6/..7\ | 32
129574 | H7020X6P3-S2+NVK230A-3 | H7020X6P3-S2+NVK230A-3 |  | H7020X6P3-S2 | + | NVK230A-3 | Actuator with emergency control function | 1 | Scenario 2 |  | PPK¦SelectPro¦VDI3805¦Internet_EU |  |  | H7020X6P3-S2+NVK230A-3 | Globe valve | 1500 kPa | 1000 kPa |  | EU\Inbox\Combinations\Folder..6/..7\ | 37
129696 | H720N+NVK230A-3 | H720N+NVK230A-3 |  | H720N | + | NVK230A-3 | Actuator with emergency control function | 1 | Scenario 2 |  | PPK¦SelectPro¦VDI3805¦Internet_EU |  |  | H720N+NVK230A-3 | Globe valve | 1600 kPa | 400 kPa |  | EU\Inbox\Combinations\Folder..6/..7\ | 36
129575 | H7020X6P3-S2/NVK230A-3 | H7020X6P3-S2/NVK230A-3 |  | H7020X6P3-S2 | / | NVK230A-3 | Actuator with emergency control function | 1 | Scenario 2 |  | PPK¦SelectPro¦VDI3805¦Internet_EU |  |  | H7020X6P3-S2/NVK230A-3 | Globe valve | 1500 kPa | 1000 kPa |  | EU\Inbox\Combinations\Folder..6/..7\ | 37
129697 | H720N/NVK230A-3 | H720N/NVK230A-3 |  | H720N | / | NVK230A-3 | Actuator with emergency control function | 1 | Scenario 2 |  | PPK¦SelectPro¦VDI3805¦Internet_EU |  |  | H720N/NVK230A-3 | Globe valve | 1600 kPa | 400 kPa |  | EU\Inbox\Combinations\Folder..6/..7\ | 36
130146 | H610S+SV230A-TPC | H610S+SV230A-TPC |  | H610S | + | SV230A-TPC | Standard actuator | 0 | Scenario 2 |  | PPK¦SelectPro¦VDI3805¦Internet_EU |  |  | H610S+SV230A-TPC | Globe valve | 1600 kPa | 1000 kPa |  | EU\Inbox\Combinations\Folder..6/..7\ | 33
129576 | H7020Y6P3-S2+NVK230A-3 | H7020Y6P3-S2+NVK230A-3 |  | H7020Y6P3-S2 | + | NVK230A-3 | Actuator with emergency control function | 1 | Scenario 2 |  | PPK¦SelectPro¦VDI3805¦Internet_EU |  |  | H7020Y6P3-S2+NVK230A-3 | Globe valve | 1500 kPa | 1000 kPa |  | EU\Inbox\Combinations\Folder..6/..7\ | 37
129698 | H720R+NVK230A-3 | H720R+NVK230A-3 |  | H720R | + | NVK230A-3 | Actuator with emergency control function | 1 | Scenario 2 |  | PPK¦SelectPro¦VDI3805¦Internet_EU |  |  | H720R+NVK230A-3 | Globe valve | 600 kPa | 400 kPa |  | EU\Inbox\Combinations\Folder..6/..7\ | 36
129577 | H7020Y6P3-S2/NVK230A-3 | H7020Y6P3-S2/NVK230A-3 |  | H7020Y6P3-S2 | / | NVK230A-3 | Actuator with emergency control function | 1 | Scenario 2 |  | PPK¦SelectPro¦VDI3805¦Internet_EU |  |  | H7020Y6P3-S2/NVK230A-3 | Globe valve | 1500 kPa | 1000 kPa |  | EU\Inbox\Combinations\Folder..6/..7\ | 37
130147 | H610S/SV230A-TPC | H610S/SV230A-TPC |  | H610S | / | SV230A-TPC | Standard actuator | 0 | Scenario 2 |  | PPK¦SelectPro¦VDI3805¦Internet_EU |  |  | H610S/SV230A-TPC | Globe valve | 1600 kPa | 1000 kPa |  | EU\Inbox\Combinations\Folder..6/..7\ | 33
129699 | H720R/NVK230A-3 | H720R/NVK230A-3 |  | H720R | / | NVK230A-3 | Actuator with emergency control function | 1 | Scenario 2 |  | PPK¦SelectPro¦VDI3805¦Internet_EU |  |  | H720R/NVK230A-3 | Globe valve | 600 kPa | 400 kPa |  | EU\Inbox\Combinations\Folder..6/..7\ | 36
129578 | H7025X10-S2+NVK230A-3 | H7025X10-S2+NVK230A-3 |  | H7025X10-S2 | + | NVK230A-3 | Actuator with emergency control function | 1 | Scenario 2 |  | PPK¦SelectPro¦VDI3805¦Internet_EU |  |  | H7025X10-S2+NVK230A-3 | Globe valve | 1300 kPa | 1000 kPa |  | EU\Inbox\Combinations\Folder..6/..7\ | 37
130148 | H610S+SV24A-TPC | H610S+SV24A-TPC |  | H610S | + | SV24A-TPC | Standard actuator | 0 | Scenario 2 |  | PPK¦SelectPro¦VDI3805¦Internet_EU |  |  | H610S+SV24A-TPC | Globe valve | 1600 kPa | 1000 kPa |  | EU\Inbox\Combinations\Folder..6/..7\ | 35
129700 | H725N+NVK230A-3 | H725N+NVK230A-3 |  | H725N | + | NVK230A-3 | Actuator with emergency control function | 1 | Scenario 2 |  | PPK¦SelectPro¦VDI3805¦Internet_EU |  |  | H725N+NVK230A-3 | Globe valve | 1300 kPa | 400 kPa |  | EU\Inbox\Combinations\Folder..6/..7\ | 41
129579 | H7025X10-S2/NVK230A-3 | H7025X10-S2/NVK230A-3 |  | H7025X10-S2 | / | NVK230A-3 | Actuator with emergency control function | 1 | Scenario 2 |  | PPK¦SelectPro¦VDI3805¦Internet_EU |  |  | H7025X10-S2/NVK230A-3 | Globe valve | 1300 kPa | 1000 kPa |  | EU\Inbox\Combinations\Folder..6/..7\ | 37
130149 | H610S/SV24A-TPC | H610S/SV24A-TPC |  | H610S | / | SV24A-TPC | Standard actuator | 0 | Scenario 2 |  | PPK¦SelectPro¦VDI3805¦Internet_EU |  |  | H610S/SV24A-TPC | Globe valve | 1600 kPa | 1000 kPa |  | EU\Inbox\Combinations\Folder..6/..7\ | 35
129701 | H725N/NVK230A-3 | H725N/NVK230A-3 |  | H725N | / | NVK230A-3 | Actuator with emergency control function | 1 | Scenario 2 |  | PPK¦SelectPro¦VDI3805¦Internet_EU |  |  | H725N/NVK230A-3 | Globe valve | 1300 kPa | 400 kPa |  | EU\Inbox\Combinations\Folder..6/..7\ | 41
129580 | H7025Y10-S2+NVK230A-3 | H7025Y10-S2+NVK230A-3 |  | H7025Y10-S2 | + | NVK230A-3 | Actuator with emergency control function | 1 | Scenario 2 |  | PPK¦SelectPro¦VDI3805¦Internet_EU |  |  | H7025Y10-S2+NVK230A-3 | Globe valve | 1300 kPa | 1000 kPa |  | EU\Inbox\Combinations\Folder..6/..7\ | 37
129702 | H725R+NVK230A-3 | H725R+NVK230A-3 |  | H725R | + | NVK230A-3 | Actuator with emergency control function | 1 | Scenario 2 |  | PPK¦SelectPro¦VDI3805¦Internet_EU |  |  | H725R+NVK230A-3 | Globe valve | 600 kPa | 400 kPa |  | EU\Inbox\Combinations\Folder..6/..7\ | 36
130150 | H611N+SV230A-TPC | H611N+SV230A-TPC |  | H611N | + | SV230A-TPC | Standard actuator | 0 | Scenario 2 |  | PPK¦SelectPro¦VDI3805¦Internet_EU |  |  | H611N+SV230A-TPC | Globe valve | 1600 kPa | 400 kPa |  | EU\Inbox\Combinations\Folder..6/..7\ | 33
129581 | H7025Y10-S2/NVK230A-3 | H7025Y10-S2/NVK230A-3 |  | H7025Y10-S2 | / | NVK230A-3 | Actuator with emergency control function | 1 | Scenario 2 |  | PPK¦SelectPro¦VDI3805¦Internet_EU |  |  | H7025Y10-S2/NVK230A-3 | Globe valve | 1300 kPa | 1000 kPa |  | EU\Inbox\Combinations\Folder..6/..7\ | 37
129703 | H725R/NVK230A-3 | H725R/NVK230A-3 |  | H725R | / | NVK230A-3 | Actuator with emergency control function | 1 | Scenario 2 |  | PPK¦SelectPro¦VDI3805¦Internet_EU |  |  | H725R/NVK230A-3 | Globe valve | 600 kPa | 400 kPa |  | EU\Inbox\Combinations\Folder..6/..7\ | 36
130151 | H611N/SV230A-TPC | H611N/SV230A-TPC |  | H611N | / | SV230A-TPC | Standard actuator | 0 | Scenario 2 |  | PPK¦SelectPro¦VDI3805¦Internet_EU |  |  | H611N/SV230A-TPC | Globe valve | 1600 kPa | 400 kPa |  | EU\Inbox\Combinations\Folder..6/..7\ | 33
129582 | H7032X16-S2+NVK230A-3 | H7032X16-S2+NVK230A-3 |  | H7032X16-S2 | + | NVK230A-3 | Actuator with emergency control function | 1 | Scenario 2 |  | PPK¦SelectPro¦VDI3805¦Internet_EU |  |  | H7032X16-S2+NVK230A-3 | Globe valve | 900 kPa | 900 kPa |  | EU\Inbox\Combinations\Folder..6/..7\ | 37
129704 | H732N+NVK230A-3 | H732N+NVK230A-3 |  | H732N | + | NVK230A-3 | Actuator with emergency control function | 1 | Scenario 2 |  | PPK¦SelectPro¦VDI3805¦Internet_EU |  |  | H732N+NVK230A-3 | Globe valve | 1000 kPa | 400 kPa |  | EU\Inbox\Combinations\Folder..6/..7\ | 35
130152 | H611N+SV24A-TPC | H611N+SV24A-TPC |  | H611N | + | SV24A-TPC | Standard actuator | 0 | Scenario 2 |  | PPK¦SelectPro¦VDI3805¦Internet_EU |  |  | H611N+SV24A-TPC | Globe valve | 1600 kPa | 400 kPa |  | EU\Inbox\Combinations\Folder..6/..7\ | 35
130204 | H613N+SV230A-TPC | H613N+SV230A-TPC |  | H613N | + | SV230A-TPC | Standard actuator | 0 | Scenario 2 |  | PPK¦SelectPro¦VDI3805¦Internet_EU |  |  | H613N+SV230A-TPC | Globe valve | 1600 kPa | 400 kPa |  | EU\Inbox\Combinations\Folder..6/..7\ | 33
129583 | H7032X16-S2/NVK230A-3 | H7032X16-S2/NVK230A-3 |  | H7032X16-S2 | / | NVK230A-3 | Actuator with emergency control function | 1 | Scenario 2 |  | PPK¦SelectPro¦VDI3805¦Internet_EU |  |  | H7032X16-S2/NVK230A-3 | Globe valve | 900 kPa | 900 kPa |  | EU\Inbox\Combinations\Folder..6/..7\ | 37
129705 | H732N/NVK230A-3 | H732N/NVK230A-3 |  | H732N | / | NVK230A-3 | Actuator with emergency control function | 1 | Scenario 2 |  | PPK¦SelectPro¦VDI3805¦Internet_EU |  |  | H732N/NVK230A-3 | Globe valve | 1000 kPa | 400 kPa |  | EU\Inbox\Combinations\Folder..6/..7\ | 35
130153 | H611N/SV24A-TPC | H611N/SV24A-TPC |  | H611N | / | SV24A-TPC | Standard actuator | 0 | Scenario 2 |  | PPK¦SelectPro¦VDI3805¦Internet_EU |  |  | H611N/SV24A-TPC | Globe valve | 1600 kPa | 400 kPa |  | EU\Inbox\Combinations\Folder..6/..7\ | 35
130205 | H613N/SV230A-TPC | H613N/SV230A-TPC |  | H613N | / | SV230A-TPC | Standard actuator | 0 | Scenario 2 |  | PPK¦SelectPro¦VDI3805¦Internet_EU |  |  | H613N/SV230A-TPC | Globe valve | 1600 kPa | 400 kPa |  | EU\Inbox\Combinations\Folder..6/..7\ | 33
129584 | H7032Y16-S2+NVK230A-3 | H7032Y16-S2+NVK230A-3 |  | H7032Y16-S2 | + | NVK230A-3 | Actuator with emergency control function | 1 | Scenario 2 |  | PPK¦SelectPro¦VDI3805¦Internet_EU |  |  | H7032Y16-S2+NVK230A-3 | Globe valve | 900 kPa | 900 kPa |  | EU\Inbox\Combinations\Folder..6/..7\ | 37
129706 | H732R+NVK230A-3 | H732R+NVK230A-3 |  | H732R | + | NVK230A-3 | Actuator with emergency control function | 1 | Scenario 2 |  | PPK¦SelectPro¦VDI3805¦Internet_EU |  |  | H732R+NVK230A-3 | Globe valve | 600 kPa | 400 kPa |  | EU\Inbox\Combinations\Folder..6/..7\ | 36
130206 | H613N+SV24A-TPC | H613N+SV24A-TPC |  | H613N | + | SV24A-TPC | Standard actuator | 0 | Scenario 2 |  | PPK¦SelectPro¦VDI3805¦Internet_EU |  |  | H613N+SV24A-TPC | Globe valve | 1600 kPa | 400 kPa |  | EU\Inbox\Combinations\Folder..6/..7\ | 33
130154 | H611R+SV230A-TPC | H611R+SV230A-TPC |  | H611R | + | SV230A-TPC | Standard actuator | 0 | Scenario 2 |  | PPK¦SelectPro¦VDI3805¦Internet_EU |  |  | H611R+SV230A-TPC | Globe valve | 600 kPa | 400 kPa |  | EU\Inbox\Combinations\Folder..6/..7\ | 33
129585 | H7032Y16-S2/NVK230A-3 | H7032Y16-S2/NVK230A-3 |  | H7032Y16-S2 | / | NVK230A-3 | Actuator with emergency control function | 1 | Scenario 2 |  | PPK¦SelectPro¦VDI3805¦Internet_EU |  |  | H7032Y16-S2/NVK230A-3 | Globe valve | 900 kPa | 900 kPa |  | EU\Inbox\Combinations\Folder..6/..7\ | 37
129707 | H732R/NVK230A-3 | H732R/NVK230A-3 |  | H732R | / | NVK230A-3 | Actuator with emergency control function | 1 | Scenario 2 |  | PPK¦SelectPro¦VDI3805¦Internet_EU |  |  | H732R/NVK230A-3 | Globe valve | 600 kPa | 400 kPa |  | EU\Inbox\Combinations\Folder..6/..7\ | 36
130207 | H613N/SV24A-TPC | H613N/SV24A-TPC |  | H613N | / | SV24A-TPC | Standard actuator | 0 | Scenario 2 |  | PPK¦SelectPro¦VDI3805¦Internet_EU |  |  | H613N/SV24A-TPC | Globe valve | 1600 kPa | 400 kPa |  | EU\Inbox\Combinations\Folder..6/..7\ | 33
130155 | H611R/SV230A-TPC | H611R/SV230A-TPC |  | H611R | / | SV230A-TPC | Standard actuator | 0 | Scenario 2 |  | PPK¦SelectPro¦VDI3805¦Internet_EU |  |  | H611R/SV230A-TPC | Globe valve | 600 kPa | 400 kPa |  | EU\Inbox\Combinations\Folder..6/..7\ | 33
129586 | H7040X25-S2+NVK230A-3 | H7040X25-S2+NVK230A-3 |  | H7040X25-S2 | + | NVK230A-3 | Actuator with emergency control function | 1 | Scenario 2 |  | PPK¦SelectPro¦VDI3805¦Internet_EU |  |  | H7040X25-S2+NVK230A-3 | Globe valve | 500 kPa | 500 kPa |  | EU\Inbox\Combinations\Folder..6/..7\ | 37
129708 | H740N+NVK230A-3 | H740N+NVK230A-3 |  | H740N | + | NVK230A-3 | Actuator with emergency control function | 1 | Scenario 2 |  | PPK¦SelectPro¦VDI3805¦Internet_EU |  |  | H740N+NVK230A-3 | Globe valve | 500 kPa | 400 kPa |  | EU\Inbox\Combinations\Folder..6/..7\ | 35
130208 | H613R+SV230A-TPC | H613R+SV230A-TPC |  | H613R | + | SV230A-TPC | Standard actuator | 0 | Scenario 2 |  | PPK¦SelectPro¦VDI3805¦Internet_EU |  |  | H613R+SV230A-TPC | Globe valve | 600 kPa | 400 kPa |  | EU\Inbox\Combinations\Folder..6/..7\ | 33
130156 | H611R+SV24A-TPC | H611R+SV24A-TPC |  | H611R | + | SV24A-TPC | Standard actuator | 0 | Scenario 2 |  | PPK¦SelectPro¦VDI3805¦Internet_EU |  |  | H611R+SV24A-TPC | Globe valve | 600 kPa | 400 kPa |  | EU\Inbox\Combinations\Folder..6/..7\ | 36
129587 | H7040X25-S2/NVK230A-3 | H7040X25-S2/NVK230A-3 |  | H7040X25-S2 | / | NVK230A-3 | Actuator with emergency control function | 1 | Scenario 2 |  | PPK¦SelectPro¦VDI3805¦Internet_EU |  |  | H7040X25-S2/NVK230A-3 | Globe valve | 500 kPa | 500 kPa |  | EU\Inbox\Combinations\Folder..6/..7\ | 37
130209 | H613R/SV230A-TPC | H613R/SV230A-TPC |  | H613R | / | SV230A-TPC | Standard actuator | 0 | Scenario 2 |  | PPK¦SelectPro¦VDI3805¦Internet_EU |  |  | H613R/SV230A-TPC | Globe valve | 600 kPa | 400 kPa |  | EU\Inbox\Combinations\Folder..6/..7\ | 33
129709 | H740N/NVK230A-3 | H740N/NVK230A-3 |  | H740N | / | NVK230A-3 | Actuator with emergency control function | 1 | Scenario 2 |  | PPK¦SelectPro¦VDI3805¦Internet_EU |  |  | H740N/NVK230A-3 | Globe valve | 500 kPa | 400 kPa |  | EU\Inbox\Combinations\Folder..6/..7\ | 35
130157 | H611R/SV24A-TPC | H611R/SV24A-TPC |  | H611R | / | SV24A-TPC | Standard actuator | 0 | Scenario 2 |  | PPK¦SelectPro¦VDI3805¦Internet_EU |  |  | H611R/SV24A-TPC | Globe valve | 600 kPa | 400 kPa |  | EU\Inbox\Combinations\Folder..6/..7\ | 36
129588 | H7040Y25-S2+NVK230A-3 | H7040Y25-S2+NVK230A-3 |  | H7040Y25-S2 | + | NVK230A-3 | Actuator with emergency control function | 1 | Scenario 2 |  | PPK¦SelectPro¦VDI3805¦Internet_EU |  |  | H7040Y25-S2+NVK230A-3 | Globe valve | 500 kPa | 500 kPa |  | EU\Inbox\Combinations\Folder..6/..7\ | 37
130210 | H613R+SV24A-TPC | H613R+SV24A-TPC |  | H613R | + | SV24A-TPC | Standard actuator | 0 | Scenario 2 |  | PPK¦SelectPro¦VDI3805¦Internet_EU |  |  | H613R+SV24A-TPC | Globe valve | 600 kPa | 400 kPa |  | EU\Inbox\Combinations\Folder..6/..7\ | 33
129710 | H740R+NVK230A-3 | H740R+NVK230A-3 |  | H740R | + | NVK230A-3 | Actuator with emergency control function | 1 | Scenario 2 |  | PPK¦SelectPro¦VDI3805¦Internet_EU |  |  | H740R+NVK230A-3 | Globe valve | 500 kPa | 400 kPa |  | EU\Inbox\Combinations\Folder..6/..7\ | 36
130158 | H611S+SV230A-TPC | H611S+SV230A-TPC |  | H611S | + | SV230A-TPC | Standard actuator | 0 | Scenario 2 |  | PPK¦SelectPro¦VDI3805¦Internet_EU |  |  | H611S+SV230A-TPC | Globe valve | 1600 kPa | 1000 kPa |  | EU\Inbox\Combinations\Folder..6/..7\ | 33
129589 | H7040Y25-S2/NVK230A-3 | H7040Y25-S2/NVK230A-3 |  | H7040Y25-S2 | / | NVK230A-3 | Actuator with emergency control function | 1 | Scenario 2 |  | PPK¦SelectPro¦VDI3805¦Internet_EU |  |  | H7040Y25-S2/NVK230A-3 | Globe valve | 500 kPa | 500 kPa |  | EU\Inbox\Combinations\Folder..6/..7\ | 37
130211 | H613R/SV24A-TPC | H613R/SV24A-TPC |  | H613R | / | SV24A-TPC | Standard actuator | 0 | Scenario 2 |  | PPK¦SelectPro¦VDI3805¦Internet_EU |  |  | H613R/SV24A-TPC | Globe valve | 600 kPa | 400 kPa |  | EU\Inbox\Combinations\Folder..6/..7\ | 33
129711 | H740R/NVK230A-3 | H740R/NVK230A-3 |  | H740R | / | NVK230A-3 | Actuator with emergency control function | 1 | Scenario 2 |  | PPK¦SelectPro¦VDI3805¦Internet_EU |  |  | H740R/NVK230A-3 | Globe valve | 500 kPa | 400 kPa |  | EU\Inbox\Combinations\Folder..6/..7\ | 36
129590 | H7050X40-S2+NVK230A-3 | H7050X40-S2+NVK230A-3 |  | H7050X40-S2 | + | NVK230A-3 | Actuator with emergency control function | 1 | Scenario 2 |  | PPK¦SelectPro¦VDI3805¦Internet_EU |  |  | H7050X40-S2+NVK230A-3 | Globe valve | 300 kPa | 300 kPa |  | EU\Inbox\Combinations\Folder..6/..7\ | 37
130159 | H611S/SV230A-TPC | H611S/SV230A-TPC |  | H611S | / | SV230A-TPC | Standard actuator | 0 | Scenario 2 |  | PPK¦SelectPro¦VDI3805¦Internet_EU |  |  | H611S/SV230A-TPC | Globe valve | 1600 kPa | 1000 kPa |  | EU\Inbox\Combinations\Folder..6/..7\ | 33
130212 | H613S+SV230A-TPC | H613S+SV230A-TPC |  | H613S | + | SV230A-TPC | Standard actuator | 0 | Scenario 2 |  | PPK¦SelectPro¦VDI3805¦Internet_EU |  |  | H613S+SV230A-TPC | Globe valve | 1600 kPa | 1000 kPa |  | EU\Inbox\Combinations\Folder..6/..7\ | 33
129712 | H750N+NVK230A-3 | H750N+NVK230A-3 |  | H750N | + | NVK230A-3 | Actuator with emergency control function | 1 | Scenario 2 |  | PPK¦SelectPro¦VDI3805¦Internet_EU |  |  | H750N+NVK230A-3 | Globe valve | 300 kPa | 300 kPa |  | EU\Inbox\Combinations\Folder..6/..7\ | 36
129591 | H7050X40-S2/NVK230A-3 | H7050X40-S2/NVK230A-3 |  | H7050X40-S2 | / | NVK230A-3 | Actuator with emergency control function | 1 | Scenario 2 |  | PPK¦SelectPro¦VDI3805¦Internet_EU |  |  | H7050X40-S2/NVK230A-3 | Globe valve | 300 kPa | 300 kPa |  | EU\Inbox\Combinations\Folder..6/..7\ | 37
130213 | H613S/SV230A-TPC | H613S/SV230A-TPC |  | H613S | / | SV230A-TPC | Standard actuator | 0 | Scenario 2 |  | PPK¦SelectPro¦VDI3805¦Internet_EU |  |  | H613S/SV230A-TPC | Globe valve | 1600 kPa | 1000 kPa |  | EU\Inbox\Combinations\Folder..6/..7\ | 33
130160 | H611S+SV24A-TPC | H611S+SV24A-TPC |  | H611S | + | SV24A-TPC | Standard actuator | 0 | Scenario 2 |  | PPK¦SelectPro¦VDI3805¦Internet_EU |  |  | H611S+SV24A-TPC | Globe valve | 1600 kPa | 1000 kPa |  | EU\Inbox\Combinations\Folder..6/..7\ | 35
129713 | H750N/NVK230A-3 | H750N/NVK230A-3 |  | H750N | / | NVK230A-3 | Actuator with emergency control function | 1 | Scenario 2 |  | PPK¦SelectPro¦VDI3805¦Internet_EU |  |  | H750N/NVK230A-3 | Globe valve | 300 kPa | 300 kPa |  | EU\Inbox\Combinations\Folder..6/..7\ | 36
130214 | H613S+SV24A-TPC | H613S+SV24A-TPC |  | H613S | + | SV24A-TPC | Standard actuator | 0 | Scenario 2 |  | PPK¦SelectPro¦VDI3805¦Internet_EU |  |  | H613S+SV24A-TPC | Globe valve | 1600 kPa | 1000 kPa |  | EU\Inbox\Combinations\Folder..6/..7\ | 33
130161 | H611S/SV24A-TPC | H611S/SV24A-TPC |  | H611S | / | SV24A-TPC | Standard actuator | 0 | Scenario 2 |  | PPK¦SelectPro¦VDI3805¦Internet_EU |  |  | H611S/SV24A-TPC | Globe valve | 1600 kPa | 1000 kPa |  | EU\Inbox\Combinations\Folder..6/..7\ | 35
129714 | H750R+NVK230A-3 | H750R+NVK230A-3 |  | H750R | + | NVK230A-3 | Actuator with emergency control function | 1 | Scenario 2 |  | PPK¦SelectPro¦VDI3805¦Internet_EU |  |  | H750R+NVK230A-3 | Globe valve | 300 kPa | 300 kPa |  | EU\Inbox\Combinations\Folder..6/..7\ | 36
130215 | H613S/SV24A-TPC | H613S/SV24A-TPC |  | H613S | / | SV24A-TPC | Standard actuator | 0 | Scenario 2 |  | PPK¦SelectPro¦VDI3805¦Internet_EU |  |  | H613S/SV24A-TPC | Globe valve | 1600 kPa | 1000 kPa |  | EU\Inbox\Combinations\Folder..6/..7\ | 33
130162 | H612N+SV230A-TPC | H612N+SV230A-TPC |  | H612N | + | SV230A-TPC | Standard actuator | 0 | Scenario 2 |  | PPK¦SelectPro¦VDI3805¦Internet_EU |  |  | H612N+SV230A-TPC | Globe valve | 1600 kPa | 400 kPa |  | EU\Inbox\Combinations\Folder..6/..7\ | 33
129715 | H750R/NVK230A-3 | H750R/NVK230A-3 |  | H750R | / | NVK230A-3 | Actuator with emergency control function | 1 | Scenario 2 |  | PPK¦SelectPro¦VDI3805¦Internet_EU |  |  | H750R/NVK230A-3 | Globe valve | 300 kPa | 300 kPa |  | EU\Inbox\Combinations\Folder..6/..7\ | 36
130216 | H614N+SV230A-TPC | H614N+SV230A-TPC |  | H614N | + | SV230A-TPC | Standard actuator | 0 | Scenario 2 |  | PPK¦SelectPro¦VDI3805¦Internet_EU |  |  | H614N+SV230A-TPC | Globe valve | 1600 kPa | 400 kPa |  | EU\Inbox\Combinations\Folder..6/..7\ | 33
130163 | H612N/SV230A-TPC | H612N/SV230A-TPC |  | H612N | / | SV230A-TPC | Standard actuator | 0 | Scenario 2 |  | PPK¦SelectPro¦VDI3805¦Internet_EU |  |  | H612N/SV230A-TPC | Globe valve | 1600 kPa | 400 kPa |  | EU\Inbox\Combinations\Folder..6/..7\ | 33
129716 | H764N+NVK230A-3 | H764N+NVK230A-3 |  | H764N | + | NVK230A-3 | Actuator with emergency control function | 1 | Scenario 2 |  | PPK¦SelectPro¦VDI3805¦Internet_EU |  |  | H764N+NVK230A-3 | Globe valve | 140 kPa | 140 kPa |  | EU\Inbox\Combinations\Folder..6/..7\ | 36
130217 | H614N/SV230A-TPC | H614N/SV230A-TPC |  | H614N | / | SV230A-TPC | Standard actuator | 0 | Scenario 2 |  | PPK¦SelectPro¦VDI3805¦Internet_EU |  |  | H614N/SV230A-TPC | Globe valve | 1600 kPa | 400 kPa |  | EU\Inbox\Combinations\Folder..6/..7\ | 33
130164 | H612N+SV24A-TPC | H612N+SV24A-TPC |  | H612N | + | SV24A-TPC | Standard actuator | 0 | Scenario 2 |  | PPK¦SelectPro¦VDI3805¦Internet_EU |  |  | H612N+SV24A-TPC | Globe valve | 1600 kPa | 400 kPa |  | EU\Inbox\Combinations\Folder..6/..7\ | 35
129717 | H764N/NVK230A-3 | H764N/NVK230A-3 |  | H764N | / | NVK230A-3 | Actuator with emergency control function | 1 | Scenario 2 |  | PPK¦SelectPro¦VDI3805¦Internet_EU |  |  | H764N/NVK230A-3 | Globe valve | 140 kPa | 140 kPa |  | EU\Inbox\Combinations\Folder..6/..7\ | 36
130218 | H614N+SV24A-TPC | H614N+SV24A-TPC |  | H614N | + | SV24A-TPC | Standard actuator | 0 | Scenario 2 |  | PPK¦SelectPro¦VDI3805¦Internet_EU |  |  | H614N+SV24A-TPC | Globe valve | 1600 kPa | 400 kPa |  | EU\Inbox\Combinations\Folder..6/..7\ | 33
130165 | H612N/SV24A-TPC | H612N/SV24A-TPC |  | H612N | / | SV24A-TPC | Standard actuator | 0 | Scenario 2 |  | PPK¦SelectPro¦VDI3805¦Internet_EU |  |  | H612N/SV24A-TPC | Globe valve | 1600 kPa | 400 kPa |  | EU\Inbox\Combinations\Folder..6/..7\ | 35
129718 | H764R+NVK230A-3 | H764R+NVK230A-3 |  | H764R | + | NVK230A-3 | Actuator with emergency control function | 1 | Scenario 2 |  | PPK¦SelectPro¦VDI3805¦Internet_EU |  |  | H764R+NVK230A-3 | Globe valve | 140 kPa | 140 kPa |  | EU\Inbox\Combinations\Folder..6/..7\ | 36
130219 | H614N/SV24A-TPC | H614N/SV24A-TPC |  | H614N | / | SV24A-TPC | Standard actuator | 0 | Scenario 2 |  | PPK¦SelectPro¦VDI3805¦Internet_EU |  |  | H614N/SV24A-TPC | Globe valve | 1600 kPa | 400 kPa |  | EU\Inbox\Combinations\Folder..6/..7\ | 33
130166 | H612R+SV230A-TPC | H612R+SV230A-TPC |  | H612R | + | SV230A-TPC | Standard actuator | 0 | Scenario 2 |  | PPK¦SelectPro¦VDI3805¦Internet_EU |  |  | H612R+SV230A-TPC | Globe valve | 600 kPa | 400 kPa |  | EU\Inbox\Combinations\Folder..6/..7\ | 33
129719 | H764R/NVK230A-3 | H764R/NVK230A-3 |  | H764R | / | NVK230A-3 | Actuator with emergency control function | 1 | Scenario 2 |  | PPK¦SelectPro¦VDI3805¦Internet_EU |  |  | H764R/NVK230A-3 | Globe valve | 140 kPa | 140 kPa |  | EU\Inbox\Combinations\Folder..6/..7\ | 36
130220 | H614R+SV230A-TPC | H614R+SV230A-TPC |  | H614R | + | SV230A-TPC | Standard actuator | 0 | Scenario 2 |  | PPK¦SelectPro¦VDI3805¦Internet_EU |  |  | H614R+SV230A-TPC | Globe valve | 600 kPa | 400 kPa |  | EU\Inbox\Combinations\Folder..6/..7\ | 33
130167 | H612R/SV230A-TPC | H612R/SV230A-TPC |  | H612R | / | SV230A-TPC | Standard actuator | 0 | Scenario 2 |  | PPK¦SelectPro¦VDI3805¦Internet_EU |  |  | H612R/SV230A-TPC | Globe valve | 600 kPa | 400 kPa |  | EU\Inbox\Combinations\Folder..6/..7\ | 33
129720 | H779N+NVK230A-3 | H779N+NVK230A-3 |  | H779N | + | NVK230A-3 | Actuator with emergency control function | 1 | Scenario 2 |  | PPK¦SelectPro¦VDI3805¦Internet_EU |  |  | H779N+NVK230A-3 | Globe valve | 80 kPa | 80 kPa |  | EU\Inbox\Combinations\Folder..6/..7\ | 38
130221 | H614R/SV230A-TPC | H614R/SV230A-TPC |  | H614R | / | SV230A-TPC | Standard actuator | 0 | Scenario 2 |  | PPK¦SelectPro¦VDI3805¦Internet_EU |  |  | H614R/SV230A-TPC | Globe valve | 600 kPa | 400 kPa |  | EU\Inbox\Combinations\Folder..6/..7\ | 33
130122 | H6040X25-S2+SV230A-TPC | H6040X25-S2+SV230A-TPC |  | H6040X25-S2 | + | SV230A-TPC | Standard actuator | 1 | Scenario 2 |  | PPK¦SelectPro¦VDI3805¦Internet_EU |  |  | H6040X25-S2+SV230A-TPC | Globe valve | 850 kPa | 850 kPa |  | EU\Inbox\Combinations\Folder..6/..7\ | 35
129721 | H779N/NVK230A-3 | H779N/NVK230A-3 |  | H779N | / | NVK230A-3 | Actuator with emergency control function | 1 | Scenario 2 |  | PPK¦SelectPro¦VDI3805¦Internet_EU |  |  | H779N/NVK230A-3 | Globe valve | 80 kPa | 80 kPa |  | EU\Inbox\Combinations\Folder..6/..7\ | 39
130168 | H612R+SV24A-TPC | H612R+SV24A-TPC |  | H612R | + | SV24A-TPC | Standard actuator | 0 | Scenario 2 |  | PPK¦SelectPro¦VDI3805¦Internet_EU |  |  | H612R+SV24A-TPC | Globe valve | 600 kPa | 400 kPa |  | EU\Inbox\Combinations\Folder..6/..7\ | 35
130222 | H614R+SV24A-TPC | H614R+SV24A-TPC |  | H614R | + | SV24A-TPC | Standard actuator | 0 | Scenario 2 |  | PPK¦SelectPro¦VDI3805¦Internet_EU |  |  | H614R+SV24A-TPC | Globe valve | 600 kPa | 400 kPa |  | EU\Inbox\Combinations\Folder..6/..7\ | 33
130123 | H6040X25-S2/SV230A-TPC | H6040X25-S2/SV230A-TPC |  | H6040X25-S2 | / | SV230A-TPC | Standard actuator | 1 | Scenario 2 |  | PPK¦SelectPro¦VDI3805¦Internet_EU |  |  | H6040X25-S2/SV230A-TPC | Globe valve | 850 kPa | 850 kPa |  | EU\Inbox\Combinations\Folder..6/..7\ | 35
130223 | H614R/SV24A-TPC | H614R/SV24A-TPC |  | H614R | / | SV24A-TPC | Standard actuator | 0 | Scenario 2 |  | PPK¦SelectPro¦VDI3805¦Internet_EU |  |  | H614R/SV24A-TPC | Globe valve | 600 kPa | 400 kPa |  | EU\Inbox\Combinations\Folder..6/..7\ | 33
129722 | H779R+NVK230A-3 | H779R+NVK230A-3 |  | H779R | + | NVK230A-3 | Actuator with emergency control function | 1 | Scenario 2 |  | PPK¦SelectPro¦VDI3805¦Internet_EU |  |  | H779R+NVK230A-3 | Globe valve | 80 kPa | 80 kPa |  | EU\Inbox\Combinations\Folder..6/..7\ | 36
130169 | H612R/SV24A-TPC | H612R/SV24A-TPC |  | H612R | / | SV24A-TPC | Standard actuator | 0 | Scenario 2 |  | PPK¦SelectPro¦VDI3805¦Internet_EU |  |  | H612R/SV24A-TPC | Globe valve | 600 kPa | 400 kPa |  | EU\Inbox\Combinations\Folder..6/..7\ | 35
130124 | H6040X25-S2+SV24A-TPC | H6040X25-S2+SV24A-TPC |  | H6040X25-S2 | + | SV24A-TPC | Standard actuator | 1 | Scenario 2 |  | PPK¦SelectPro¦VDI3805¦Internet_EU |  |  | H6040X25-S2+SV24A-TPC | Globe valve | 850 kPa | 850 kPa |  | EU\Inbox\Combinations\Folder..6/..7\ | 36
129674 | H7050Y40-S2+NVK230A-3 | H7050Y40-S2+NVK230A-3 |  | H7050Y40-S2 | + | NVK230A-3 | Actuator with emergency control function | 1 | Scenario 2 |  | PPK¦SelectPro¦VDI3805¦Internet_EU |  |  | H7050Y40-S2+NVK230A-3 | Globe valve | 300 kPa | 300 kPa |  | EU\Inbox\Combinations\Folder..6/..7\ | 36
130224 | H614S+SV230A-TPC | H614S+SV230A-TPC |  | H614S | + | SV230A-TPC | Standard actuator | 0 | Scenario 2 |  | PPK¦SelectPro¦VDI3805¦Internet_EU |  |  | H614S+SV230A-TPC | Globe valve | 1600 kPa | 1000 kPa |  | EU\Inbox\Combinations\Folder..6/..7\ | 33
129723 | H779R/NVK230A-3 | H779R/NVK230A-3 |  | H779R | / | NVK230A-3 | Actuator with emergency control function | 1 | Scenario 2 |  | PPK¦SelectPro¦VDI3805¦Internet_EU |  |  | H779R/NVK230A-3 | Globe valve | 80 kPa | 80 kPa |  | EU\Inbox\Combinations\Folder..6/..7\ | 36
130125 | H6040X25-S2/SV24A-TPC | H6040X25-S2/SV24A-TPC |  | H6040X25-S2 | / | SV24A-TPC | Standard actuator | 1 | Scenario 2 |  | PPK¦SelectPro¦VDI3805¦Internet_EU |  |  | H6040X25-S2/SV24A-TPC | Globe valve | 850 kPa | 850 kPa |  | EU\Inbox\Combinations\Folder..6/..7\ | 36
130170 | H612S+SV230A-TPC | H612S+SV230A-TPC |  | H612S | + | SV230A-TPC | Standard actuator | 0 | Scenario 2 |  | PPK¦SelectPro¦VDI3805¦Internet_EU |  |  | H612S+SV230A-TPC | Globe valve | 1600 kPa | 1000 kPa |  | EU\Inbox\Combinations\Folder..6/..7\ | 33
129675 | H7050Y40-S2/NVK230A-3 | H7050Y40-S2/NVK230A-3 |  | H7050Y40-S2 | / | NVK230A-3 | Actuator with emergency control function | 1 | Scenario 2 |  | PPK¦SelectPro¦VDI3805¦Internet_EU |  |  | H7050Y40-S2/NVK230A-3 | Globe valve | 300 kPa | 300 kPa |  | EU\Inbox\Combinations\Folder..6/..7\ | 36
130225 | H614S/SV230A-TPC | H614S/SV230A-TPC |  | H614S | / | SV230A-TPC | Standard actuator | 0 | Scenario 2 |  | PPK¦SelectPro¦VDI3805¦Internet_EU |  |  | H614S/SV230A-TPC | Globe valve | 1600 kPa | 1000 kPa |  | EU\Inbox\Combinations\Folder..6/..7\ | 33
130126 | H6050X25-S2+SV230A-TPC | H6050X25-S2+SV230A-TPC |  | H6050X25-S2 | + | SV230A-TPC | Standard actuator | 1 | Scenario 2 |  | PPK¦SelectPro¦VDI3805¦Internet_EU |  |  | H6050X25-S2+SV230A-TPC | Globe valve | 500 kPa | 500 kPa |  | EU\Inbox\Combinations\Folder..6/..7\ | 34
129676 | H711N+NVK230A-3 | H711N+NVK230A-3 |  | H711N | + | NVK230A-3 | Actuator with emergency control function | 1 | Scenario 2 |  | PPK¦SelectPro¦VDI3805¦Internet_EU |  |  | H711N+NVK230A-3 | Globe valve | 1600 kPa | 400 kPa |  | EU\Inbox\Combinations\Folder..6/..7\ | 36
130226 | H614S+SV24A-TPC | H614S+SV24A-TPC |  | H614S | + | SV24A-TPC | Standard actuator | 0 | Scenario 2 |  | PPK¦SelectPro¦VDI3805¦Internet_EU |  |  | H614S+SV24A-TPC | Globe valve | 1600 kPa | 1000 kPa |  | EU\Inbox\Combinations\Folder..6/..7\ | 33
130171 | H612S/SV230A-TPC | H612S/SV230A-TPC |  | H612S | / | SV230A-TPC | Standard actuator | 0 | Scenario 2 |  | PPK¦SelectPro¦VDI3805¦Internet_EU |  |  | H612S/SV230A-TPC | Globe valve | 1600 kPa | 1000 kPa |  | EU\Inbox\Combinations\Folder..6/..7\ | 33
130127 | H6050X25-S2/SV230A-TPC | H6050X25-S2/SV230A-TPC |  | H6050X25-S2 | / | SV230A-TPC | Standard actuator | 1 | Scenario 2 |  | PPK¦SelectPro¦VDI3805¦Internet_EU |  |  | H6050X25-S2/SV230A-TPC | Globe valve | 500 kPa | 500 kPa |  | EU\Inbox\Combinations\Folder..6/..7\ | 34
129677 | H711N/NVK230A-3 | H711N/NVK230A-3 |  | H711N | / | NVK230A-3 | Actuator with emergency control function | 1 | Scenario 2 |  | PPK¦SelectPro¦VDI3805¦Internet_EU |  |  | H711N/NVK230A-3 | Globe valve | 1600 kPa | 400 kPa |  | EU\Inbox\Combinations\Folder..6/..7\ | 36
130227 | H614S/SV24A-TPC | H614S/SV24A-TPC |  | H614S | / | SV24A-TPC | Standard actuator | 0 | Scenario 2 |  | PPK¦SelectPro¦VDI3805¦Internet_EU |  |  | H614S/SV24A-TPC | Globe valve | 1600 kPa | 1000 kPa |  | EU\Inbox\Combinations\Folder..6/..7\ | 33
130172 | H612S+SV24A-TPC | H612S+SV24A-TPC |  | H612S | + | SV24A-TPC | Standard actuator | 0 | Scenario 2 |  | PPK¦SelectPro¦VDI3805¦Internet_EU |  |  | H612S+SV24A-TPC | Globe valve | 1600 kPa | 1000 kPa |  | EU\Inbox\Combinations\Folder..6/..7\ | 35
130128 | H6050X25-S2+SV24A-TPC | H6050X25-S2+SV24A-TPC |  | H6050X25-S2 | + | SV24A-TPC | Standard actuator | 1 | Scenario 2 |  | PPK¦SelectPro¦VDI3805¦Internet_EU |  |  | H6050X25-S2+SV24A-TPC | Globe valve | 500 kPa | 500 kPa |  | EU\Inbox\Combinations\Folder..6/..7\ | 36
129678 | H711R+NVK230A-3 | H711R+NVK230A-3 |  | H711R | + | NVK230A-3 | Actuator with emergency control function | 1 | Scenario 2 |  | PPK¦SelectPro¦VDI3805¦Internet_EU |  |  | H711R+NVK230A-3 | Globe valve | 600 kPa | 400 kPa |  | EU\Inbox\Combinations\Folder..6/..7\ | 36
130228 | H615N+SV230A-TPC | H615N+SV230A-TPC |  | H615N | + | SV230A-TPC | Standard actuator | 0 | Scenario 2 |  | PPK¦SelectPro¦VDI3805¦Internet_EU |  |  | H615N+SV230A-TPC | Globe valve | 1600 kPa | 400 kPa |  | EU\Inbox\Combinations\Folder..6/..7\ | 34
130173 | H612S/SV24A-TPC | H612S/SV24A-TPC |  | H612S | / | SV24A-TPC | Standard actuator | 0 | Scenario 2 |  | PPK¦SelectPro¦VDI3805¦Internet_EU |  |  | H612S/SV24A-TPC | Globe valve | 1600 kPa | 1000 kPa |  | EU\Inbox\Combinations\Folder..6/..7\ | 35
130129 | H6050X25-S2/SV24A-TPC | H6050X25-S2/SV24A-TPC |  | H6050X25-S2 | / | SV24A-TPC | Standard actuator | 1 | Scenario 2 |  | PPK¦SelectPro¦VDI3805¦Internet_EU |  |  | H6050X25-S2/SV24A-TPC | Globe valve | 500 kPa | 500 kPa |  | EU\Inbox\Combinations\Folder..6/..7\ | 36
129679 | H711R/NVK230A-3 | H711R/NVK230A-3 |  | H711R | / | NVK230A-3 | Actuator with emergency control function | 1 | Scenario 2 |  | PPK¦SelectPro¦VDI3805¦Internet_EU |  |  | H711R/NVK230A-3 | Globe valve | 600 kPa | 400 kPa |  | EU\Inbox\Combinations\Folder..6/..7\ | 36
130229 | H615N/SV230A-TPC | H615N/SV230A-TPC |  | H615N | / | SV230A-TPC | Standard actuator | 0 | Scenario 2 |  | PPK¦SelectPro¦VDI3805¦Internet_EU |  |  | H615N/SV230A-TPC | Globe valve | 1600 kPa | 400 kPa |  | EU\Inbox\Combinations\Folder..6/..7\ | 34
130130 | H6050X40-S2+SV230A-TPC | H6050X40-S2+SV230A-TPC |  | H6050X40-S2 | + | SV230A-TPC | Standard actuator | 1 | Scenario 2 |  | PPK¦SelectPro¦VDI3805¦Internet_EU |  |  | H6050X40-S2+SV230A-TPC | Globe valve | 500 kPa | 500 kPa |  | EU\Inbox\Combinations\Folder..6/..7\ | 34
129680 | H712N+NVK230A-3 | H712N+NVK230A-3 |  | H712N | + | NVK230A-3 | Actuator with emergency control function | 1 | Scenario 2 |  | PPK¦SelectPro¦VDI3805¦Internet_EU |  |  | H712N+NVK230A-3 | Globe valve | 1600 kPa | 400 kPa |  | EU\Inbox\Combinations\Folder..6/..7\ | 36
130230 | H615N+SV24A-TPC | H615N+SV24A-TPC |  | H615N | + | SV24A-TPC | Standard actuator | 0 | Scenario 2 |  | PPK¦SelectPro¦VDI3805¦Internet_EU |  |  | H615N+SV24A-TPC | Globe valve | 1600 kPa | 400 kPa |  | EU\Inbox\Combinations\Folder..6/..7\ | 33
130131 | H6050X40-S2/SV230A-TPC | H6050X40-S2/SV230A-TPC |  | H6050X40-S2 | / | SV230A-TPC | Standard actuator | 1 | Scenario 2 |  | PPK¦SelectPro¦VDI3805¦Internet_EU |  |  | H6050X40-S2/SV230A-TPC | Globe valve | 500 kPa | 500 kPa |  | EU\Inbox\Combinations\Folder..6/..7\ | 34
129681 | H712N/NVK230A-3 | H712N/NVK230A-3 |  | H712N | / | NVK230A-3 | Actuator with emergency control function | 1 | Scenario 2 |  | PPK¦SelectPro¦VDI3805¦Internet_EU |  |  | H712N/NVK230A-3 | Globe valve | 1600 kPa | 400 kPa |  | EU\Inbox\Combinations\Folder..6/..7\ | 36
130231 | H615N/SV24A-TPC | H615N/SV24A-TPC |  | H615N | / | SV24A-TPC | Standard actuator | 0 | Scenario 2 |  | PPK¦SelectPro¦VDI3805¦Internet_EU |  |  | H615N/SV24A-TPC | Globe valve | 1600 kPa | 400 kPa |  | EU\Inbox\Combinations\Folder..6/..7\ | 33
130132 | H6050X40-S2+SV24A-TPC | H6050X40-S2+SV24A-TPC |  | H6050X40-S2 | + | SV24A-TPC | Standard actuator | 1 | Scenario 2 |  | PPK¦SelectPro¦VDI3805¦Internet_EU |  |  | H6050X40-S2+SV24A-TPC | Globe valve | 500 kPa | 500 kPa |  | EU\Inbox\Combinations\Folder..6/..7\ | 36
129682 | H712R+NVK230A-3 | H712R+NVK230A-3 |  | H712R | + | NVK230A-3 | Actuator with emergency control function | 1 | Scenario 2 |  | PPK¦SelectPro¦VDI3805¦Internet_EU |  |  | H712R+NVK230A-3 | Globe valve | 600 kPa | 400 kPa |  | EU\Inbox\Combinations\Folder..6/..7\ | 36
130232 | H615R+SV230A-TPC | H615R+SV230A-TPC |  | H615R | + | SV230A-TPC | Standard actuator | 0 | Scenario 2 |  | PPK¦SelectPro¦VDI3805¦Internet_EU |  |  | H615R+SV230A-TPC | Globe valve | 600 kPa | 400 kPa |  | EU\Inbox\Combinations\Folder..6/..7\ | 33
130133 | H6050X40-S2/SV24A-TPC | H6050X40-S2/SV24A-TPC |  | H6050X40-S2 | / | SV24A-TPC | Standard actuator | 1 | Scenario 2 |  | PPK¦SelectPro¦VDI3805¦Internet_EU |  |  | H6050X40-S2/SV24A-TPC | Globe valve | 500 kPa | 500 kPa |  | EU\Inbox\Combinations\Folder..6/..7\ | 36
129683 | H712R/NVK230A-3 | H712R/NVK230A-3 |  | H712R | / | NVK230A-3 | Actuator with emergency control function | 1 | Scenario 2 |  | PPK¦SelectPro¦VDI3805¦Internet_EU |  |  | H712R/NVK230A-3 | Globe valve | 600 kPa | 400 kPa |  | EU\Inbox\Combinations\Folder..6/..7\ | 36
130233 | H615R/SV230A-TPC | H615R/SV230A-TPC |  | H615R | / | SV230A-TPC | Standard actuator | 0 | Scenario 2 |  | PPK¦SelectPro¦VDI3805¦Internet_EU |  |  | H615R/SV230A-TPC | Globe valve | 600 kPa | 400 kPa |  | EU\Inbox\Combinations\Folder..6/..7\ | 33
130134 | H6065X58-SP2+SV230A-TPC | H6065X58-SP2+SV230A-TPC |  | H6065X58-SP2 | + | SV230A-TPC | Standard actuator | 0 | Scenario 2 |  | PPK¦SelectPro¦VDI3805¦Internet_EU |  |  | H6065X58-SP2+SV230A-TPC | Globe valve (partial pressure-balanced) | 2500 kPa | 1000 kPa |  | EU\Inbox\Combinations\Folder..6/..7\ | 34
129684 | H713N+NVK230A-3 | H713N+NVK230A-3 |  | H713N | + | NVK230A-3 | Actuator with emergency control function | 1 | Scenario 2 |  | PPK¦SelectPro¦VDI3805¦Internet_EU |  |  | H713N+NVK230A-3 | Globe valve | 1600 kPa | 400 kPa |  | EU\Inbox\Combinations\Folder..6/..7\ | 36
130234 | H615R+SV24A-TPC | H615R+SV24A-TPC |  | H615R | + | SV24A-TPC | Standard actuator | 0 | Scenario 2 |  | PPK¦SelectPro¦VDI3805¦Internet_EU |  |  | H615R+SV24A-TPC | Globe valve | 600 kPa | 400 kPa |  | EU\Inbox\Combinations\Folder..6/..7\ | 33
130135 | H6065X58-SP2/SV230A-TPC | H6065X58-SP2/SV230A-TPC |  | H6065X58-SP2 | / | SV230A-TPC | Standard actuator | 0 | Scenario 2 |  | PPK¦SelectPro¦VDI3805¦Internet_EU |  |  | H6065X58-SP2/SV230A-TPC | Globe valve (partial pressure-balanced) | 2500 kPa | 1000 kPa |  | EU\Inbox\Combinations\Folder..6/..7\ | 34
129685 | H713N/NVK230A-3 | H713N/NVK230A-3 |  | H713N | / | NVK230A-3 | Actuator with emergency control function | 1 | Scenario 2 |  | PPK¦SelectPro¦VDI3805¦Internet_EU |  |  | H713N/NVK230A-3 | Globe valve | 1600 kPa | 400 kPa |  | EU\Inbox\Combinations\Folder..6/..7\ | 36
130235 | H615R/SV24A-TPC | H615R/SV24A-TPC |  | H615R | / | SV24A-TPC | Standard actuator | 0 | Scenario 2 |  | PPK¦SelectPro¦VDI3805¦Internet_EU |  |  | H615R/SV24A-TPC | Globe valve | 600 kPa | 400 kPa |  | EU\Inbox\Combinations\Folder..6/..7\ | 33
130136 | H6065X58-SP2+SV24A-TPC | H6065X58-SP2+SV24A-TPC |  | H6065X58-SP2 | + | SV24A-TPC | Standard actuator | 0 | Scenario 2 |  | PPK¦SelectPro¦VDI3805¦Internet_EU |  |  | H6065X58-SP2+SV24A-TPC | Globe valve (partial pressure-balanced) | 2500 kPa | 1000 kPa |  | EU\Inbox\Combinations\Folder..6/..7\ | 36
130236 | H615S+SV230A-TPC | H615S+SV230A-TPC |  | H615S | + | SV230A-TPC | Standard actuator | 0 | Scenario 2 |  | PPK¦SelectPro¦VDI3805¦Internet_EU |  |  | H615S+SV230A-TPC | Globe valve | 1600 kPa | 1000 kPa |  | EU\Inbox\Combinations\Folder..6/..7\ | 32
129686 | H713R+NVK230A-3 | H713R+NVK230A-3 |  | H713R | + | NVK230A-3 | Actuator with emergency control function | 1 | Scenario 2 |  | PPK¦SelectPro¦VDI3805¦Internet_EU |  |  | H713R+NVK230A-3 | Globe valve | 600 kPa | 400 kPa |  | EU\Inbox\Combinations\Folder..6/..7\ | 36
130137 | H6065X58-SP2/SV24A-TPC | H6065X58-SP2/SV24A-TPC |  | H6065X58-SP2 | / | SV24A-TPC | Standard actuator | 0 | Scenario 2 |  | PPK¦SelectPro¦VDI3805¦Internet_EU |  |  | H6065X58-SP2/SV24A-TPC | Globe valve (partial pressure-balanced) | 2500 kPa | 1000 kPa |  | EU\Inbox\Combinations\Folder..6/..7\ | 36
130237 | H615S/SV230A-TPC | H615S/SV230A-TPC |  | H615S | / | SV230A-TPC | Standard actuator | 0 | Scenario 2 |  | PPK¦SelectPro¦VDI3805¦Internet_EU |  |  | H615S/SV230A-TPC | Globe valve | 1600 kPa | 1000 kPa |  | EU\Inbox\Combinations\Folder..6/..7\ | 32
129687 | H713R/NVK230A-3 | H713R/NVK230A-3 |  | H713R | / | NVK230A-3 | Actuator with emergency control function | 1 | Scenario 2 |  | PPK¦SelectPro¦VDI3805¦Internet_EU |  |  | H713R/NVK230A-3 | Globe valve | 600 kPa | 400 kPa |  | EU\Inbox\Combinations\Folder..6/..7\ | 36
130138 | H6080X90-SP2+SV230A-TPC | H6080X90-SP2+SV230A-TPC |  | H6080X90-SP2 | + | SV230A-TPC | Standard actuator | 0 | Scenario 2 |  | PPK¦SelectPro¦VDI3805¦Internet_EU |  |  | H6080X90-SP2+SV230A-TPC | Globe valve (partial pressure-balanced) | 2400 kPa | 1000 kPa |  | EU\Inbox\Combinations\Folder..6/..7\ | 34
130238 | H615S+SV24A-TPC | H615S+SV24A-TPC |  | H615S | + | SV24A-TPC | Standard actuator | 0 | Scenario 2 |  | PPK¦SelectPro¦VDI3805¦Internet_EU |  |  | H615S+SV24A-TPC | Globe valve | 1600 kPa | 1000 kPa |  | EU\Inbox\Combinations\Folder..6/..7\ | 33
129688 | H714N+NVK230A-3 | H714N+NVK230A-3 |  | H714N | + | NVK230A-3 | Actuator with emergency control function | 1 | Scenario 2 |  | PPK¦SelectPro¦VDI3805¦Internet_EU |  |  | H714N+NVK230A-3 | Globe valve | 1600 kPa | 400 kPa |  | EU\Inbox\Combinations\Folder..6/..7\ | 36
130139 | H6080X90-SP2/SV230A-TPC | H6080X90-SP2/SV230A-TPC |  | H6080X90-SP2 | / | SV230A-TPC | Standard actuator | 0 | Scenario 2 |  | PPK¦SelectPro¦VDI3805¦Internet_EU |  |  | H6080X90-SP2/SV230A-TPC | Globe valve (partial pressure-balanced) | 2400 kPa | 1000 kPa |  | EU\Inbox\Combinations\Folder..6/..7\ | 34
130239 | H615S/SV24A-TPC | H615S/SV24A-TPC |  | H615S | / | SV24A-TPC | Standard actuator | 0 | Scenario 2 |  | PPK¦SelectPro¦VDI3805¦Internet_EU |  |  | H615S/SV24A-TPC | Globe valve | 1600 kPa | 1000 kPa |  | EU\Inbox\Combinations\Folder..6/..7\ | 33
129689 | H714N/NVK230A-3 | H714N/NVK230A-3 |  | H714N | / | NVK230A-3 | Actuator with emergency control function | 1 | Scenario 2 |  | PPK¦SelectPro¦VDI3805¦Internet_EU |  |  | H714N/NVK230A-3 | Globe valve | 1600 kPa | 400 kPa |  | EU\Inbox\Combinations\Folder..6/..7\ | 36
130140 | H6080X90-SP2+SV24A-TPC | H6080X90-SP2+SV24A-TPC |  | H6080X90-SP2 | + | SV24A-TPC | Standard actuator | 0 | Scenario 2 |  | PPK¦SelectPro¦VDI3805¦Internet_EU |  |  | H6080X90-SP2+SV24A-TPC | Globe valve (partial pressure-balanced) | 2400 kPa | 1000 kPa |  | EU\Inbox\Combinations\Folder..6/..7\ | 36
130240 | H619S+SV230A-TPC | H619S+SV230A-TPC |  | H619S | + | SV230A-TPC | Standard actuator | 0 | Scenario 2 |  | PPK¦SelectPro¦VDI3805¦Internet_EU |  |  | H619S+SV230A-TPC | Globe valve | 1600 kPa | 1000 kPa |  | EU\Inbox\Combinations\Folder..6/..7\ | 32
129690 | H714R+NVK230A-3 | H714R+NVK230A-3 |  | H714R | + | NVK230A-3 | Actuator with emergency control function | 1 | Scenario 2 |  | PPK¦SelectPro¦VDI3805¦Internet_EU |  |  | H714R+NVK230A-3 | Globe valve | 600 kPa | 400 kPa |  | EU\Inbox\Combinations\Folder..6/..7\ | 36
130141 | H6080X90-SP2/SV24A-TPC | H6080X90-SP2/SV24A-TPC |  | H6080X90-SP2 | / | SV24A-TPC | Standard actuator | 0 | Scenario 2 |  | PPK¦SelectPro¦VDI3805¦Internet_EU |  |  | H6080X90-SP2/SV24A-TPC | Globe valve (partial pressure-balanced) | 2400 kPa | 1000 kPa |  | EU\Inbox\Combinations\Folder..6/..7\ | 36
130241 | H619S/SV230A-TPC | H619S/SV230A-TPC |  | H619S | / | SV230A-TPC | Standard actuator | 0 | Scenario 2 |  | PPK¦SelectPro¦VDI3805¦Internet_EU |  |  | H619S/SV230A-TPC | Globe valve | 1600 kPa | 1000 kPa |  | EU\Inbox\Combinations\Folder..6/..7\ | 32
129691 | H714R/NVK230A-3 | H714R/NVK230A-3 |  | H714R | / | NVK230A-3 | Actuator with emergency control function | 1 | Scenario 2 |  | PPK¦SelectPro¦VDI3805¦Internet_EU |  |  | H714R/NVK230A-3 | Globe valve | 600 kPa | 400 kPa |  | EU\Inbox\Combinations\Folder..6/..7\ | 36
130142 | H6100X125-SP2+SV230A-TPC | H6100X125-SP2+SV230A-TPC |  | H6100X125-SP2 | + | SV230A-TPC | Standard actuator | 0 | Scenario 2 |  | PPK¦SelectPro¦VDI3805¦Internet_EU |  |  | H6100X125-SP2+SV230A-TPC | Globe valve (partial pressure-balanced) | 1700 kPa | 1000 kPa |  | EU\Inbox\Combinations\Folder..6/..7\ | 34
130242 | H619S+SV24A-TPC | H619S+SV24A-TPC |  | H619S | + | SV24A-TPC | Standard actuator | 0 | Scenario 2 |  | PPK¦SelectPro¦VDI3805¦Internet_EU |  |  | H619S+SV24A-TPC | Globe valve | 1600 kPa | 1000 kPa |  | EU\Inbox\Combinations\Folder..6/..7\ | 34
129692 | H715N+NVK230A-3 | H715N+NVK230A-3 |  | H715N | + | NVK230A-3 | Actuator with emergency control function | 1 | Scenario 2 |  | PPK¦SelectPro¦VDI3805¦Internet_EU |  |  | H715N+NVK230A-3 | Globe valve | 1600 kPa | 400 kPa |  | EU\Inbox\Combinations\Folder..6/..7\ | 36
130143 | H6100X125-SP2/SV230A-TPC | H6100X125-SP2/SV230A-TPC |  | H6100X125-SP2 | / | SV230A-TPC | Standard actuator | 0 | Scenario 2 |  | PPK¦SelectPro¦VDI3805¦Internet_EU |  |  | H6100X125-SP2/SV230A-TPC | Globe valve (partial pressure-balanced) | 1700 kPa | 1000 kPa |  | EU\Inbox\Combinations\Folder..6/..7\ | 34
130243 | H619S/SV24A-TPC | H619S/SV24A-TPC |  | H619S | / | SV24A-TPC | Standard actuator | 0 | Scenario 2 |  | PPK¦SelectPro¦VDI3805¦Internet_EU |  |  | H619S/SV24A-TPC | Globe valve | 1600 kPa | 1000 kPa |  | EU\Inbox\Combinations\Folder..6/..7\ | 34
129693 | H715N/NVK230A-3 | H715N/NVK230A-3 |  | H715N | / | NVK230A-3 | Actuator with emergency control function | 1 | Scenario 2 |  | PPK¦SelectPro¦VDI3805¦Internet_EU |  |  | H715N/NVK230A-3 | Globe valve | 1600 kPa | 400 kPa |  | EU\Inbox\Combinations\Folder..6/..7\ | 36
130144 | H6100X125-SP2+SV24A-TPC | H6100X125-SP2+SV24A-TPC |  | H6100X125-SP2 | + | SV24A-TPC | Standard actuator | 0 | Scenario 2 |  | PPK¦SelectPro¦VDI3805¦Internet_EU |  |  | H6100X125-SP2+SV24A-TPC | Globe valve (partial pressure-balanced) | 1700 kPa | 1000 kPa |  | EU\Inbox\Combinations\Folder..6/..7\ | 36
130244 | H620N+SV230A-TPC | H620N+SV230A-TPC |  | H620N | + | SV230A-TPC | Standard actuator | 0 | Scenario 2 |  | PPK¦SelectPro¦VDI3805¦Internet_EU |  |  | H620N+SV230A-TPC | Globe valve | 1600 kPa | 400 kPa |  | EU\Inbox\Combinations\Folder..6/..7\ | 32
129694 | H715R+NVK230A-3 | H715R+NVK230A-3 |  | H715R | + | NVK230A-3 | Actuator with emergency control function | 1 | Scenario 2 |  | PPK¦SelectPro¦VDI3805¦Internet_EU |  |  | H715R+NVK230A-3 | Globe valve | 600 kPa | 400 kPa |  | EU\Inbox\Combinations\Folder..6/..7\ | 36
130145 | H6100X125-SP2/SV24A-TPC | H6100X125-SP2/SV24A-TPC |  | H6100X125-SP2 | / | SV24A-TPC | Standard actuator | 0 | Scenario 2 |  | PPK¦SelectPro¦VDI3805¦Internet_EU |  |  | H6100X125-SP2/SV24A-TPC | Globe valve (partial pressure-balanced) | 1700 kPa | 1000 kPa |  | EU\Inbox\Combinations\Folder..6/..7\ | 36
130245 | H620N/SV230A-TPC | H620N/SV230A-TPC |  | H620N | / | SV230A-TPC | Standard actuator | 0 | Scenario 2 |  | PPK¦SelectPro¦VDI3805¦Internet_EU |  |  | H620N/SV230A-TPC | Globe valve | 1600 kPa | 400 kPa |  | EU\Inbox\Combinations\Folder..6/..7\ | 32
129695 | H715R/NVK230A-3 | H715R/NVK230A-3 |  | H715R | / | NVK230A-3 | Actuator with emergency control function | 1 | Scenario 2 |  | PPK¦SelectPro¦VDI3805¦Internet_EU |  |  | H715R/NVK230A-3 | Globe valve | 600 kPa | 400 kPa |  | EU\Inbox\Combinations\Folder..6/..7\ | 36
130246 | H620N+SV24A-TPC | H620N+SV24A-TPC |  | H620N | + | SV24A-TPC | Standard actuator | 0 | Scenario 2 |  | PPK¦SelectPro¦VDI3805¦Internet_EU |  |  | H620N+SV24A-TPC | Globe valve | 1600 kPa | 400 kPa |  | EU\Inbox\Combinations\Folder..6/..7\ | 34
130598 | H712R+SV24A-TPC | H712R+SV24A-TPC |  | H712R | + | SV24A-TPC | Standard actuator | 0 | Scenario 2 |  | PPK¦SelectPro¦VDI3805¦Internet_EU |  |  | H712R+SV24A-TPC | Globe valve | 600 kPa | 400 kPa |  | EU\Inbox\Combinations\Folder..6/..7\ | 38
130396 | H7032Y16-S2+SV230A-TPC | H7032Y16-S2+SV230A-TPC |  | H7032Y16-S2 | + | SV230A-TPC | Standard actuator | 1 | Scenario 2 |  | PPK¦SelectPro¦VDI3805¦Internet_EU |  |  | H7032Y16-S2+SV230A-TPC | Globe valve | 1500 kPa | 1000 kPa |  | EU\Inbox\Combinations\Folder..6/..7\ | 37
130346 | H664R+SV24A-TPC | H664R+SV24A-TPC |  | H664R | + | SV24A-TPC | Standard actuator | 1 | Scenario 2 |  | PPK¦SelectPro¦VDI3805¦Internet_EU |  |  | H664R+SV24A-TPC | Globe valve | 280 kPa | 280 kPa |  | EU\Inbox\Combinations\Folder..6/..7\ | 35
130648 | H740N+SV230A-TPC | H740N+SV230A-TPC |  | H740N | + | SV230A-TPC | Standard actuator | 0 | Scenario 2 |  | PPK¦SelectPro¦VDI3805¦Internet_EU |  |  | H740N+SV230A-TPC | Globe valve | 900 kPa | 400 kPa |  | EU\Inbox\Combinations\Folder..6/..7\ | 39
130296 | H640SP+SV230A-TPC | H640SP+SV230A-TPC |  | H640SP | + | SV230A-TPC | Standard actuator | 0 | Scenario 2 |  | PPK¦SelectPro¦VDI3805¦Internet_EU |  |  | H640SP+SV230A-TPC | Globe valve (partial pressure-balanced) | 1600 kPa | 1000 kPa |  | EU\Inbox\Combinations\Folder..6/..7\ | 36
130599 | H712R/SV24A-TPC | H712R/SV24A-TPC |  | H712R | / | SV24A-TPC | Standard actuator | 0 | Scenario 2 |  | PPK¦SelectPro¦VDI3805¦Internet_EU |  |  | H712R/SV24A-TPC | Globe valve | 600 kPa | 400 kPa |  | EU\Inbox\Combinations\Folder..6/..7\ | 36
130247 | H620N/SV24A-TPC | H620N/SV24A-TPC |  | H620N | / | SV24A-TPC | Standard actuator | 0 | Scenario 2 |  | PPK¦SelectPro¦VDI3805¦Internet_EU |  |  | H620N/SV24A-TPC | Globe valve | 1600 kPa | 400 kPa |  | EU\Inbox\Combinations\Folder..6/..7\ | 34
130397 | H7032Y16-S2/SV230A-TPC | H7032Y16-S2/SV230A-TPC |  | H7032Y16-S2 | / | SV230A-TPC | Standard actuator | 1 | Scenario 2 |  | PPK¦SelectPro¦VDI3805¦Internet_EU |  |  | H7032Y16-S2/SV230A-TPC | Globe valve | 1500 kPa | 1000 kPa |  | EU\Inbox\Combinations\Folder..6/..7\ | 37
130347 | H664R/SV24A-TPC | H664R/SV24A-TPC |  | H664R | / | SV24A-TPC | Standard actuator | 1 | Scenario 2 |  | PPK¦SelectPro¦VDI3805¦Internet_EU |  |  | H664R/SV24A-TPC | Globe valve | 280 kPa | 280 kPa |  | EU\Inbox\Combinations\Folder..6/..7\ | 35
130649 | H740N/SV230A-TPC | H740N/SV230A-TPC |  | H740N | / | SV230A-TPC | Standard actuator | 0 | Scenario 2 |  | PPK¦SelectPro¦VDI3805¦Internet_EU |  |  | H740N/SV230A-TPC | Globe valve | 900 kPa | 400 kPa |  | EU\Inbox\Combinations\Folder..6/..7\ | 36
130297 | H640SP/SV230A-TPC | H640SP/SV230A-TPC |  | H640SP | / | SV230A-TPC | Standard actuator | 0 | Scenario 2 |  | PPK¦SelectPro¦VDI3805¦Internet_EU |  |  | H640SP/SV230A-TPC | Globe valve (partial pressure-balanced) | 1600 kPa | 1000 kPa |  | EU\Inbox\Combinations\Folder..6/..7\ | 36
130600 | H713N+SV230A-TPC | H713N+SV230A-TPC |  | H713N | + | SV230A-TPC | Standard actuator | 0 | Scenario 2 |  | PPK¦SelectPro¦VDI3805¦Internet_EU |  |  | H713N+SV230A-TPC | Globe valve | 1600 kPa | 400 kPa |  | EU\Inbox\Combinations\Folder..6/..7\ | 38
130248 | H620R+SV230A-TPC | H620R+SV230A-TPC |  | H620R | + | SV230A-TPC | Standard actuator | 0 | Scenario 2 |  | PPK¦SelectPro¦VDI3805¦Internet_EU |  |  | H620R+SV230A-TPC | Globe valve | 600 kPa | 400 kPa |  | EU\Inbox\Combinations\Folder..6/..7\ | 32
130398 | H7032Y16-S2+SV24A-TPC | H7032Y16-S2+SV24A-TPC |  | H7032Y16-S2 | + | SV24A-TPC | Standard actuator | 1 | Scenario 2 |  | PPK¦SelectPro¦VDI3805¦Internet_EU |  |  | H7032Y16-S2+SV24A-TPC | Globe valve | 1500 kPa | 1000 kPa |  | EU\Inbox\Combinations\Folder..6/..7\ | 37
130348 | H664S+SV230A-TPC | H664S+SV230A-TPC |  | H664S | + | SV230A-TPC | Standard actuator | 1 | Scenario 2 |  | PPK¦SelectPro¦VDI3805¦Internet_EU |  |  | H664S+SV230A-TPC | Globe valve | 250 kPa | 250 kPa |  | EU\Inbox\Combinations\Folder..6/..7\ | 35
130650 | H740N+SV24A-TPC | H740N+SV24A-TPC |  | H740N | + | SV24A-TPC | Standard actuator | 0 | Scenario 2 |  | PPK¦SelectPro¦VDI3805¦Internet_EU |  |  | H740N+SV24A-TPC | Globe valve | 900 kPa | 400 kPa |  | EU\Inbox\Combinations\Folder..6/..7\ | 38
130298 | H640SP+SV24A-TPC | H640SP+SV24A-TPC |  | H640SP | + | SV24A-TPC | Standard actuator | 0 | Scenario 2 |  | PPK¦SelectPro¦VDI3805¦Internet_EU |  |  | H640SP+SV24A-TPC | Globe valve (partial pressure-balanced) | 1600 kPa | 1000 kPa |  | EU\Inbox\Combinations\Folder..6/..7\ | 34
130601 | H713N/SV230A-TPC | H713N/SV230A-TPC |  | H713N | / | SV230A-TPC | Standard actuator | 0 | Scenario 2 |  | PPK¦SelectPro¦VDI3805¦Internet_EU |  |  | H713N/SV230A-TPC | Globe valve | 1600 kPa | 400 kPa |  | EU\Inbox\Combinations\Folder..6/..7\ | 36
130249 | H620R/SV230A-TPC | H620R/SV230A-TPC |  | H620R | / | SV230A-TPC | Standard actuator | 0 | Scenario 2 |  | PPK¦SelectPro¦VDI3805¦Internet_EU |  |  | H620R/SV230A-TPC | Globe valve | 600 kPa | 400 kPa |  | EU\Inbox\Combinations\Folder..6/..7\ | 32
130399 | H7032Y16-S2/SV24A-TPC | H7032Y16-S2/SV24A-TPC |  | H7032Y16-S2 | / | SV24A-TPC | Standard actuator | 1 | Scenario 2 |  | PPK¦SelectPro¦VDI3805¦Internet_EU |  |  | H7032Y16-S2/SV24A-TPC | Globe valve | 1500 kPa | 1000 kPa |  | EU\Inbox\Combinations\Folder..6/..7\ | 37
130349 | H664S/SV230A-TPC | H664S/SV230A-TPC |  | H664S | / | SV230A-TPC | Standard actuator | 1 | Scenario 2 |  | PPK¦SelectPro¦VDI3805¦Internet_EU |  |  | H664S/SV230A-TPC | Globe valve | 250 kPa | 250 kPa |  | EU\Inbox\Combinations\Folder..6/..7\ | 35
130651 | H740N/SV24A-TPC | H740N/SV24A-TPC |  | H740N | / | SV24A-TPC | Standard actuator | 0 | Scenario 2 |  | PPK¦SelectPro¦VDI3805¦Internet_EU |  |  | H740N/SV24A-TPC | Globe valve | 900 kPa | 400 kPa |  | EU\Inbox\Combinations\Folder..6/..7\ | 35
130299 | H640SP/SV24A-TPC | H640SP/SV24A-TPC |  | H640SP | / | SV24A-TPC | Standard actuator | 0 | Scenario 2 |  | PPK¦SelectPro¦VDI3805¦Internet_EU |  |  | H640SP/SV24A-TPC | Globe valve (partial pressure-balanced) | 1600 kPa | 1000 kPa |  | EU\Inbox\Combinations\Folder..6/..7\ | 34
130602 | H713N+SV24A-TPC | H713N+SV24A-TPC |  | H713N | + | SV24A-TPC | Standard actuator | 0 | Scenario 2 |  | PPK¦SelectPro¦VDI3805¦Internet_EU |  |  | H713N+SV24A-TPC | Globe valve | 1600 kPa | 400 kPa |  | EU\Inbox\Combinations\Folder..6/..7\ | 38
130250 | H620R+SV24A-TPC | H620R+SV24A-TPC |  | H620R | + | SV24A-TPC | Standard actuator | 0 | Scenario 2 |  | PPK¦SelectPro¦VDI3805¦Internet_EU |  |  | H620R+SV24A-TPC | Globe valve | 600 kPa | 400 kPa |  | EU\Inbox\Combinations\Folder..6/..7\ | 34
130400 | H7040X25-S2+SV230A-TPC | H7040X25-S2+SV230A-TPC |  | H7040X25-S2 | + | SV230A-TPC | Standard actuator | 1 | Scenario 2 |  | PPK¦SelectPro¦VDI3805¦Internet_EU |  |  | H7040X25-S2+SV230A-TPC | Globe valve | 850 kPa | 850 kPa |  | EU\Inbox\Combinations\Folder..6/..7\ | 37
130350 | H664S+SV24A-TPC | H664S+SV24A-TPC |  | H664S | + | SV24A-TPC | Standard actuator | 1 | Scenario 2 |  | PPK¦SelectPro¦VDI3805¦Internet_EU |  |  | H664S+SV24A-TPC | Globe valve | 250 kPa | 250 kPa |  | EU\Inbox\Combinations\Folder..6/..7\ | 35
130652 | H740R+SV230A-TPC | H740R+SV230A-TPC |  | H740R | + | SV230A-TPC | Standard actuator | 0 | Scenario 2 |  | PPK¦SelectPro¦VDI3805¦Internet_EU |  |  | H740R+SV230A-TPC | Globe valve | 600 kPa | 400 kPa |  | EU\Inbox\Combinations\Folder..6/..7\ | 40
130603 | H713N/SV24A-TPC | H713N/SV24A-TPC |  | H713N | / | SV24A-TPC | Standard actuator | 0 | Scenario 2 |  | PPK¦SelectPro¦VDI3805¦Internet_EU |  |  | H713N/SV24A-TPC | Globe valve | 1600 kPa | 400 kPa |  | EU\Inbox\Combinations\Folder..6/..7\ | 38
130251 | H620R/SV24A-TPC | H620R/SV24A-TPC |  | H620R | / | SV24A-TPC | Standard actuator | 0 | Scenario 2 |  | PPK¦SelectPro¦VDI3805¦Internet_EU |  |  | H620R/SV24A-TPC | Globe valve | 600 kPa | 400 kPa |  | EU\Inbox\Combinations\Folder..6/..7\ | 34
130401 | H7040X25-S2/SV230A-TPC | H7040X25-S2/SV230A-TPC |  | H7040X25-S2 | / | SV230A-TPC | Standard actuator | 1 | Scenario 2 |  | PPK¦SelectPro¦VDI3805¦Internet_EU |  |  | H7040X25-S2/SV230A-TPC | Globe valve | 850 kPa | 850 kPa |  | EU\Inbox\Combinations\Folder..6/..7\ | 37
130351 | H664S/SV24A-TPC | H664S/SV24A-TPC |  | H664S | / | SV24A-TPC | Standard actuator | 1 | Scenario 2 |  | PPK¦SelectPro¦VDI3805¦Internet_EU |  |  | H664S/SV24A-TPC | Globe valve | 250 kPa | 250 kPa |  | EU\Inbox\Combinations\Folder..6/..7\ | 35
130653 | H740R/SV230A-TPC | H740R/SV230A-TPC |  | H740R | / | SV230A-TPC | Standard actuator | 0 | Scenario 2 |  | PPK¦SelectPro¦VDI3805¦Internet_EU |  |  | H740R/SV230A-TPC | Globe valve | 600 kPa | 400 kPa |  | EU\Inbox\Combinations\Folder..6/..7\ | 36
130604 | H713R+SV230A-TPC | H713R+SV230A-TPC |  | H713R | + | SV230A-TPC | Standard actuator | 0 | Scenario 2 |  | PPK¦SelectPro¦VDI3805¦Internet_EU |  |  | H713R+SV230A-TPC | Globe valve | 600 kPa | 400 kPa |  | EU\Inbox\Combinations\Folder..6/..7\ | 38
130252 | H620S+SV230A-TPC | H620S+SV230A-TPC |  | H620S | + | SV230A-TPC | Standard actuator | 0 | Scenario 2 |  | PPK¦SelectPro¦VDI3805¦Internet_EU |  |  | H620S+SV230A-TPC | Globe valve | 1600 kPa | 1000 kPa |  | EU\Inbox\Combinations\Folder..6/..7\ | 32
130402 | H7040X25-S2+SV24A-TPC | H7040X25-S2+SV24A-TPC |  | H7040X25-S2 | + | SV24A-TPC | Standard actuator | 1 | Scenario 2 |  | PPK¦SelectPro¦VDI3805¦Internet_EU |  |  | H7040X25-S2+SV24A-TPC | Globe valve | 850 kPa | 850 kPa |  | EU\Inbox\Combinations\Folder..6/..7\ | 35
130352 | H664SP+SV230A-TPC | H664SP+SV230A-TPC |  | H664SP | + | SV230A-TPC | Standard actuator | 0 | Scenario 2 |  | PPK¦SelectPro¦VDI3805¦Internet_EU |  |  | H664SP+SV230A-TPC | Globe valve (partial pressure-balanced) | 1600 kPa | 1000 kPa |  | EU\Inbox\Combinations\Folder..6/..7\ | 34
130654 | H740R+SV24A-TPC | H740R+SV24A-TPC |  | H740R | + | SV24A-TPC | Standard actuator | 0 | Scenario 2 |  | PPK¦SelectPro¦VDI3805¦Internet_EU |  |  | H740R+SV24A-TPC | Globe valve | 600 kPa | 400 kPa |  | EU\Inbox\Combinations\Folder..6/..7\ | 40
130605 | H713R/SV230A-TPC | H713R/SV230A-TPC |  | H713R | / | SV230A-TPC | Standard actuator | 0 | Scenario 2 |  | PPK¦SelectPro¦VDI3805¦Internet_EU |  |  | H713R/SV230A-TPC | Globe valve | 600 kPa | 400 kPa |  | EU\Inbox\Combinations\Folder..6/..7\ | 38
130253 | H620S/SV230A-TPC | H620S/SV230A-TPC |  | H620S | / | SV230A-TPC | Standard actuator | 0 | Scenario 2 |  | PPK¦SelectPro¦VDI3805¦Internet_EU |  |  | H620S/SV230A-TPC | Globe valve | 1600 kPa | 1000 kPa |  | EU\Inbox\Combinations\Folder..6/..7\ | 32
130403 | H7040X25-S2/SV24A-TPC | H7040X25-S2/SV24A-TPC |  | H7040X25-S2 | / | SV24A-TPC | Standard actuator | 1 | Scenario 2 |  | PPK¦SelectPro¦VDI3805¦Internet_EU |  |  | H7040X25-S2/SV24A-TPC | Globe valve | 850 kPa | 850 kPa |  | EU\Inbox\Combinations\Folder..6/..7\ | 37
130353 | H664SP/SV230A-TPC | H664SP/SV230A-TPC |  | H664SP | / | SV230A-TPC | Standard actuator | 0 | Scenario 2 |  | PPK¦SelectPro¦VDI3805¦Internet_EU |  |  | H664SP/SV230A-TPC | Globe valve (partial pressure-balanced) | 1600 kPa | 1000 kPa |  | EU\Inbox\Combinations\Folder..6/..7\ | 34
130655 | H740R/SV24A-TPC | H740R/SV24A-TPC |  | H740R | / | SV24A-TPC | Standard actuator | 0 | Scenario 2 |  | PPK¦SelectPro¦VDI3805¦Internet_EU |  |  | H740R/SV24A-TPC | Globe valve | 600 kPa | 400 kPa |  | EU\Inbox\Combinations\Folder..6/..7\ | 37
130606 | H713R+SV24A-TPC | H713R+SV24A-TPC |  | H713R | + | SV24A-TPC | Standard actuator | 0 | Scenario 2 |  | PPK¦SelectPro¦VDI3805¦Internet_EU |  |  | H713R+SV24A-TPC | Globe valve | 600 kPa | 400 kPa |  | EU\Inbox\Combinations\Folder..6/..7\ | 38
130254 | H620S+SV24A-TPC | H620S+SV24A-TPC |  | H620S | + | SV24A-TPC | Standard actuator | 0 | Scenario 2 |  | PPK¦SelectPro¦VDI3805¦Internet_EU |  |  | H620S+SV24A-TPC | Globe valve | 1600 kPa | 1000 kPa |  | EU\Inbox\Combinations\Folder..6/..7\ | 34
130404 | H7040Y25-S2+SV230A-TPC | H7040Y25-S2+SV230A-TPC |  | H7040Y25-S2 | + | SV230A-TPC | Standard actuator | 1 | Scenario 2 |  | PPK¦SelectPro¦VDI3805¦Internet_EU |  |  | H7040Y25-S2+SV230A-TPC | Globe valve | 850 kPa | 850 kPa |  | EU\Inbox\Combinations\Folder..6/..7\ | 36
130354 | H664SP+SV24A-TPC | H664SP+SV24A-TPC |  | H664SP | + | SV24A-TPC | Standard actuator | 0 | Scenario 2 |  | PPK¦SelectPro¦VDI3805¦Internet_EU |  |  | H664SP+SV24A-TPC | Globe valve (partial pressure-balanced) | 1600 kPa | 1000 kPa |  | EU\Inbox\Combinations\Folder..6/..7\ | 34
130607 | H713R/SV24A-TPC | H713R/SV24A-TPC |  | H713R | / | SV24A-TPC | Standard actuator | 0 | Scenario 2 |  | PPK¦SelectPro¦VDI3805¦Internet_EU |  |  | H713R/SV24A-TPC | Globe valve | 600 kPa | 400 kPa |  | EU\Inbox\Combinations\Folder..6/..7\ | 36
130656 | H750N+SV230A-TPC | H750N+SV230A-TPC |  | H750N | + | SV230A-TPC | Standard actuator | 1 | Scenario 2 |  | PPK¦SelectPro¦VDI3805¦Internet_EU |  |  | H750N+SV230A-TPC | Globe valve | 550 kPa | 400 kPa |  | EU\Inbox\Combinations\Folder..6/..7\ | 40
130255 | H620S/SV24A-TPC | H620S/SV24A-TPC |  | H620S | / | SV24A-TPC | Standard actuator | 0 | Scenario 2 |  | PPK¦SelectPro¦VDI3805¦Internet_EU |  |  | H620S/SV24A-TPC | Globe valve | 1600 kPa | 1000 kPa |  | EU\Inbox\Combinations\Folder..6/..7\ | 34
130405 | H7040Y25-S2/SV230A-TPC | H7040Y25-S2/SV230A-TPC |  | H7040Y25-S2 | / | SV230A-TPC | Standard actuator | 1 | Scenario 2 |  | PPK¦SelectPro¦VDI3805¦Internet_EU |  |  | H7040Y25-S2/SV230A-TPC | Globe valve | 850 kPa | 850 kPa |  | EU\Inbox\Combinations\Folder..6/..7\ | 37
130355 | H664SP/SV24A-TPC | H664SP/SV24A-TPC |  | H664SP | / | SV24A-TPC | Standard actuator | 0 | Scenario 2 |  | PPK¦SelectPro¦VDI3805¦Internet_EU |  |  | H664SP/SV24A-TPC | Globe valve (partial pressure-balanced) | 1600 kPa | 1000 kPa |  | EU\Inbox\Combinations\Folder..6/..7\ | 34
130608 | H714N+SV230A-TPC | H714N+SV230A-TPC |  | H714N | + | SV230A-TPC | Standard actuator | 0 | Scenario 2 |  | PPK¦SelectPro¦VDI3805¦Internet_EU |  |  | H714N+SV230A-TPC | Globe valve | 1600 kPa | 400 kPa |  | EU\Inbox\Combinations\Folder..6/..7\ | 38
130657 | H750N/SV230A-TPC | H750N/SV230A-TPC |  | H750N | / | SV230A-TPC | Standard actuator | 1 | Scenario 2 |  | PPK¦SelectPro¦VDI3805¦Internet_EU |  |  | H750N/SV230A-TPC | Globe valve | 550 kPa | 400 kPa |  | EU\Inbox\Combinations\Folder..6/..7\ | 37
130256 | H624S+SV230A-TPC | H624S+SV230A-TPC |  | H624S | + | SV230A-TPC | Standard actuator | 0 | Scenario 2 |  | PPK¦SelectPro¦VDI3805¦Internet_EU |  |  | H624S+SV230A-TPC | Globe valve | 1600 kPa | 1000 kPa |  | EU\Inbox\Combinations\Folder..6/..7\ | 33
130406 | H7040Y25-S2+SV24A-TPC | H7040Y25-S2+SV24A-TPC |  | H7040Y25-S2 | + | SV24A-TPC | Standard actuator | 1 | Scenario 2 |  | PPK¦SelectPro¦VDI3805¦Internet_EU |  |  | H7040Y25-S2+SV24A-TPC | Globe valve | 850 kPa | 850 kPa |  | EU\Inbox\Combinations\Folder..6/..7\ | 35
130609 | H714N/SV230A-TPC | H714N/SV230A-TPC |  | H714N | / | SV230A-TPC | Standard actuator | 0 | Scenario 2 |  | PPK¦SelectPro¦VDI3805¦Internet_EU |  |  | H714N/SV230A-TPC | Globe valve | 1600 kPa | 400 kPa |  | EU\Inbox\Combinations\Folder..6/..7\ | 36
130356 | H679N+SV230A-TPC | H679N+SV230A-TPC |  | H679N | + | SV230A-TPC | Standard actuator | 1 | Scenario 2 |  | PPK¦SelectPro¦VDI3805¦Internet_EU |  |  | H679N+SV230A-TPC | Globe valve | 160 kPa | 160 kPa |  | EU\Inbox\Combinations\Folder..6/..7\ | 38
130658 | H750N+SV24A-TPC | H750N+SV24A-TPC |  | H750N | + | SV24A-TPC | Standard actuator | 1 | Scenario 2 |  | PPK¦SelectPro¦VDI3805¦Internet_EU |  |  | H750N+SV24A-TPC | Globe valve | 550 kPa | 400 kPa |  | EU\Inbox\Combinations\Folder..6/..7\ | 40
130257 | H624S/SV230A-TPC | H624S/SV230A-TPC |  | H624S | / | SV230A-TPC | Standard actuator | 0 | Scenario 2 |  | PPK¦SelectPro¦VDI3805¦Internet_EU |  |  | H624S/SV230A-TPC | Globe valve | 1600 kPa | 1000 kPa |  | EU\Inbox\Combinations\Folder..6/..7\ | 33
130407 | H7040Y25-S2/SV24A-TPC | H7040Y25-S2/SV24A-TPC |  | H7040Y25-S2 | / | SV24A-TPC | Standard actuator | 1 | Scenario 2 |  | PPK¦SelectPro¦VDI3805¦Internet_EU |  |  | H7040Y25-S2/SV24A-TPC | Globe valve | 850 kPa | 850 kPa |  | EU\Inbox\Combinations\Folder..6/..7\ | 37
130610 | H714N+SV24A-TPC | H714N+SV24A-TPC |  | H714N | + | SV24A-TPC | Standard actuator | 0 | Scenario 2 |  | PPK¦SelectPro¦VDI3805¦Internet_EU |  |  | H714N+SV24A-TPC | Globe valve | 1600 kPa | 400 kPa |  | EU\Inbox\Combinations\Folder..6/..7\ | 38
130357 | H679N/SV230A-TPC | H679N/SV230A-TPC |  | H679N | / | SV230A-TPC | Standard actuator | 1 | Scenario 2 |  | PPK¦SelectPro¦VDI3805¦Internet_EU |  |  | H679N/SV230A-TPC | Globe valve | 160 kPa | 160 kPa |  | EU\Inbox\Combinations\Folder..6/..7\ | 38
130659 | H750N/SV24A-TPC | H750N/SV24A-TPC |  | H750N | / | SV24A-TPC | Standard actuator | 1 | Scenario 2 |  | PPK¦SelectPro¦VDI3805¦Internet_EU |  |  | H750N/SV24A-TPC | Globe valve | 550 kPa | 400 kPa |  | EU\Inbox\Combinations\Folder..6/..7\ | 37
130258 | H624S+SV24A-TPC | H624S+SV24A-TPC |  | H624S | + | SV24A-TPC | Standard actuator | 0 | Scenario 2 |  | PPK¦SelectPro¦VDI3805¦Internet_EU |  |  | H624S+SV24A-TPC | Globe valve | 1600 kPa | 1000 kPa |  | EU\Inbox\Combinations\Folder..6/..7\ | 35
130408 | H7050X40-S2+SV230A-TPC | H7050X40-S2+SV230A-TPC |  | H7050X40-S2 | + | SV230A-TPC | Standard actuator | 1 | Scenario 2 |  | PPK¦SelectPro¦VDI3805¦Internet_EU |  |  | H7050X40-S2+SV230A-TPC | Globe valve | 500 kPa | 500 kPa |  | EU\Inbox\Combinations\Folder..6/..7\ | 36
130611 | H714N/SV24A-TPC | H714N/SV24A-TPC |  | H714N | / | SV24A-TPC | Standard actuator | 0 | Scenario 2 |  | PPK¦SelectPro¦VDI3805¦Internet_EU |  |  | H714N/SV24A-TPC | Globe valve | 1600 kPa | 400 kPa |  | EU\Inbox\Combinations\Folder..6/..7\ | 36
130358 | H679N+SV24A-TPC | H679N+SV24A-TPC |  | H679N | + | SV24A-TPC | Standard actuator | 1 | Scenario 2 |  | PPK¦SelectPro¦VDI3805¦Internet_EU |  |  | H679N+SV24A-TPC | Globe valve | 160 kPa | 160 kPa |  | EU\Inbox\Combinations\Folder..6/..7\ | 36
130660 | H750R+SV230A-TPC | H750R+SV230A-TPC |  | H750R | + | SV230A-TPC | Standard actuator | 1 | Scenario 2 |  | PPK¦SelectPro¦VDI3805¦Internet_EU |  |  | H750R+SV230A-TPC | Globe valve | 550 kPa | 400 kPa |  | EU\Inbox\Combinations\Folder..6/..7\ | 39
130259 | H624S/SV24A-TPC | H624S/SV24A-TPC |  | H624S | / | SV24A-TPC | Standard actuator | 0 | Scenario 2 |  | PPK¦SelectPro¦VDI3805¦Internet_EU |  |  | H624S/SV24A-TPC | Globe valve | 1600 kPa | 1000 kPa |  | EU\Inbox\Combinations\Folder..6/..7\ | 35
130409 | H7050X40-S2/SV230A-TPC | H7050X40-S2/SV230A-TPC |  | H7050X40-S2 | / | SV230A-TPC | Standard actuator | 1 | Scenario 2 |  | PPK¦SelectPro¦VDI3805¦Internet_EU |  |  | H7050X40-S2/SV230A-TPC | Globe valve | 500 kPa | 500 kPa |  | EU\Inbox\Combinations\Folder..6/..7\ | 37
130612 | H714R+SV230A-TPC | H714R+SV230A-TPC |  | H714R | + | SV230A-TPC | Standard actuator | 0 | Scenario 2 |  | PPK¦SelectPro¦VDI3805¦Internet_EU |  |  | H714R+SV230A-TPC | Globe valve | 600 kPa | 400 kPa |  | EU\Inbox\Combinations\Folder..6/..7\ | 38
130359 | H679N/SV24A-TPC | H679N/SV24A-TPC |  | H679N | / | SV24A-TPC | Standard actuator | 1 | Scenario 2 |  | PPK¦SelectPro¦VDI3805¦Internet_EU |  |  | H679N/SV24A-TPC | Globe valve | 160 kPa | 160 kPa |  | EU\Inbox\Combinations\Folder..6/..7\ | 36
130661 | H750R/SV230A-TPC | H750R/SV230A-TPC |  | H750R | / | SV230A-TPC | Standard actuator | 1 | Scenario 2 |  | PPK¦SelectPro¦VDI3805¦Internet_EU |  |  | H750R/SV230A-TPC | Globe valve | 550 kPa | 400 kPa |  | EU\Inbox\Combinations\Folder..6/..7\ | 40
130260 | H625N+SV230A-TPC | H625N+SV230A-TPC |  | H625N | + | SV230A-TPC | Standard actuator | 0 | Scenario 2 |  | PPK¦SelectPro¦VDI3805¦Internet_EU |  |  | H625N+SV230A-TPC | Globe valve | 1600 kPa | 400 kPa |  | EU\Inbox\Combinations\Folder..6/..7\ | 33
130613 | H714R/SV230A-TPC | H714R/SV230A-TPC |  | H714R | / | SV230A-TPC | Standard actuator | 0 | Scenario 2 |  | PPK¦SelectPro¦VDI3805¦Internet_EU |  |  | H714R/SV230A-TPC | Globe valve | 600 kPa | 400 kPa |  | EU\Inbox\Combinations\Folder..6/..7\ | 35
130410 | H7050X40-S2+SV24A-TPC | H7050X40-S2+SV24A-TPC |  | H7050X40-S2 | + | SV24A-TPC | Standard actuator | 1 | Scenario 2 |  | PPK¦SelectPro¦VDI3805¦Internet_EU |  |  | H7050X40-S2+SV24A-TPC | Globe valve | 500 kPa | 500 kPa |  | EU\Inbox\Combinations\Folder..6/..7\ | 37
130360 | H679R+SV230A-TPC | H679R+SV230A-TPC |  | H679R | + | SV230A-TPC | Standard actuator | 1 | Scenario 2 |  | PPK¦SelectPro¦VDI3805¦Internet_EU |  |  | H679R+SV230A-TPC | Globe valve | 160 kPa | 160 kPa |  | EU\Inbox\Combinations\Folder..6/..7\ | 35
130261 | H625N/SV230A-TPC | H625N/SV230A-TPC |  | H625N | / | SV230A-TPC | Standard actuator | 0 | Scenario 2 |  | PPK¦SelectPro¦VDI3805¦Internet_EU |  |  | H625N/SV230A-TPC | Globe valve | 1600 kPa | 400 kPa |  | EU\Inbox\Combinations\Folder..6/..7\ | 33
130662 | H750R+SV24A-TPC | H750R+SV24A-TPC |  | H750R | + | SV24A-TPC | Standard actuator | 1 | Scenario 2 |  | PPK¦SelectPro¦VDI3805¦Internet_EU |  |  | H750R+SV24A-TPC | Globe valve | 550 kPa | 400 kPa |  | EU\Inbox\Combinations\Folder..6/..7\ | 39
130614 | H714R+SV24A-TPC | H714R+SV24A-TPC |  | H714R | + | SV24A-TPC | Standard actuator | 0 | Scenario 2 |  | PPK¦SelectPro¦VDI3805¦Internet_EU |  |  | H714R+SV24A-TPC | Globe valve | 600 kPa | 400 kPa |  | EU\Inbox\Combinations\Folder..6/..7\ | 37
130411 | H7050X40-S2/SV24A-TPC | H7050X40-S2/SV24A-TPC |  | H7050X40-S2 | / | SV24A-TPC | Standard actuator | 1 | Scenario 2 |  | PPK¦SelectPro¦VDI3805¦Internet_EU |  |  | H7050X40-S2/SV24A-TPC | Globe valve | 500 kPa | 500 kPa |  | EU\Inbox\Combinations\Folder..6/..7\ | 37
130361 | H679R/SV230A-TPC | H679R/SV230A-TPC |  | H679R | / | SV230A-TPC | Standard actuator | 1 | Scenario 2 |  | PPK¦SelectPro¦VDI3805¦Internet_EU |  |  | H679R/SV230A-TPC | Globe valve | 160 kPa | 160 kPa |  | EU\Inbox\Combinations\Folder..6/..7\ | 35
130262 | H625N+SV24A-TPC | H625N+SV24A-TPC |  | H625N | + | SV24A-TPC | Standard actuator | 0 | Scenario 2 |  | PPK¦SelectPro¦VDI3805¦Internet_EU |  |  | H625N+SV24A-TPC | Globe valve | 1600 kPa | 400 kPa |  | EU\Inbox\Combinations\Folder..6/..7\ | 35
130615 | H714R/SV24A-TPC | H714R/SV24A-TPC |  | H714R | / | SV24A-TPC | Standard actuator | 0 | Scenario 2 |  | PPK¦SelectPro¦VDI3805¦Internet_EU |  |  | H714R/SV24A-TPC | Globe valve | 600 kPa | 400 kPa |  | EU\Inbox\Combinations\Folder..6/..7\ | 35
130663 | H750R/SV24A-TPC | H750R/SV24A-TPC |  | H750R | / | SV24A-TPC | Standard actuator | 1 | Scenario 2 |  | PPK¦SelectPro¦VDI3805¦Internet_EU |  |  | H750R/SV24A-TPC | Globe valve | 550 kPa | 400 kPa |  | EU\Inbox\Combinations\Folder..6/..7\ | 40
130412 | H6100N/EV230A-TPC | H6100N/EV230A-TPC |  | H6100N | / | EV230A-TPC | Standard actuator | 0 | Scenario 2 |  | PPK¦SelectPro¦VDI3805¦Internet_EU |  |  | H6100N/EV230A-TPC | Globe valve | 200 kPa | 200 kPa |  | EU\Inbox\Combinations\Folder..6/..7\ | 36
130362 | H679R+SV24A-TPC | H679R+SV24A-TPC |  | H679R | + | SV24A-TPC | Standard actuator | 1 | Scenario 2 |  | PPK¦SelectPro¦VDI3805¦Internet_EU |  |  | H679R+SV24A-TPC | Globe valve | 160 kPa | 160 kPa |  | EU\Inbox\Combinations\Folder..6/..7\ | 35
130263 | H625N/SV24A-TPC | H625N/SV24A-TPC |  | H625N | / | SV24A-TPC | Standard actuator | 0 | Scenario 2 |  | PPK¦SelectPro¦VDI3805¦Internet_EU |  |  | H625N/SV24A-TPC | Globe valve | 1600 kPa | 400 kPa |  | EU\Inbox\Combinations\Folder..6/..7\ | 34
130616 | H715N+SV230A-TPC | H715N+SV230A-TPC |  | H715N | + | SV230A-TPC | Standard actuator | 0 | Scenario 2 |  | PPK¦SelectPro¦VDI3805¦Internet_EU |  |  | H715N+SV230A-TPC | Globe valve | 1600 kPa | 400 kPa |  | EU\Inbox\Combinations\Folder..6/..7\ | 36
130664 | H764N+SV230A-TPC | H764N+SV230A-TPC |  | H764N | + | SV230A-TPC | Standard actuator | 1 | Scenario 2 |  | PPK¦SelectPro¦VDI3805¦Internet_EU |  |  | H764N+SV230A-TPC | Globe valve | 280 kPa | 280 kPa |  | EU\Inbox\Combinations\Folder..6/..7\ | 41
130413 | H6100R/EV230A-TPC | H6100R/EV230A-TPC |  | H6100R | / | EV230A-TPC | Standard actuator | 0 | Scenario 2 |  | PPK¦SelectPro¦VDI3805¦Internet_EU |  |  | H6100R/EV230A-TPC | Globe valve | 200 kPa | 200 kPa |  | EU\Inbox\Combinations\Folder..6/..7\ | 36
130264 | H625R+SV230A-TPC | H625R+SV230A-TPC |  | H625R | + | SV230A-TPC | Standard actuator | 0 | Scenario 2 |  | PPK¦SelectPro¦VDI3805¦Internet_EU |  |  | H625R+SV230A-TPC | Globe valve | 600 kPa | 400 kPa |  | EU\Inbox\Combinations\Folder..6/..7\ | 32
130617 | H715N/SV230A-TPC | H715N/SV230A-TPC |  | H715N | / | SV230A-TPC | Standard actuator | 0 | Scenario 2 |  | PPK¦SelectPro¦VDI3805¦Internet_EU |  |  | H715N/SV230A-TPC | Globe valve | 1600 kPa | 400 kPa |  | EU\Inbox\Combinations\Folder..6/..7\ | 34
130363 | H679R/SV24A-TPC | H679R/SV24A-TPC |  | H679R | / | SV24A-TPC | Standard actuator | 1 | Scenario 2 |  | PPK¦SelectPro¦VDI3805¦Internet_EU |  |  | H679R/SV24A-TPC | Globe valve | 160 kPa | 160 kPa |  | EU\Inbox\Combinations\Folder..6/..7\ | 35
130665 | H764N/SV230A-TPC | H764N/SV230A-TPC |  | H764N | / | SV230A-TPC | Standard actuator | 1 | Scenario 2 |  | PPK¦SelectPro¦VDI3805¦Internet_EU |  |  | H764N/SV230A-TPC | Globe valve | 280 kPa | 280 kPa |  | EU\Inbox\Combinations\Folder..6/..7\ | 38
130414 | H6100S/EV230A-TPC | H6100S/EV230A-TPC |  | H6100S | / | EV230A-TPC | Standard actuator | 0 | Scenario 2 |  | PPK¦SelectPro¦VDI3805¦Internet_EU |  |  | H6100S/EV230A-TPC | Globe valve | 200 kPa | 200 kPa |  | EU\Inbox\Combinations\Folder..6/..7\ | 36
130265 | H625R/SV230A-TPC | H625R/SV230A-TPC |  | H625R | / | SV230A-TPC | Standard actuator | 0 | Scenario 2 |  | PPK¦SelectPro¦VDI3805¦Internet_EU |  |  | H625R/SV230A-TPC | Globe valve | 600 kPa | 400 kPa |  | EU\Inbox\Combinations\Folder..6/..7\ | 32
130618 | H715N+SV24A-TPC | H715N+SV24A-TPC |  | H715N | + | SV24A-TPC | Standard actuator | 0 | Scenario 2 |  | PPK¦SelectPro¦VDI3805¦Internet_EU |  |  | H715N+SV24A-TPC | Globe valve | 1600 kPa | 400 kPa |  | EU\Inbox\Combinations\Folder..6/..7\ | 38
130364 | H679SP+SV230A-TPC | H679SP+SV230A-TPC |  | H679SP | + | SV230A-TPC | Standard actuator | 0 | Scenario 2 |  | PPK¦SelectPro¦VDI3805¦Internet_EU |  |  | H679SP+SV230A-TPC | Globe valve (partial pressure-balanced) | 1600 kPa | 1000 kPa |  | EU\Inbox\Combinations\Folder..6/..7\ | 34
130666 | H764N+SV24A-TPC | H764N+SV24A-TPC |  | H764N | + | SV24A-TPC | Standard actuator | 1 | Scenario 2 |  | PPK¦SelectPro¦VDI3805¦Internet_EU |  |  | H764N+SV24A-TPC | Globe valve | 280 kPa | 280 kPa |  | EU\Inbox\Combinations\Folder..6/..7\ | 40
130415 | H6100SP/EV230A-TPC | H6100SP/EV230A-TPC |  | H6100SP | / | EV230A-TPC | Standard actuator | 1 | Scenario 2 |  | PPK¦SelectPro¦VDI3805¦Internet_EU |  |  | H6100SP/EV230A-TPC | Globe valve (partial pressure-balanced) | 600 kPa | 600 kPa |  | EU\Inbox\Combinations\Folder..6/..7\ | 36
130266 | H625R+SV24A-TPC | H625R+SV24A-TPC |  | H625R | + | SV24A-TPC | Standard actuator | 0 | Scenario 2 |  | PPK¦SelectPro¦VDI3805¦Internet_EU |  |  | H625R+SV24A-TPC | Globe valve | 600 kPa | 400 kPa |  | EU\Inbox\Combinations\Folder..6/..7\ | 34
130619 | H715N/SV24A-TPC | H715N/SV24A-TPC |  | H715N | / | SV24A-TPC | Standard actuator | 0 | Scenario 2 |  | PPK¦SelectPro¦VDI3805¦Internet_EU |  |  | H715N/SV24A-TPC | Globe valve | 1600 kPa | 400 kPa |  | EU\Inbox\Combinations\Folder..6/..7\ | 35
130365 | H679SP/SV230A-TPC | H679SP/SV230A-TPC |  | H679SP | / | SV230A-TPC | Standard actuator | 0 | Scenario 2 |  | PPK¦SelectPro¦VDI3805¦Internet_EU |  |  | H679SP/SV230A-TPC | Globe valve (partial pressure-balanced) | 1600 kPa | 1000 kPa |  | EU\Inbox\Combinations\Folder..6/..7\ | 34
130667 | H764N/SV24A-TPC | H764N/SV24A-TPC |  | H764N | / | SV24A-TPC | Standard actuator | 1 | Scenario 2 |  | PPK¦SelectPro¦VDI3805¦Internet_EU |  |  | H764N/SV24A-TPC | Globe valve | 280 kPa | 280 kPa |  | EU\Inbox\Combinations\Folder..6/..7\ | 35
130417 | H6125S/EV230A-TPC | H6125S/EV230A-TPC |  | H6125S | / | EV230A-TPC | Standard actuator | 0 | Scenario 2 |  | PPK¦SelectPro¦VDI3805¦Internet_EU |  |  | H6125S/EV230A-TPC | Globe valve | 110 kPa | 110 kPa |  | EU\Inbox\Combinations\Folder..6/..7\ | 36
130267 | H625R/SV24A-TPC | H625R/SV24A-TPC |  | H625R | / | SV24A-TPC | Standard actuator | 0 | Scenario 2 |  | PPK¦SelectPro¦VDI3805¦Internet_EU |  |  | H625R/SV24A-TPC | Globe valve | 600 kPa | 400 kPa |  | EU\Inbox\Combinations\Folder..6/..7\ | 34
130620 | H715R+SV230A-TPC | H715R+SV230A-TPC |  | H715R | + | SV230A-TPC | Standard actuator | 0 | Scenario 2 |  | PPK¦SelectPro¦VDI3805¦Internet_EU |  |  | H715R+SV230A-TPC | Globe valve | 600 kPa | 400 kPa |  | EU\Inbox\Combinations\Folder..6/..7\ | 38
130366 | H679SP+SV24A-TPC | H679SP+SV24A-TPC |  | H679SP | + | SV24A-TPC | Standard actuator | 0 | Scenario 2 |  | PPK¦SelectPro¦VDI3805¦Internet_EU |  |  | H679SP+SV24A-TPC | Globe valve (partial pressure-balanced) | 1600 kPa | 1000 kPa |  | EU\Inbox\Combinations\Folder..6/..7\ | 34
130668 | H764R+SV230A-TPC | H764R+SV230A-TPC |  | H764R | + | SV230A-TPC | Standard actuator | 1 | Scenario 2 |  | PPK¦SelectPro¦VDI3805¦Internet_EU |  |  | H764R+SV230A-TPC | Globe valve | 280 kPa | 280 kPa |  | EU\Inbox\Combinations\Folder..6/..7\ | 41
130418 | H6125SP/EV230A-TPC | H6125SP/EV230A-TPC |  | H6125SP | / | EV230A-TPC | Standard actuator | 1 | Scenario 2 |  | PPK¦SelectPro¦VDI3805¦Internet_EU |  |  | H6125SP/EV230A-TPC | Globe valve (partial pressure-balanced) | 600 kPa | 600 kPa |  | EU\Inbox\Combinations\Folder..6/..7\ | 36
130268 | H625S+SV230A-TPC | H625S+SV230A-TPC |  | H625S | + | SV230A-TPC | Standard actuator | 0 | Scenario 2 |  | PPK¦SelectPro¦VDI3805¦Internet_EU |  |  | H625S+SV230A-TPC | Globe valve | 1600 kPa | 1000 kPa |  | EU\Inbox\Combinations\Folder..6/..7\ | 33
130621 | H715R/SV230A-TPC | H715R/SV230A-TPC |  | H715R | / | SV230A-TPC | Standard actuator | 0 | Scenario 2 |  | PPK¦SelectPro¦VDI3805¦Internet_EU |  |  | H715R/SV230A-TPC | Globe valve | 600 kPa | 400 kPa |  | EU\Inbox\Combinations\Folder..6/..7\ | 35
130367 | H679SP/SV24A-TPC | H679SP/SV24A-TPC |  | H679SP | / | SV24A-TPC | Standard actuator | 0 | Scenario 2 |  | PPK¦SelectPro¦VDI3805¦Internet_EU |  |  | H679SP/SV24A-TPC | Globe valve (partial pressure-balanced) | 1600 kPa | 1000 kPa |  | EU\Inbox\Combinations\Folder..6/..7\ | 34
130669 | H764R/SV230A-TPC | H764R/SV230A-TPC |  | H764R | / | SV230A-TPC | Standard actuator | 1 | Scenario 2 |  | PPK¦SelectPro¦VDI3805¦Internet_EU |  |  | H764R/SV230A-TPC | Globe valve | 280 kPa | 280 kPa |  | EU\Inbox\Combinations\Folder..6/..7\ | 36
130420 | H6150S/EV230A-TPC | H6150S/EV230A-TPC |  | H6150S | / | EV230A-TPC | Standard actuator | 0 | Scenario 2 |  | PPK¦SelectPro¦VDI3805¦Internet_EU |  |  | H6150S/EV230A-TPC | Globe valve | 70 kPa | 70 kPa |  | EU\Inbox\Combinations\Folder..6/..7\ | 36
130622 | H715R+SV24A-TPC | H715R+SV24A-TPC |  | H715R | + | SV24A-TPC | Standard actuator | 0 | Scenario 2 |  | PPK¦SelectPro¦VDI3805¦Internet_EU |  |  | H715R+SV24A-TPC | Globe valve | 600 kPa | 400 kPa |  | EU\Inbox\Combinations\Folder..6/..7\ | 38
130269 | H625S/SV230A-TPC | H625S/SV230A-TPC |  | H625S | / | SV230A-TPC | Standard actuator | 0 | Scenario 2 |  | PPK¦SelectPro¦VDI3805¦Internet_EU |  |  | H625S/SV230A-TPC | Globe valve | 1600 kPa | 1000 kPa |  | EU\Inbox\Combinations\Folder..6/..7\ | 33
130368 | H7015X4-S2+SV230A-TPC | H7015X4-S2+SV230A-TPC |  | H7015X4-S2 | + | SV230A-TPC | Standard actuator | 0 | Scenario 2 |  | PPK¦SelectPro¦VDI3805¦Internet_EU |  |  | H7015X4-S2+SV230A-TPC | Globe valve | 2500 kPa | 1000 kPa |  | EU\Inbox\Combinations\Folder..6/..7\ | 34
130670 | H764R+SV24A-TPC | H764R+SV24A-TPC |  | H764R | + | SV24A-TPC | Standard actuator | 1 | Scenario 2 |  | PPK¦SelectPro¦VDI3805¦Internet_EU |  |  | H764R+SV24A-TPC | Globe valve | 280 kPa | 280 kPa |  | EU\Inbox\Combinations\Folder..6/..7\ | 41
130623 | H715R/SV24A-TPC | H715R/SV24A-TPC |  | H715R | / | SV24A-TPC | Standard actuator | 0 | Scenario 2 |  | PPK¦SelectPro¦VDI3805¦Internet_EU |  |  | H715R/SV24A-TPC | Globe valve | 600 kPa | 400 kPa |  | EU\Inbox\Combinations\Folder..6/..7\ | 35
130421 | H6150SP/EV230A-TPC | H6150SP/EV230A-TPC |  | H6150SP | / | EV230A-TPC | Standard actuator | 1 | Scenario 2 |  | PPK¦SelectPro¦VDI3805¦Internet_EU |  |  | H6150SP/EV230A-TPC | Globe valve (partial pressure-balanced) | 600 kPa | 600 kPa |  | EU\Inbox\Combinations\Folder..6/..7\ | 36
130270 | H625S+SV24A-TPC | H625S+SV24A-TPC |  | H625S | + | SV24A-TPC | Standard actuator | 0 | Scenario 2 |  | PPK¦SelectPro¦VDI3805¦Internet_EU |  |  | H625S+SV24A-TPC | Globe valve | 1600 kPa | 1000 kPa |  | EU\Inbox\Combinations\Folder..6/..7\ | 35
130369 | H7015X4-S2/SV230A-TPC | H7015X4-S2/SV230A-TPC |  | H7015X4-S2 | / | SV230A-TPC | Standard actuator | 0 | Scenario 2 |  | PPK¦SelectPro¦VDI3805¦Internet_EU |  |  | H7015X4-S2/SV230A-TPC | Globe valve | 2500 kPa | 1000 kPa |  | EU\Inbox\Combinations\Folder..6/..7\ | 35
130671 | H764R/SV24A-TPC | H764R/SV24A-TPC |  | H764R | / | SV24A-TPC | Standard actuator | 1 | Scenario 2 |  | PPK¦SelectPro¦VDI3805¦Internet_EU |  |  | H764R/SV24A-TPC | Globe valve | 280 kPa | 280 kPa |  | EU\Inbox\Combinations\Folder..6/..7\ | 38
130624 | H720N+SV230A-TPC | H720N+SV230A-TPC |  | H720N | + | SV230A-TPC | Standard actuator | 0 | Scenario 2 |  | PPK¦SelectPro¦VDI3805¦Internet_EU |  |  | H720N+SV230A-TPC | Globe valve | 1600 kPa | 400 kPa |  | EU\Inbox\Combinations\Folder..6/..7\ | 38
130422 | H665N/EV230A-TPC | H665N/EV230A-TPC |  | H665N | / | EV230A-TPC | Standard actuator | 1 | Scenario 2 |  | PPK¦SelectPro¦VDI3805¦Internet_EU |  |  | H665N/EV230A-TPC | Globe valve | 550 kPa | 400 kPa |  | EU\Inbox\Combinations\Folder..6/..7\ | 40
130271 | H625S/SV24A-TPC | H625S/SV24A-TPC |  | H625S | / | SV24A-TPC | Standard actuator | 0 | Scenario 2 |  | PPK¦SelectPro¦VDI3805¦Internet_EU |  |  | H625S/SV24A-TPC | Globe valve | 1600 kPa | 1000 kPa |  | EU\Inbox\Combinations\Folder..6/..7\ | 35
130370 | H7015X4-S2+SV24A-TPC | H7015X4-S2+SV24A-TPC |  | H7015X4-S2 | + | SV24A-TPC | Standard actuator | 0 | Scenario 2 |  | PPK¦SelectPro¦VDI3805¦Internet_EU |  |  | H7015X4-S2+SV24A-TPC | Globe valve | 2500 kPa | 1000 kPa |  | EU\Inbox\Combinations\Folder..6/..7\ | 34
130672 | H779N+SV230A-TPC | H779N+SV230A-TPC |  | H779N | + | SV230A-TPC | Standard actuator | 1 | Scenario 2 |  | PPK¦SelectPro¦VDI3805¦Internet_EU |  |  | H779N+SV230A-TPC | Globe valve | 160 kPa | 160 kPa |  | EU\Inbox\Combinations\Folder..6/..7\ | 44
130625 | H720N/SV230A-TPC | H720N/SV230A-TPC |  | H720N | / | SV230A-TPC | Standard actuator | 0 | Scenario 2 |  | PPK¦SelectPro¦VDI3805¦Internet_EU |  |  | H720N/SV230A-TPC | Globe valve | 1600 kPa | 400 kPa |  | EU\Inbox\Combinations\Folder..6/..7\ | 37
130423 | H665S/EV230A-TPC | H665S/EV230A-TPC |  | H665S | / | EV230A-TPC | Standard actuator | 0 | Scenario 2 |  | PPK¦SelectPro¦VDI3805¦Internet_EU |  |  | H665S/EV230A-TPC | Globe valve | 550 kPa | 550 kPa |  | EU\Inbox\Combinations\Folder..6/..7\ | 37
130272 | H632N+SV230A-TPC | H632N+SV230A-TPC |  | H632N | + | SV230A-TPC | Standard actuator | 0 | Scenario 2 |  | PPK¦SelectPro¦VDI3805¦Internet_EU |  |  | H632N+SV230A-TPC | Globe valve | 1600 kPa | 400 kPa |  | EU\Inbox\Combinations\Folder..6/..7\ | 33
130626 | H720N+SV24A-TPC | H720N+SV24A-TPC |  | H720N | + | SV24A-TPC | Standard actuator | 0 | Scenario 2 |  | PPK¦SelectPro¦VDI3805¦Internet_EU |  |  | H720N+SV24A-TPC | Globe valve | 1600 kPa | 400 kPa |  | EU\Inbox\Combinations\Folder..6/..7\ | 37
130371 | H7015X4-S2/SV24A-TPC | H7015X4-S2/SV24A-TPC |  | H7015X4-S2 | / | SV24A-TPC | Standard actuator | 0 | Scenario 2 |  | PPK¦SelectPro¦VDI3805¦Internet_EU |  |  | H7015X4-S2/SV24A-TPC | Globe valve | 2500 kPa | 1000 kPa |  | EU\Inbox\Combinations\Folder..6/..7\ | 35
130673 | H779N/SV230A-TPC | H779N/SV230A-TPC |  | H779N | / | SV230A-TPC | Standard actuator | 1 | Scenario 2 |  | PPK¦SelectPro¦VDI3805¦Internet_EU |  |  | H779N/SV230A-TPC | Globe valve | 160 kPa | 160 kPa |  | EU\Inbox\Combinations\Folder..6/..7\ | 38
130424 | H680N/EV230A-TPC | H680N/EV230A-TPC |  | H680N | / | EV230A-TPC | Standard actuator | 0 | Scenario 2 |  | PPK¦SelectPro¦VDI3805¦Internet_EU |  |  | H680N/EV230A-TPC | Globe valve | 350 kPa | 350 kPa |  | EU\Inbox\Combinations\Folder..6/..7\ | 40
130273 | H632N/SV230A-TPC | H632N/SV230A-TPC |  | H632N | / | SV230A-TPC | Standard actuator | 0 | Scenario 2 |  | PPK¦SelectPro¦VDI3805¦Internet_EU |  |  | H632N/SV230A-TPC | Globe valve | 1600 kPa | 400 kPa |  | EU\Inbox\Combinations\Folder..6/..7\ | 33
130627 | H720N/SV24A-TPC | H720N/SV24A-TPC |  | H720N | / | SV24A-TPC | Standard actuator | 0 | Scenario 2 |  | PPK¦SelectPro¦VDI3805¦Internet_EU |  |  | H720N/SV24A-TPC | Globe valve | 1600 kPa | 400 kPa |  | EU\Inbox\Combinations\Folder..6/..7\ | 37
130372 | H7015Y4-S2+SV230A-TPC | H7015Y4-S2+SV230A-TPC |  | H7015Y4-S2 | + | SV230A-TPC | Standard actuator | 0 | Scenario 2 |  | PPK¦SelectPro¦VDI3805¦Internet_EU |  |  | H7015Y4-S2+SV230A-TPC | Globe valve | 3500 kPa | 1000 kPa |  | EU\Inbox\Combinations\Folder..6/..7\ | 35
130674 | H779N+SV24A-TPC | H779N+SV24A-TPC |  | H779N | + | SV24A-TPC | Standard actuator | 1 | Scenario 2 |  | PPK¦SelectPro¦VDI3805¦Internet_EU |  |  | H779N+SV24A-TPC | Globe valve | 160 kPa | 160 kPa |  | EU\Inbox\Combinations\Folder..6/..7\ | 44
130425 | H680S/EV230A-TPC | H680S/EV230A-TPC |  | H680S | / | EV230A-TPC | Standard actuator | 0 | Scenario 2 |  | PPK¦SelectPro¦VDI3805¦Internet_EU |  |  | H680S/EV230A-TPC | Globe valve | 350 kPa | 350 kPa |  | EU\Inbox\Combinations\Folder..6/..7\ | 37
130274 | H632N+SV24A-TPC | H632N+SV24A-TPC |  | H632N | + | SV24A-TPC | Standard actuator | 0 | Scenario 2 |  | PPK¦SelectPro¦VDI3805¦Internet_EU |  |  | H632N+SV24A-TPC | Globe valve | 1600 kPa | 400 kPa |  | EU\Inbox\Combinations\Folder..6/..7\ | 34
130628 | H720R+SV230A-TPC | H720R+SV230A-TPC |  | H720R | + | SV230A-TPC | Standard actuator | 0 | Scenario 2 |  | PPK¦SelectPro¦VDI3805¦Internet_EU |  |  | H720R+SV230A-TPC | Globe valve | 600 kPa | 400 kPa |  | EU\Inbox\Combinations\Folder..6/..7\ | 38
130373 | H7015Y4-S2/SV230A-TPC | H7015Y4-S2/SV230A-TPC |  | H7015Y4-S2 | / | SV230A-TPC | Standard actuator | 0 | Scenario 2 |  | PPK¦SelectPro¦VDI3805¦Internet_EU |  |  | H7015Y4-S2/SV230A-TPC | Globe valve | 3500 kPa | 1000 kPa |  | EU\Inbox\Combinations\Folder..6/..7\ | 35
130675 | H779N/SV24A-TPC | H779N/SV24A-TPC |  | H779N | / | SV24A-TPC | Standard actuator | 1 | Scenario 2 |  | PPK¦SelectPro¦VDI3805¦Internet_EU |  |  | H779N/SV24A-TPC | Globe valve | 160 kPa | 160 kPa |  | EU\Inbox\Combinations\Folder..6/..7\ | 40
130426 | H7065X63-S4/EV230A-TPC | H7065X63-S4/EV230A-TPC |  | H7065X63-S4 | / | EV230A-TPC | Standard actuator | 0 | Scenario 2 |  | PPK¦SelectPro¦VDI3805¦Internet_EU |  |  | H7065X63-S4/EV230A-TPC | Globe valve | 550 kPa | 550 kPa |  | EU\Inbox\Combinations\Folder..6/..7\ | 36
130275 | H632N/SV24A-TPC | H632N/SV24A-TPC |  | H632N | / | SV24A-TPC | Standard actuator | 0 | Scenario 2 |  | PPK¦SelectPro¦VDI3805¦Internet_EU |  |  | H632N/SV24A-TPC | Globe valve | 1600 kPa | 400 kPa |  | EU\Inbox\Combinations\Folder..6/..7\ | 33
130629 | H720R/SV230A-TPC | H720R/SV230A-TPC |  | H720R | / | SV230A-TPC | Standard actuator | 0 | Scenario 2 |  | PPK¦SelectPro¦VDI3805¦Internet_EU |  |  | H720R/SV230A-TPC | Globe valve | 600 kPa | 400 kPa |  | EU\Inbox\Combinations\Folder..6/..7\ | 36
130374 | H7015Y4-S2+SV24A-TPC | H7015Y4-S2+SV24A-TPC |  | H7015Y4-S2 | + | SV24A-TPC | Standard actuator | 0 | Scenario 2 |  | PPK¦SelectPro¦VDI3805¦Internet_EU |  |  | H7015Y4-S2+SV24A-TPC | Globe valve | 3500 kPa | 1000 kPa |  | EU\Inbox\Combinations\Folder..6/..7\ | 35
130427 | H7065Y63-S4/EV230A-TPC | H7065Y63-S4/EV230A-TPC |  | H7065Y63-S4 | / | EV230A-TPC | Standard actuator | 0 | Scenario 2 |  | PPK¦SelectPro¦VDI3805¦Internet_EU |  |  | H7065Y63-S4/EV230A-TPC | Globe valve | 550 kPa | 550 kPa |  | EU\Inbox\Combinations\Folder..6/..7\ | 36
130276 | H632R+SV230A-TPC | H632R+SV230A-TPC |  | H632R | + | SV230A-TPC | Standard actuator | 0 | Scenario 2 |  | PPK¦SelectPro¦VDI3805¦Internet_EU |  |  | H632R+SV230A-TPC | Globe valve | 600 kPa | 400 kPa |  | EU\Inbox\Combinations\Folder..6/..7\ | 32
130630 | H720R+SV24A-TPC | H720R+SV24A-TPC |  | H720R | + | SV24A-TPC | Standard actuator | 0 | Scenario 2 |  | PPK¦SelectPro¦VDI3805¦Internet_EU |  |  | H720R+SV24A-TPC | Globe valve | 600 kPa | 400 kPa |  | EU\Inbox\Combinations\Folder..6/..7\ | 38
130324 | H650N+SV230A-TPC | H650N+SV230A-TPC |  | H650N | + | SV230A-TPC | Standard actuator | 1 | Scenario 2 |  | PPK¦SelectPro¦VDI3805¦Internet_EU |  |  | H650N+SV230A-TPC | Globe valve | 550 kPa | 400 kPa |  | EU\Inbox\Combinations\Folder..6/..7\ | 37
130375 | H7015Y4-S2/SV24A-TPC | H7015Y4-S2/SV24A-TPC |  | H7015Y4-S2 | / | SV24A-TPC | Standard actuator | 0 | Scenario 2 |  | PPK¦SelectPro¦VDI3805¦Internet_EU |  |  | H7015Y4-S2/SV24A-TPC | Globe valve | 3500 kPa | 1000 kPa |  | EU\Inbox\Combinations\Folder..6/..7\ | 35
130428 | H7080X100-S4/EV230A-TPC | H7080X100-S4/EV230A-TPC |  | H7080X100-S4 | / | EV230A-TPC | Standard actuator | 0 | Scenario 2 |  | PPK¦SelectPro¦VDI3805¦Internet_EU |  |  | H7080X100-S4/EV230A-TPC | Globe valve | 350 kPa | 350 kPa |  | EU\Inbox\Combinations\Folder..6/..7\ | 35
130277 | H632R/SV230A-TPC | H632R/SV230A-TPC |  | H632R | / | SV230A-TPC | Standard actuator | 0 | Scenario 2 |  | PPK¦SelectPro¦VDI3805¦Internet_EU |  |  | H632R/SV230A-TPC | Globe valve | 600 kPa | 400 kPa |  | EU\Inbox\Combinations\Folder..6/..7\ | 32
130631 | H720R/SV24A-TPC | H720R/SV24A-TPC |  | H720R | / | SV24A-TPC | Standard actuator | 0 | Scenario 2 |  | PPK¦SelectPro¦VDI3805¦Internet_EU |  |  | H720R/SV24A-TPC | Globe valve | 600 kPa | 400 kPa |  | EU\Inbox\Combinations\Folder..6/..7\ | 37
130325 | H650N/SV230A-TPC | H650N/SV230A-TPC |  | H650N | / | SV230A-TPC | Standard actuator | 1 | Scenario 2 |  | PPK¦SelectPro¦VDI3805¦Internet_EU |  |  | H650N/SV230A-TPC | Globe valve | 550 kPa | 400 kPa |  | EU\Inbox\Combinations\Folder..6/..7\ | 37
130376 | H7020X6P3-S2+SV230A-TPC | H7020X6P3-S2+SV230A-TPC |  | H7020X6P3-S2 | + | SV230A-TPC | Standard actuator | 0 | Scenario 2 |  | PPK¦SelectPro¦VDI3805¦Internet_EU |  |  | H7020X6P3-S2+SV230A-TPC | Globe valve | 2500 kPa | 1000 kPa |  | EU\Inbox\Combinations\Folder..6/..7\ | 35
130429 | H7080Y100-S4/EV230A-TPC | H7080Y100-S4/EV230A-TPC |  | H7080Y100-S4 | / | EV230A-TPC | Standard actuator | 0 | Scenario 2 |  | PPK¦SelectPro¦VDI3805¦Internet_EU |  |  | H7080Y100-S4/EV230A-TPC | Globe valve | 350 kPa | 350 kPa |  | EU\Inbox\Combinations\Folder..6/..7\ | 36
130278 | H632R+SV24A-TPC | H632R+SV24A-TPC |  | H632R | + | SV24A-TPC | Standard actuator | 0 | Scenario 2 |  | PPK¦SelectPro¦VDI3805¦Internet_EU |  |  | H632R+SV24A-TPC | Globe valve | 600 kPa | 400 kPa |  | EU\Inbox\Combinations\Folder..6/..7\ | 34
130632 | H725N+SV230A-TPC | H725N+SV230A-TPC |  | H725N | + | SV230A-TPC | Standard actuator | 0 | Scenario 2 |  | PPK¦SelectPro¦VDI3805¦Internet_EU |  |  | H725N+SV230A-TPC | Globe valve | 1600 kPa | 400 kPa |  | EU\Inbox\Combinations\Folder..6/..7\ | 43
130326 | H650N+SV24A-TPC | H650N+SV24A-TPC |  | H650N | + | SV24A-TPC | Standard actuator | 1 | Scenario 2 |  | PPK¦SelectPro¦VDI3805¦Internet_EU |  |  | H650N+SV24A-TPC | Globe valve | 550 kPa | 400 kPa |  | EU\Inbox\Combinations\Folder..6/..7\ | 34
130377 | H7020X6P3-S2/SV230A-TPC | H7020X6P3-S2/SV230A-TPC |  | H7020X6P3-S2 | / | SV230A-TPC | Standard actuator | 0 | Scenario 2 |  | PPK¦SelectPro¦VDI3805¦Internet_EU |  |  | H7020X6P3-S2/SV230A-TPC | Globe valve | 2500 kPa | 1000 kPa |  | EU\Inbox\Combinations\Folder..6/..7\ | 35
130279 | H632R/SV24A-TPC | H632R/SV24A-TPC |  | H632R | / | SV24A-TPC | Standard actuator | 0 | Scenario 2 |  | PPK¦SelectPro¦VDI3805¦Internet_EU |  |  | H632R/SV24A-TPC | Globe valve | 600 kPa | 400 kPa |  | EU\Inbox\Combinations\Folder..6/..7\ | 34
130430 | H7100N/EV230A-TPC | H7100N/EV230A-TPC |  | H7100N | / | EV230A-TPC | Standard actuator | 0 | Scenario 2 |  | PPK¦SelectPro¦VDI3805¦Internet_EU |  |  | H7100N/EV230A-TPC | Globe valve | 200 kPa | 200 kPa |  | EU\Inbox\Combinations\Folder..6/..7\ | 35
130633 | H725N/SV230A-TPC | H725N/SV230A-TPC |  | H725N | / | SV230A-TPC | Standard actuator | 0 | Scenario 2 |  | PPK¦SelectPro¦VDI3805¦Internet_EU |  |  | H725N/SV230A-TPC | Globe valve | 1600 kPa | 400 kPa |  | EU\Inbox\Combinations\Folder..6/..7\ | 43
130580 | H7050Y40-S2+SV230A-TPC | H7050Y40-S2+SV230A-TPC |  | H7050Y40-S2 | + | SV230A-TPC | Standard actuator | 1 | Scenario 2 |  | PPK¦SelectPro¦VDI3805¦Internet_EU |  |  | H7050Y40-S2+SV230A-TPC | Globe valve | 500 kPa | 500 kPa |  | EU\Inbox\Combinations\Folder..6/..7\ | 38
130327 | H650N/SV24A-TPC | H650N/SV24A-TPC |  | H650N | / | SV24A-TPC | Standard actuator | 1 | Scenario 2 |  | PPK¦SelectPro¦VDI3805¦Internet_EU |  |  | H650N/SV24A-TPC | Globe valve | 550 kPa | 400 kPa |  | EU\Inbox\Combinations\Folder..6/..7\ | 33
130280 | H632S+SV230A-TPC | H632S+SV230A-TPC |  | H632S | + | SV230A-TPC | Standard actuator | 1 | Scenario 2 |  | PPK¦SelectPro¦VDI3805¦Internet_EU |  |  | H632S+SV230A-TPC | Globe valve | 1550 kPa | 1000 kPa |  | EU\Inbox\Combinations\Folder..6/..7\ | 33
130431 | H7100R/EV230A-TPC | H7100R/EV230A-TPC |  | H7100R | / | EV230A-TPC | Standard actuator | 0 | Scenario 2 |  | PPK¦SelectPro¦VDI3805¦Internet_EU |  |  | H7100R/EV230A-TPC | Globe valve | 200 kPa | 200 kPa |  | EU\Inbox\Combinations\Folder..6/..7\ | 35
130634 | H725N+SV24A-TPC | H725N+SV24A-TPC |  | H725N | + | SV24A-TPC | Standard actuator | 0 | Scenario 2 |  | PPK¦SelectPro¦VDI3805¦Internet_EU |  |  | H725N+SV24A-TPC | Globe valve | 1600 kPa | 400 kPa |  | EU\Inbox\Combinations\Folder..6/..7\ | 44
130378 | H7020X6P3-S2+SV24A-TPC | H7020X6P3-S2+SV24A-TPC |  | H7020X6P3-S2 | + | SV24A-TPC | Standard actuator | 0 | Scenario 2 |  | PPK¦SelectPro¦VDI3805¦Internet_EU |  |  | H7020X6P3-S2+SV24A-TPC | Globe valve | 2500 kPa | 1000 kPa |  | EU\Inbox\Combinations\Folder..6/..7\ | 35
130581 | H7050Y40-S2/SV230A-TPC | H7050Y40-S2/SV230A-TPC |  | H7050Y40-S2 | / | SV230A-TPC | Standard actuator | 1 | Scenario 2 |  | PPK¦SelectPro¦VDI3805¦Internet_EU |  |  | H7050Y40-S2/SV230A-TPC | Globe valve | 500 kPa | 500 kPa |  | EU\Inbox\Combinations\Folder..6/..7\ | 37
130281 | H632S/SV230A-TPC | H632S/SV230A-TPC |  | H632S | / | SV230A-TPC | Standard actuator | 1 | Scenario 2 |  | PPK¦SelectPro¦VDI3805¦Internet_EU |  |  | H632S/SV230A-TPC | Globe valve | 1550 kPa | 1000 kPa |  | EU\Inbox\Combinations\Folder..6/..7\ | 33
130432 | H7100X160-S4/EV230A-TPC | H7100X160-S4/EV230A-TPC |  | H7100X160-S4 | / | EV230A-TPC | Standard actuator | 0 | Scenario 2 |  | PPK¦SelectPro¦VDI3805¦Internet_EU |  |  | H7100X160-S4/EV230A-TPC | Globe valve | 200 kPa | 200 kPa |  | EU\Inbox\Combinations\Folder..6/..7\ | 35
130635 | H725N/SV24A-TPC | H725N/SV24A-TPC |  | H725N | / | SV24A-TPC | Standard actuator | 0 | Scenario 2 |  | PPK¦SelectPro¦VDI3805¦Internet_EU |  |  | H725N/SV24A-TPC | Globe valve | 1600 kPa | 400 kPa |  | EU\Inbox\Combinations\Folder..6/..7\ | 42
130328 | H650R+SV230A-TPC | H650R+SV230A-TPC |  | H650R | + | SV230A-TPC | Standard actuator | 1 | Scenario 2 |  | PPK¦SelectPro¦VDI3805¦Internet_EU |  |  | H650R+SV230A-TPC | Globe valve | 550 kPa | 400 kPa |  | EU\Inbox\Combinations\Folder..6/..7\ | 37
130379 | H7020X6P3-S2/SV24A-TPC | H7020X6P3-S2/SV24A-TPC |  | H7020X6P3-S2 | / | SV24A-TPC | Standard actuator | 0 | Scenario 2 |  | PPK¦SelectPro¦VDI3805¦Internet_EU |  |  | H7020X6P3-S2/SV24A-TPC | Globe valve | 2500 kPa | 1000 kPa |  | EU\Inbox\Combinations\Folder..6/..7\ | 35
130582 | H7050Y40-S2+SV24A-TPC | H7050Y40-S2+SV24A-TPC |  | H7050Y40-S2 | + | SV24A-TPC | Standard actuator | 1 | Scenario 2 |  | PPK¦SelectPro¦VDI3805¦Internet_EU |  |  | H7050Y40-S2+SV24A-TPC | Globe valve | 500 kPa | 500 kPa |  | EU\Inbox\Combinations\Folder..6/..7\ | 39
130282 | H632S+SV24A-TPC | H632S+SV24A-TPC |  | H632S | + | SV24A-TPC | Standard actuator | 1 | Scenario 2 |  | PPK¦SelectPro¦VDI3805¦Internet_EU |  |  | H632S+SV24A-TPC | Globe valve | 1550 kPa | 1000 kPa |  | EU\Inbox\Combinations\Folder..6/..7\ | 35
130433 | H7100Y160-S4/EV230A-TPC | H7100Y160-S4/EV230A-TPC |  | H7100Y160-S4 | / | EV230A-TPC | Standard actuator | 0 | Scenario 2 |  | PPK¦SelectPro¦VDI3805¦Internet_EU |  |  | H7100Y160-S4/EV230A-TPC | Globe valve | 200 kPa | 200 kPa |  | EU\Inbox\Combinations\Folder..6/..7\ | 35
130636 | H725R+SV230A-TPC | H725R+SV230A-TPC |  | H725R | + | SV230A-TPC | Standard actuator | 0 | Scenario 2 |  | PPK¦SelectPro¦VDI3805¦Internet_EU |  |  | H725R+SV230A-TPC | Globe valve | 600 kPa | 400 kPa |  | EU\Inbox\Combinations\Folder..6/..7\ | 37
130380 | H7020Y6P3-S2+SV230A-TPC | H7020Y6P3-S2+SV230A-TPC |  | H7020Y6P3-S2 | + | SV230A-TPC | Standard actuator | 0 | Scenario 2 |  | PPK¦SelectPro¦VDI3805¦Internet_EU |  |  | H7020Y6P3-S2+SV230A-TPC | Globe valve | 2500 kPa | 1000 kPa |  | EU\Inbox\Combinations\Folder..6/..7\ | 34
130329 | H650R/SV230A-TPC | H650R/SV230A-TPC |  | H650R | / | SV230A-TPC | Standard actuator | 1 | Scenario 2 |  | PPK¦SelectPro¦VDI3805¦Internet_EU |  |  | H650R/SV230A-TPC | Globe valve | 550 kPa | 400 kPa |  | EU\Inbox\Combinations\Folder..6/..7\ | 37
130583 | H7050Y40-S2/SV24A-TPC | H7050Y40-S2/SV24A-TPC |  | H7050Y40-S2 | / | SV24A-TPC | Standard actuator | 1 | Scenario 2 |  | PPK¦SelectPro¦VDI3805¦Internet_EU |  |  | H7050Y40-S2/SV24A-TPC | Globe valve | 500 kPa | 500 kPa |  | EU\Inbox\Combinations\Folder..6/..7\ | 36
130283 | H632S/SV24A-TPC | H632S/SV24A-TPC |  | H632S | / | SV24A-TPC | Standard actuator | 1 | Scenario 2 |  | PPK¦SelectPro¦VDI3805¦Internet_EU |  |  | H632S/SV24A-TPC | Globe valve | 1550 kPa | 1000 kPa |  | EU\Inbox\Combinations\Folder..6/..7\ | 35
130637 | H725R/SV230A-TPC | H725R/SV230A-TPC |  | H725R | / | SV230A-TPC | Standard actuator | 0 | Scenario 2 |  | PPK¦SelectPro¦VDI3805¦Internet_EU |  |  | H725R/SV230A-TPC | Globe valve | 600 kPa | 400 kPa |  | EU\Inbox\Combinations\Folder..6/..7\ | 37
130434 | H7125N/EV230A-TPC | H7125N/EV230A-TPC |  | H7125N | / | EV230A-TPC | Standard actuator | 0 | Scenario 2 |  | PPK¦SelectPro¦VDI3805¦Internet_EU |  |  | H7125N/EV230A-TPC | Globe valve | 130 kPa | 130 kPa |  | EU\Inbox\Combinations\Folder..6/..7\ | 35
130381 | H7020Y6P3-S2/SV230A-TPC | H7020Y6P3-S2/SV230A-TPC |  | H7020Y6P3-S2 | / | SV230A-TPC | Standard actuator | 0 | Scenario 2 |  | PPK¦SelectPro¦VDI3805¦Internet_EU |  |  | H7020Y6P3-S2/SV230A-TPC | Globe valve | 2500 kPa | 1000 kPa |  | EU\Inbox\Combinations\Folder..6/..7\ | 35
130330 | H650R+SV24A-TPC | H650R+SV24A-TPC |  | H650R | + | SV24A-TPC | Standard actuator | 1 | Scenario 2 |  | PPK¦SelectPro¦VDI3805¦Internet_EU |  |  | H650R+SV24A-TPC | Globe valve | 550 kPa | 400 kPa |  | EU\Inbox\Combinations\Folder..6/..7\ | 35
130584 | H711N+SV230A-TPC | H711N+SV230A-TPC |  | H711N | + | SV230A-TPC | Standard actuator | 0 | Scenario 2 |  | PPK¦SelectPro¦VDI3805¦Internet_EU |  |  | H711N+SV230A-TPC | Globe valve | 1600 kPa | 400 kPa |  | EU\Inbox\Combinations\Folder..6/..7\ | 37
130284 | H640N+SV230A-TPC | H640N+SV230A-TPC |  | H640N | + | SV230A-TPC | Standard actuator | 0 | Scenario 2 |  | PPK¦SelectPro¦VDI3805¦Internet_EU |  |  | H640N+SV230A-TPC | Globe valve | 900 kPa | 400 kPa |  | EU\Inbox\Combinations\Folder..6/..7\ | 37
130435 | H7150N/EV230A-TPC | H7150N/EV230A-TPC |  | H7150N | / | EV230A-TPC | Standard actuator | 0 | Scenario 2 |  | PPK¦SelectPro¦VDI3805¦Internet_EU |  |  | H7150N/EV230A-TPC | Globe valve | 80 kPa | 80 kPa |  | EU\Inbox\Combinations\Folder..6/..7\ | 35
130638 | H725R+SV24A-TPC | H725R+SV24A-TPC |  | H725R | + | SV24A-TPC | Standard actuator | 0 | Scenario 2 |  | PPK¦SelectPro¦VDI3805¦Internet_EU |  |  | H725R+SV24A-TPC | Globe valve | 600 kPa | 400 kPa |  | EU\Inbox\Combinations\Folder..6/..7\ | 38
130382 | H7020Y6P3-S2+SV24A-TPC | H7020Y6P3-S2+SV24A-TPC |  | H7020Y6P3-S2 | + | SV24A-TPC | Standard actuator | 0 | Scenario 2 |  | PPK¦SelectPro¦VDI3805¦Internet_EU |  |  | H7020Y6P3-S2+SV24A-TPC | Globe valve | 2500 kPa | 1000 kPa |  | EU\Inbox\Combinations\Folder..6/..7\ | 35
130331 | H650R/SV24A-TPC | H650R/SV24A-TPC |  | H650R | / | SV24A-TPC | Standard actuator | 1 | Scenario 2 |  | PPK¦SelectPro¦VDI3805¦Internet_EU |  |  | H650R/SV24A-TPC | Globe valve | 550 kPa | 400 kPa |  | EU\Inbox\Combinations\Folder..6/..7\ | 35
130585 | H711N/SV230A-TPC | H711N/SV230A-TPC |  | H711N | / | SV230A-TPC | Standard actuator | 0 | Scenario 2 |  | PPK¦SelectPro¦VDI3805¦Internet_EU |  |  | H711N/SV230A-TPC | Globe valve | 1600 kPa | 400 kPa |  | EU\Inbox\Combinations\Folder..6/..7\ | 36
130285 | H640N/SV230A-TPC | H640N/SV230A-TPC |  | H640N | / | SV230A-TPC | Standard actuator | 0 | Scenario 2 |  | PPK¦SelectPro¦VDI3805¦Internet_EU |  |  | H640N/SV230A-TPC | Globe valve | 900 kPa | 400 kPa |  | EU\Inbox\Combinations\Folder..6/..7\ | 37
130436 | H765N/EV230A-TPC | H765N/EV230A-TPC |  | H765N | / | EV230A-TPC | Standard actuator | 1 | Scenario 2 |  | PPK¦SelectPro¦VDI3805¦Internet_EU |  |  | H765N/EV230A-TPC | Globe valve | 550 kPa | 400 kPa |  | EU\Inbox\Combinations\Folder..6/..7\ | 36
130639 | H725R/SV24A-TPC | H725R/SV24A-TPC |  | H725R | / | SV24A-TPC | Standard actuator | 0 | Scenario 2 |  | PPK¦SelectPro¦VDI3805¦Internet_EU |  |  | H725R/SV24A-TPC | Globe valve | 600 kPa | 400 kPa |  | EU\Inbox\Combinations\Folder..6/..7\ | 35
130383 | H7020Y6P3-S2/SV24A-TPC | H7020Y6P3-S2/SV24A-TPC |  | H7020Y6P3-S2 | / | SV24A-TPC | Standard actuator | 0 | Scenario 2 |  | PPK¦SelectPro¦VDI3805¦Internet_EU |  |  | H7020Y6P3-S2/SV24A-TPC | Globe valve | 2500 kPa | 1000 kPa |  | EU\Inbox\Combinations\Folder..6/..7\ | 34
130332 | H650S+SV230A-TPC | H650S+SV230A-TPC |  | H650S | + | SV230A-TPC | Standard actuator | 1 | Scenario 2 |  | PPK¦SelectPro¦VDI3805¦Internet_EU |  |  | H650S+SV230A-TPC | Globe valve | 500 kPa | 500 kPa |  | EU\Inbox\Combinations\Folder..6/..7\ | 37
130586 | H711N+SV24A-TPC | H711N+SV24A-TPC |  | H711N | + | SV24A-TPC | Standard actuator | 0 | Scenario 2 |  | PPK¦SelectPro¦VDI3805¦Internet_EU |  |  | H711N+SV24A-TPC | Globe valve | 1600 kPa | 400 kPa |  | EU\Inbox\Combinations\Folder..6/..7\ | 38
130286 | H640N+SV24A-TPC | H640N+SV24A-TPC |  | H640N | + | SV24A-TPC | Standard actuator | 0 | Scenario 2 |  | PPK¦SelectPro¦VDI3805¦Internet_EU |  |  | H640N+SV24A-TPC | Globe valve | 900 kPa | 400 kPa |  | EU\Inbox\Combinations\Folder..6/..7\ | 34
130437 | H780N/EV230A-TPC | H780N/EV230A-TPC |  | H780N | / | EV230A-TPC | Standard actuator | 0 | Scenario 2 |  | PPK¦SelectPro¦VDI3805¦Internet_EU |  |  | H780N/EV230A-TPC | Globe valve | 350 kPa | 350 kPa |  | EU\Inbox\Combinations\Folder..6/..7\ | 36
130640 | H732N+SV230A-TPC | H732N+SV230A-TPC |  | H732N | + | SV230A-TPC | Standard actuator | 0 | Scenario 2 |  | PPK¦SelectPro¦VDI3805¦Internet_EU |  |  | H732N+SV230A-TPC | Globe valve | 1600 kPa | 400 kPa |  | EU\Inbox\Combinations\Folder..6/..7\ | 38
130384 | H7025X10-S2+SV230A-TPC | H7025X10-S2+SV230A-TPC |  | H7025X10-S2 | + | SV230A-TPC | Standard actuator | 0 | Scenario 2 |  | PPK¦SelectPro¦VDI3805¦Internet_EU |  |  | H7025X10-S2+SV230A-TPC | Globe valve | 2100 kPa | 1000 kPa |  | EU\Inbox\Combinations\Folder..6/..7\ | 37
130333 | H650S/SV230A-TPC | H650S/SV230A-TPC |  | H650S | / | SV230A-TPC | Standard actuator | 1 | Scenario 2 |  | PPK¦SelectPro¦VDI3805¦Internet_EU |  |  | H650S/SV230A-TPC | Globe valve | 500 kPa | 500 kPa |  | EU\Inbox\Combinations\Folder..6/..7\ | 36
130587 | H711N/SV24A-TPC | H711N/SV24A-TPC |  | H711N | / | SV24A-TPC | Standard actuator | 0 | Scenario 2 |  | PPK¦SelectPro¦VDI3805¦Internet_EU |  |  | H711N/SV24A-TPC | Globe valve | 1600 kPa | 400 kPa |  | EU\Inbox\Combinations\Folder..6/..7\ | 35
130287 | H640N/SV24A-TPC | H640N/SV24A-TPC |  | H640N | / | SV24A-TPC | Standard actuator | 0 | Scenario 2 |  | PPK¦SelectPro¦VDI3805¦Internet_EU |  |  | H640N/SV24A-TPC | Globe valve | 900 kPa | 400 kPa |  | EU\Inbox\Combinations\Folder..6/..7\ | 33
130641 | H732N/SV230A-TPC | H732N/SV230A-TPC |  | H732N | / | SV230A-TPC | Standard actuator | 0 | Scenario 2 |  | PPK¦SelectPro¦VDI3805¦Internet_EU |  |  | H732N/SV230A-TPC | Globe valve | 1600 kPa | 400 kPa |  | EU\Inbox\Combinations\Folder..6/..7\ | 37
130385 | H7025X10-S2/SV230A-TPC | H7025X10-S2/SV230A-TPC |  | H7025X10-S2 | / | SV230A-TPC | Standard actuator | 0 | Scenario 2 |  | PPK¦SelectPro¦VDI3805¦Internet_EU |  |  | H7025X10-S2/SV230A-TPC | Globe valve | 2100 kPa | 1000 kPa |  | EU\Inbox\Combinations\Folder..6/..7\ | 37
130334 | H650S+SV24A-TPC | H650S+SV24A-TPC |  | H650S | + | SV24A-TPC | Standard actuator | 1 | Scenario 2 |  | PPK¦SelectPro¦VDI3805¦Internet_EU |  |  | H650S+SV24A-TPC | Globe valve | 500 kPa | 500 kPa |  | EU\Inbox\Combinations\Folder..6/..7\ | 35
130588 | H711R+SV230A-TPC | H711R+SV230A-TPC |  | H711R | + | SV230A-TPC | Standard actuator | 0 | Scenario 2 |  | PPK¦SelectPro¦VDI3805¦Internet_EU |  |  | H711R+SV230A-TPC | Globe valve | 600 kPa | 400 kPa |  | EU\Inbox\Combinations\Folder..6/..7\ | 38
130288 | H640R+SV230A-TPC | H640R+SV230A-TPC |  | H640R | + | SV230A-TPC | Standard actuator | 0 | Scenario 2 |  | PPK¦SelectPro¦VDI3805¦Internet_EU |  |  | H640R+SV230A-TPC | Globe valve | 600 kPa | 400 kPa |  | EU\Inbox\Combinations\Folder..6/..7\ | 36
130642 | H732N+SV24A-TPC | H732N+SV24A-TPC |  | H732N | + | SV24A-TPC | Standard actuator | 0 | Scenario 2 |  | PPK¦SelectPro¦VDI3805¦Internet_EU |  |  | H732N+SV24A-TPC | Globe valve | 1600 kPa | 400 kPa |  | EU\Inbox\Combinations\Folder..6/..7\ | 39
130386 | H7025X10-S2+SV24A-TPC | H7025X10-S2+SV24A-TPC |  | H7025X10-S2 | + | SV24A-TPC | Standard actuator | 0 | Scenario 2 |  | PPK¦SelectPro¦VDI3805¦Internet_EU |  |  | H7025X10-S2+SV24A-TPC | Globe valve | 2100 kPa | 1000 kPa |  | EU\Inbox\Combinations\Folder..6/..7\ | 37
130335 | H650S/SV24A-TPC | H650S/SV24A-TPC |  | H650S | / | SV24A-TPC | Standard actuator | 1 | Scenario 2 |  | PPK¦SelectPro¦VDI3805¦Internet_EU |  |  | H650S/SV24A-TPC | Globe valve | 500 kPa | 500 kPa |  | EU\Inbox\Combinations\Folder..6/..7\ | 34
130589 | H711R/SV230A-TPC | H711R/SV230A-TPC |  | H711R | / | SV230A-TPC | Standard actuator | 0 | Scenario 2 |  | PPK¦SelectPro¦VDI3805¦Internet_EU |  |  | H711R/SV230A-TPC | Globe valve | 600 kPa | 400 kPa |  | EU\Inbox\Combinations\Folder..6/..7\ | 35
130643 | H732N/SV24A-TPC | H732N/SV24A-TPC |  | H732N | / | SV24A-TPC | Standard actuator | 0 | Scenario 2 |  | PPK¦SelectPro¦VDI3805¦Internet_EU |  |  | H732N/SV24A-TPC | Globe valve | 1600 kPa | 400 kPa |  | EU\Inbox\Combinations\Folder..6/..7\ | 36
130289 | H640R/SV230A-TPC | H640R/SV230A-TPC |  | H640R | / | SV230A-TPC | Standard actuator | 0 | Scenario 2 |  | PPK¦SelectPro¦VDI3805¦Internet_EU |  |  | H640R/SV230A-TPC | Globe valve | 600 kPa | 400 kPa |  | EU\Inbox\Combinations\Folder..6/..7\ | 36
130387 | H7025X10-S2/SV24A-TPC | H7025X10-S2/SV24A-TPC |  | H7025X10-S2 | / | SV24A-TPC | Standard actuator | 0 | Scenario 2 |  | PPK¦SelectPro¦VDI3805¦Internet_EU |  |  | H7025X10-S2/SV24A-TPC | Globe valve | 2100 kPa | 1000 kPa |  | EU\Inbox\Combinations\Folder..6/..7\ | 37
130336 | H650SP+SV230A-TPC | H650SP+SV230A-TPC |  | H650SP | + | SV230A-TPC | Standard actuator | 0 | Scenario 2 |  | PPK¦SelectPro¦VDI3805¦Internet_EU |  |  | H650SP+SV230A-TPC | Globe valve (partial pressure-balanced) | 1600 kPa | 1000 kPa |  | EU\Inbox\Combinations\Folder..6/..7\ | 33
130644 | H732R+SV230A-TPC | H732R+SV230A-TPC |  | H732R | + | SV230A-TPC | Standard actuator | 0 | Scenario 2 |  | PPK¦SelectPro¦VDI3805¦Internet_EU |  |  | H732R+SV230A-TPC | Globe valve | 600 kPa | 400 kPa |  | EU\Inbox\Combinations\Folder..6/..7\ | 40
130590 | H711R+SV24A-TPC | H711R+SV24A-TPC |  | H711R | + | SV24A-TPC | Standard actuator | 0 | Scenario 2 |  | PPK¦SelectPro¦VDI3805¦Internet_EU |  |  | H711R+SV24A-TPC | Globe valve | 600 kPa | 400 kPa |  | EU\Inbox\Combinations\Folder..6/..7\ | 38
130290 | H640R+SV24A-TPC | H640R+SV24A-TPC |  | H640R | + | SV24A-TPC | Standard actuator | 0 | Scenario 2 |  | PPK¦SelectPro¦VDI3805¦Internet_EU |  |  | H640R+SV24A-TPC | Globe valve | 600 kPa | 400 kPa |  | EU\Inbox\Combinations\Folder..6/..7\ | 35
130388 | H7025Y10-S2+SV230A-TPC | H7025Y10-S2+SV230A-TPC |  | H7025Y10-S2 | + | SV230A-TPC | Standard actuator | 0 | Scenario 2 |  | PPK¦SelectPro¦VDI3805¦Internet_EU |  |  | H7025Y10-S2+SV230A-TPC | Globe valve | 2100 kPa | 1000 kPa |  | EU\Inbox\Combinations\Folder..6/..7\ | 37
130645 | H732R/SV230A-TPC | H732R/SV230A-TPC |  | H732R | / | SV230A-TPC | Standard actuator | 0 | Scenario 2 |  | PPK¦SelectPro¦VDI3805¦Internet_EU |  |  | H732R/SV230A-TPC | Globe valve | 600 kPa | 400 kPa |  | EU\Inbox\Combinations\Folder..6/..7\ | 37
130337 | H650SP/SV230A-TPC | H650SP/SV230A-TPC |  | H650SP | / | SV230A-TPC | Standard actuator | 0 | Scenario 2 |  | PPK¦SelectPro¦VDI3805¦Internet_EU |  |  | H650SP/SV230A-TPC | Globe valve (partial pressure-balanced) | 1600 kPa | 1000 kPa |  | EU\Inbox\Combinations\Folder..6/..7\ | 34
130291 | H640R/SV24A-TPC | H640R/SV24A-TPC |  | H640R | / | SV24A-TPC | Standard actuator | 0 | Scenario 2 |  | PPK¦SelectPro¦VDI3805¦Internet_EU |  |  | H640R/SV24A-TPC | Globe valve | 600 kPa | 400 kPa |  | EU\Inbox\Combinations\Folder..6/..7\ | 35
130591 | H711R/SV24A-TPC | H711R/SV24A-TPC |  | H711R | / | SV24A-TPC | Standard actuator | 0 | Scenario 2 |  | PPK¦SelectPro¦VDI3805¦Internet_EU |  |  | H711R/SV24A-TPC | Globe valve | 600 kPa | 400 kPa |  | EU\Inbox\Combinations\Folder..6/..7\ | 35
130389 | H7025Y10-S2/SV230A-TPC | H7025Y10-S2/SV230A-TPC |  | H7025Y10-S2 | / | SV230A-TPC | Standard actuator | 0 | Scenario 2 |  | PPK¦SelectPro¦VDI3805¦Internet_EU |  |  | H7025Y10-S2/SV230A-TPC | Globe valve | 2100 kPa | 1000 kPa |  | EU\Inbox\Combinations\Folder..6/..7\ | 37
130646 | H732R+SV24A-TPC | H732R+SV24A-TPC |  | H732R | + | SV24A-TPC | Standard actuator | 0 | Scenario 2 |  | PPK¦SelectPro¦VDI3805¦Internet_EU |  |  | H732R+SV24A-TPC | Globe valve | 600 kPa | 400 kPa |  | EU\Inbox\Combinations\Folder..6/..7\ | 39
130292 | H640S+SV230A-TPC | H640S+SV230A-TPC |  | H640S | + | SV230A-TPC | Standard actuator | 1 | Scenario 2 |  | PPK¦SelectPro¦VDI3805¦Internet_EU |  |  | H640S+SV230A-TPC | Globe valve | 850 kPa | 850 kPa |  | EU\Inbox\Combinations\Folder..6/..7\ | 38
130338 | H650SP+SV24A-TPC | H650SP+SV24A-TPC |  | H650SP | + | SV24A-TPC | Standard actuator | 0 | Scenario 2 |  | PPK¦SelectPro¦VDI3805¦Internet_EU |  |  | H650SP+SV24A-TPC | Globe valve (partial pressure-balanced) | 1600 kPa | 1000 kPa |  | EU\Inbox\Combinations\Folder..6/..7\ | 34
130592 | H712N+SV230A-TPC | H712N+SV230A-TPC |  | H712N | + | SV230A-TPC | Standard actuator | 0 | Scenario 2 |  | PPK¦SelectPro¦VDI3805¦Internet_EU |  |  | H712N+SV230A-TPC | Globe valve | 1600 kPa | 400 kPa |  | EU\Inbox\Combinations\Folder..6/..7\ | 38
130390 | H7025Y10-S2+SV24A-TPC | H7025Y10-S2+SV24A-TPC |  | H7025Y10-S2 | + | SV24A-TPC | Standard actuator | 0 | Scenario 2 |  | PPK¦SelectPro¦VDI3805¦Internet_EU |  |  | H7025Y10-S2+SV24A-TPC | Globe valve | 2100 kPa | 1000 kPa |  | EU\Inbox\Combinations\Folder..6/..7\ | 37
130293 | H640S/SV230A-TPC | H640S/SV230A-TPC |  | H640S | / | SV230A-TPC | Standard actuator | 1 | Scenario 2 |  | PPK¦SelectPro¦VDI3805¦Internet_EU |  |  | H640S/SV230A-TPC | Globe valve | 850 kPa | 850 kPa |  | EU\Inbox\Combinations\Folder..6/..7\ | 38
130647 | H732R/SV24A-TPC | H732R/SV24A-TPC |  | H732R | / | SV24A-TPC | Standard actuator | 0 | Scenario 2 |  | PPK¦SelectPro¦VDI3805¦Internet_EU |  |  | H732R/SV24A-TPC | Globe valve | 600 kPa | 400 kPa |  | EU\Inbox\Combinations\Folder..6/..7\ | 35
130593 | H712N/SV230A-TPC | H712N/SV230A-TPC |  | H712N | / | SV230A-TPC | Standard actuator | 0 | Scenario 2 |  | PPK¦SelectPro¦VDI3805¦Internet_EU |  |  | H712N/SV230A-TPC | Globe valve | 1600 kPa | 400 kPa |  | EU\Inbox\Combinations\Folder..6/..7\ | 35
130339 | H650SP/SV24A-TPC | H650SP/SV24A-TPC |  | H650SP | / | SV24A-TPC | Standard actuator | 0 | Scenario 2 |  | PPK¦SelectPro¦VDI3805¦Internet_EU |  |  | H650SP/SV24A-TPC | Globe valve (partial pressure-balanced) | 1600 kPa | 1000 kPa |  | EU\Inbox\Combinations\Folder..6/..7\ | 34
130391 | H7025Y10-S2/SV24A-TPC | H7025Y10-S2/SV24A-TPC |  | H7025Y10-S2 | / | SV24A-TPC | Standard actuator | 0 | Scenario 2 |  | PPK¦SelectPro¦VDI3805¦Internet_EU |  |  | H7025Y10-S2/SV24A-TPC | Globe valve | 2100 kPa | 1000 kPa |  | EU\Inbox\Combinations\Folder..6/..7\ | 37
130294 | H640S+SV24A-TPC | H640S+SV24A-TPC |  | H640S | + | SV24A-TPC | Standard actuator | 1 | Scenario 2 |  | PPK¦SelectPro¦VDI3805¦Internet_EU |  |  | H640S+SV24A-TPC | Globe valve | 850 kPa | 850 kPa |  | EU\Inbox\Combinations\Folder..6/..7\ | 35
130594 | H712N+SV24A-TPC | H712N+SV24A-TPC |  | H712N | + | SV24A-TPC | Standard actuator | 0 | Scenario 2 |  | PPK¦SelectPro¦VDI3805¦Internet_EU |  |  | H712N+SV24A-TPC | Globe valve | 1600 kPa | 400 kPa |  | EU\Inbox\Combinations\Folder..6/..7\ | 37
130340 | H664N+SV230A-TPC | H664N+SV230A-TPC |  | H664N | + | SV230A-TPC | Standard actuator | 1 | Scenario 2 |  | PPK¦SelectPro¦VDI3805¦Internet_EU |  |  | H664N+SV230A-TPC | Globe valve | 280 kPa | 280 kPa |  | EU\Inbox\Combinations\Folder..6/..7\ | 38
130392 | H7032X16-S2+SV230A-TPC | H7032X16-S2+SV230A-TPC |  | H7032X16-S2 | + | SV230A-TPC | Standard actuator | 1 | Scenario 2 |  | PPK¦SelectPro¦VDI3805¦Internet_EU |  |  | H7032X16-S2+SV230A-TPC | Globe valve | 1500 kPa | 1000 kPa |  | EU\Inbox\Combinations\Folder..6/..7\ | 36
130295 | H640S/SV24A-TPC | H640S/SV24A-TPC |  | H640S | / | SV24A-TPC | Standard actuator | 1 | Scenario 2 |  | PPK¦SelectPro¦VDI3805¦Internet_EU |  |  | H640S/SV24A-TPC | Globe valve | 850 kPa | 850 kPa |  | EU\Inbox\Combinations\Folder..6/..7\ | 35
130595 | H712N/SV24A-TPC | H712N/SV24A-TPC |  | H712N | / | SV24A-TPC | Standard actuator | 0 | Scenario 2 |  | PPK¦SelectPro¦VDI3805¦Internet_EU |  |  | H712N/SV24A-TPC | Globe valve | 1600 kPa | 400 kPa |  | EU\Inbox\Combinations\Folder..6/..7\ | 37
130341 | H664N/SV230A-TPC | H664N/SV230A-TPC |  | H664N | / | SV230A-TPC | Standard actuator | 1 | Scenario 2 |  | PPK¦SelectPro¦VDI3805¦Internet_EU |  |  | H664N/SV230A-TPC | Globe valve | 280 kPa | 280 kPa |  | EU\Inbox\Combinations\Folder..6/..7\ | 37
130393 | H7032X16-S2/SV230A-TPC | H7032X16-S2/SV230A-TPC |  | H7032X16-S2 | / | SV230A-TPC | Standard actuator | 1 | Scenario 2 |  | PPK¦SelectPro¦VDI3805¦Internet_EU |  |  | H7032X16-S2/SV230A-TPC | Globe valve | 1500 kPa | 1000 kPa |  | EU\Inbox\Combinations\Folder..6/..7\ | 37
130596 | H712R+SV230A-TPC | H712R+SV230A-TPC |  | H712R | + | SV230A-TPC | Standard actuator | 0 | Scenario 2 |  | PPK¦SelectPro¦VDI3805¦Internet_EU |  |  | H712R+SV230A-TPC | Globe valve | 600 kPa | 400 kPa |  | EU\Inbox\Combinations\Folder..6/..7\ | 37
130342 | H664N+SV24A-TPC | H664N+SV24A-TPC |  | H664N | + | SV24A-TPC | Standard actuator | 1 | Scenario 2 |  | PPK¦SelectPro¦VDI3805¦Internet_EU |  |  | H664N+SV24A-TPC | Globe valve | 280 kPa | 280 kPa |  | EU\Inbox\Combinations\Folder..6/..7\ | 37
130394 | H7032X16-S2+SV24A-TPC | H7032X16-S2+SV24A-TPC |  | H7032X16-S2 | + | SV24A-TPC | Standard actuator | 1 | Scenario 2 |  | PPK¦SelectPro¦VDI3805¦Internet_EU |  |  | H7032X16-S2+SV24A-TPC | Globe valve | 1500 kPa | 1000 kPa |  | EU\Inbox\Combinations\Folder..6/..7\ | 37
130597 | H712R/SV230A-TPC | H712R/SV230A-TPC |  | H712R | / | SV230A-TPC | Standard actuator | 0 | Scenario 2 |  | PPK¦SelectPro¦VDI3805¦Internet_EU |  |  | H712R/SV230A-TPC | Globe valve | 600 kPa | 400 kPa |  | EU\Inbox\Combinations\Folder..6/..7\ | 36
130343 | H664N/SV24A-TPC | H664N/SV24A-TPC |  | H664N | / | SV24A-TPC | Standard actuator | 1 | Scenario 2 |  | PPK¦SelectPro¦VDI3805¦Internet_EU |  |  | H664N/SV24A-TPC | Globe valve | 280 kPa | 280 kPa |  | EU\Inbox\Combinations\Folder..6/..7\ | 37
130395 | H7032X16-S2/SV24A-TPC | H7032X16-S2/SV24A-TPC |  | H7032X16-S2 | / | SV24A-TPC | Standard actuator | 1 | Scenario 2 |  | PPK¦SelectPro¦VDI3805¦Internet_EU |  |  | H7032X16-S2/SV24A-TPC | Globe valve | 1500 kPa | 1000 kPa |  | EU\Inbox\Combinations\Folder..6/..7\ | 37
130344 | H664R+SV230A-TPC | H664R+SV230A-TPC |  | H664R | + | SV230A-TPC | Standard actuator | 1 | Scenario 2 |  | PPK¦SelectPro¦VDI3805¦Internet_EU |  |  | H664R+SV230A-TPC | Globe valve | 280 kPa | 280 kPa |  | EU\Inbox\Combinations\Folder..6/..7\ | 35
130345 | H664R/SV230A-TPC | H664R/SV230A-TPC |  | H664R | / | SV230A-TPC | Standard actuator | 1 | Scenario 2 |  | PPK¦SelectPro¦VDI3805¦Internet_EU |  |  | H664R/SV230A-TPC | Globe valve | 280 kPa | 280 kPa |  | EU\Inbox\Combinations\Folder..6/..7\ | 35
131148 | H525B+NV230A-TPC | H525B+NV230A-TPC |  | H525B | + | NV230A-TPC | Standard actuator | 0 | Scenario 2 |  | PPK¦SelectPro¦VDI3805¦Internet_EU |  |  | H525B+NV230A-TPC | Globe valve | 1300 kPa | 400 kPa |  | EU\Inbox\Combinations\Folder..4/..5\ | 33
131296 | H420B+NV24A-TPC | H420B+NV24A-TPC |  | H420B | + | NV24A-TPC | Standard actuator | 0 | Scenario 2 |  | PPK¦SelectPro¦VDI3805¦Internet_EU |  |  | H420B+NV24A-TPC | Globe valve | 1600 kPa | 400 kPa |  | EU\Inbox\Combinations\Folder..4/..5\ | 38
131149 | H525B/NV230A-TPC | H525B/NV230A-TPC |  | H525B | / | NV230A-TPC | Standard actuator | 0 | Scenario 2 |  | PPK¦SelectPro¦VDI3805¦Internet_EU |  |  | H525B/NV230A-TPC | Globe valve | 1300 kPa | 400 kPa |  | EU\Inbox\Combinations\Folder..4/..5\ | 33
131297 | H420B/NV24A-TPC | H420B/NV24A-TPC |  | H420B | / | NV24A-TPC | Standard actuator | 0 | Scenario 2 |  | PPK¦SelectPro¦VDI3805¦Internet_EU |  |  | H420B/NV24A-TPC | Globe valve | 1600 kPa | 400 kPa |  | EU\Inbox\Combinations\Folder..4/..5\ | 37
131100 | H513B+NV230A-TPC | H513B+NV230A-TPC |  | H513B | + | NV230A-TPC | Standard actuator | 0 | Scenario 2 |  | PPK¦SelectPro¦VDI3805¦Internet_EU |  |  | H513B+NV230A-TPC | Globe valve | 1600 kPa | 400 kPa |  | EU\Inbox\Combinations\Folder..4/..5\ | 33
131452 | H540B+NV24A-TPC | H540B+NV24A-TPC |  | H540B | + | NV24A-TPC | Standard actuator | 1 | Scenario 2 |  | PPK¦SelectPro¦VDI3805¦Internet_EU |  |  | H540B+NV24A-TPC | Globe valve | 500 kPa | 400 kPa |  | EU\Inbox\Combinations\Folder..4/..5\ | 38
131101 | H513B/NV230A-TPC | H513B/NV230A-TPC |  | H513B | / | NV230A-TPC | Standard actuator | 0 | Scenario 2 |  | PPK¦SelectPro¦VDI3805¦Internet_EU |  |  | H513B/NV230A-TPC | Globe valve | 1600 kPa | 400 kPa |  | EU\Inbox\Combinations\Folder..4/..5\ | 33
131453 | H540B/NV24A-TPC | H540B/NV24A-TPC |  | H540B | / | NV24A-TPC | Standard actuator | 1 | Scenario 2 |  | PPK¦SelectPro¦VDI3805¦Internet_EU |  |  | H540B/NV24A-TPC | Globe valve | 500 kPa | 400 kPa |  | EU\Inbox\Combinations\Folder..4/..5\ | 37
131692 | H6050X25-S2+NV230A-TPC | H6050X25-S2+NV230A-TPC |  | H6050X25-S2 | + | NV230A-TPC | Standard actuator | 0 | Scenario 2 |  | PPK¦SelectPro¦VDI3805¦Internet_EU |  |  | H6050X25-S2+NV230A-TPC | Globe valve | 300 kPa | 300 kPa |  | EU\Inbox\Combinations\Folder..6/..7\ | 33
131052 | H440B+NV230A-TPC | H440B+NV230A-TPC |  | H440B | + | NV230A-TPC | Standard actuator | 1 | Scenario 2 |  | PPK¦SelectPro¦VDI3805¦Internet_EU |  |  | H440B+NV230A-TPC | Globe valve | 500 kPa | 400 kPa |  | EU\Inbox\Combinations\Folder..4/..5\ | 37
131308 | H425B+NV24A-TPC | H425B+NV24A-TPC |  | H425B | + | NV24A-TPC | Standard actuator | 0 | Scenario 2 |  | PPK¦SelectPro¦VDI3805¦Internet_EU |  |  | H425B+NV24A-TPC | Globe valve | 1300 kPa | 400 kPa |  | EU\Inbox\Combinations\Folder..4/..5\ | 40
131693 | H6050X25-S2/NV230A-TPC | H6050X25-S2/NV230A-TPC |  | H6050X25-S2 | / | NV230A-TPC | Standard actuator | 0 | Scenario 2 |  | PPK¦SelectPro¦VDI3805¦Internet_EU |  |  | H6050X25-S2/NV230A-TPC | Globe valve | 300 kPa | 300 kPa |  | EU\Inbox\Combinations\Folder..6/..7\ | 33
131309 | H425B/NV24A-TPC | H425B/NV24A-TPC |  | H425B | / | NV24A-TPC | Standard actuator | 0 | Scenario 2 |  | PPK¦SelectPro¦VDI3805¦Internet_EU |  |  | H425B/NV24A-TPC | Globe valve | 1300 kPa | 400 kPa |  | EU\Inbox\Combinations\Folder..4/..5\ | 39
131053 | H440B/NV230A-TPC | H440B/NV230A-TPC |  | H440B | / | NV230A-TPC | Standard actuator | 1 | Scenario 2 |  | PPK¦SelectPro¦VDI3805¦Internet_EU |  |  | H440B/NV230A-TPC | Globe valve | 500 kPa | 400 kPa |  | EU\Inbox\Combinations\Folder..4/..5\ | 37
131644 | H6032X10-S2+NV230A-TPC | H6032X10-S2+NV230A-TPC |  | H6032X10-S2 | + | NV230A-TPC | Standard actuator | 0 | Scenario 2 |  | PPK¦SelectPro¦VDI3805¦Internet_EU |  |  | H6032X10-S2+NV230A-TPC | Globe valve | 900 kPa | 900 kPa |  | EU\Inbox\Combinations\Folder..6/..7\ | 33
131464 | H550B+NV24A-TPC | H550B+NV24A-TPC |  | H550B | + | NV24A-TPC | Standard actuator | 0 | Scenario 2 |  | PPK¦SelectPro¦VDI3805¦Internet_EU |  |  | H550B+NV24A-TPC | Globe valve | 300 kPa | 300 kPa |  | EU\Inbox\Combinations\Folder..4/..5\ | 34
131004 | H415B+NV230A-TPC | H415B+NV230A-TPC |  | H415B | + | NV230A-TPC | Standard actuator | 0 | Scenario 2 |  | PPK¦SelectPro¦VDI3805¦Internet_EU |  |  | H415B+NV230A-TPC | Globe valve | 1600 kPa | 400 kPa |  | EU\Inbox\Combinations\Folder..4/..5\ | 33
131645 | H6032X10-S2/NV230A-TPC | H6032X10-S2/NV230A-TPC |  | H6032X10-S2 | / | NV230A-TPC | Standard actuator | 0 | Scenario 2 |  | PPK¦SelectPro¦VDI3805¦Internet_EU |  |  | H6032X10-S2/NV230A-TPC | Globe valve | 900 kPa | 900 kPa |  | EU\Inbox\Combinations\Folder..6/..7\ | 33
131596 | H6020X4-S2+NV230A-TPC | H6020X4-S2+NV230A-TPC |  | H6020X4-S2 | + | NV230A-TPC | Standard actuator | 1 | Scenario 2 |  | PPK¦SelectPro¦VDI3805¦Internet_EU |  |  | H6020X4-S2+NV230A-TPC | Globe valve | 2200 kPa | 1000 kPa |  | EU\Inbox\Combinations\Folder..6/..7\ | 33
131465 | H550B/NV24A-TPC | H550B/NV24A-TPC |  | H550B | / | NV24A-TPC | Standard actuator | 0 | Scenario 2 |  | PPK¦SelectPro¦VDI3805¦Internet_EU |  |  | H550B/NV24A-TPC | Globe valve | 300 kPa | 300 kPa |  | EU\Inbox\Combinations\Folder..4/..5\ | 34
131005 | H415B/NV230A-TPC | H415B/NV230A-TPC |  | H415B | / | NV230A-TPC | Standard actuator | 0 | Scenario 2 |  | PPK¦SelectPro¦VDI3805¦Internet_EU |  |  | H415B/NV230A-TPC | Globe valve | 1600 kPa | 400 kPa |  | EU\Inbox\Combinations\Folder..4/..5\ | 33
131597 | H6020X4-S2/NV230A-TPC | H6020X4-S2/NV230A-TPC |  | H6020X4-S2 | / | NV230A-TPC | Standard actuator | 1 | Scenario 2 |  | PPK¦SelectPro¦VDI3805¦Internet_EU |  |  | H6020X4-S2/NV230A-TPC | Globe valve | 2200 kPa | 1000 kPa |  | EU\Inbox\Combinations\Folder..6/..7\ | 33
131320 | H432B+NV24A-TPC | H432B+NV24A-TPC |  | H432B | + | NV24A-TPC | Standard actuator | 1 | Scenario 2 |  | PPK¦SelectPro¦VDI3805¦Internet_EU |  |  | H432B+NV24A-TPC | Globe valve | 1000 kPa | 400 kPa |  | EU\Inbox\Combinations\Folder..4/..5\ | 46
131208 | H6015X1P6-S2+NV230A-TPC | H6015X1P6-S2+NV230A-TPC |  | H6015X1P6-S2 | + | NV230A-TPC | Standard actuator | 1 | Scenario 2 |  | PPK¦SelectPro¦VDI3805¦Internet_EU |  |  | H6015X1P6-S2+NV230A-TPC | Globe valve | 2200 kPa | 1000 kPa |  | EU\Inbox\Combinations\Folder..6/..7\ | 34
131321 | H432B/NV24A-TPC | H432B/NV24A-TPC |  | H432B | / | NV24A-TPC | Standard actuator | 1 | Scenario 2 |  | PPK¦SelectPro¦VDI3805¦Internet_EU |  |  | H432B/NV24A-TPC | Globe valve | 1000 kPa | 400 kPa |  | EU\Inbox\Combinations\Folder..4/..5\ | 44
131209 | H6015X1P6-S2/NV230A-TPC | H6015X1P6-S2/NV230A-TPC |  | H6015X1P6-S2 | / | NV230A-TPC | Standard actuator | 1 | Scenario 2 |  | PPK¦SelectPro¦VDI3805¦Internet_EU |  |  | H6015X1P6-S2/NV230A-TPC | Globe valve | 2200 kPa | 1000 kPa |  | EU\Inbox\Combinations\Folder..6/..7\ | 34
131476 | H6015X1-S2+NV24A-TPC | H6015X1-S2+NV24A-TPC |  | H6015X1-S2 | + | NV24A-TPC | Standard actuator | 1 | Scenario 2 |  | PPK¦SelectPro¦VDI3805¦Internet_EU |  |  | H6015X1-S2+NV24A-TPC | Globe valve | 2200 kPa | 1000 kPa |  | EU\Inbox\Combinations\Folder..6/..7\ | 37
131477 | H6015X1-S2/NV24A-TPC | H6015X1-S2/NV24A-TPC |  | H6015X1-S2 | / | NV24A-TPC | Standard actuator | 1 | Scenario 2 |  | PPK¦SelectPro¦VDI3805¦Internet_EU |  |  | H6015X1-S2/NV24A-TPC | Globe valve | 2200 kPa | 1000 kPa |  | EU\Inbox\Combinations\Folder..6/..7\ | 37
131160 | H532B+NV230A-TPC | H532B+NV230A-TPC |  | H532B | + | NV230A-TPC | Standard actuator | 1 | Scenario 2 |  | PPK¦SelectPro¦VDI3805¦Internet_EU |  |  | H532B+NV230A-TPC | Globe valve | 1000 kPa | 400 kPa |  | EU\Inbox\Combinations\Folder..4/..5\ | 34
131332 | H440B+NV24A-TPC | H440B+NV24A-TPC |  | H440B | + | NV24A-TPC | Standard actuator | 1 | Scenario 2 |  | PPK¦SelectPro¦VDI3805¦Internet_EU |  |  | H440B+NV24A-TPC | Globe valve | 500 kPa | 400 kPa |  | EU\Inbox\Combinations\Folder..4/..5\ | 34
131161 | H532B/NV230A-TPC | H532B/NV230A-TPC |  | H532B | / | NV230A-TPC | Standard actuator | 1 | Scenario 2 |  | PPK¦SelectPro¦VDI3805¦Internet_EU |  |  | H532B/NV230A-TPC | Globe valve | 1000 kPa | 400 kPa |  | EU\Inbox\Combinations\Folder..4/..5\ | 34
131333 | H440B/NV24A-TPC | H440B/NV24A-TPC |  | H440B | / | NV24A-TPC | Standard actuator | 1 | Scenario 2 |  | PPK¦SelectPro¦VDI3805¦Internet_EU |  |  | H440B/NV24A-TPC | Globe valve | 500 kPa | 400 kPa |  | EU\Inbox\Combinations\Folder..4/..5\ | 34
131112 | H514B+NV230A-TPC | H514B+NV230A-TPC |  | H514B | + | NV230A-TPC | Standard actuator | 0 | Scenario 2 |  | PPK¦SelectPro¦VDI3805¦Internet_EU |  |  | H514B+NV230A-TPC | Globe valve | 1600 kPa | 400 kPa |  | EU\Inbox\Combinations\Folder..4/..5\ | 33
131488 | H6015X1P6-S2+NV24A-TPC | H6015X1P6-S2+NV24A-TPC |  | H6015X1P6-S2 | + | NV24A-TPC | Standard actuator | 1 | Scenario 2 |  | PPK¦SelectPro¦VDI3805¦Internet_EU |  |  | H6015X1P6-S2+NV24A-TPC | Globe valve | 2200 kPa | 1000 kPa |  | EU\Inbox\Combinations\Folder..6/..7\ | 36
131113 | H514B/NV230A-TPC | H514B/NV230A-TPC |  | H514B | / | NV230A-TPC | Standard actuator | 0 | Scenario 2 |  | PPK¦SelectPro¦VDI3805¦Internet_EU |  |  | H514B/NV230A-TPC | Globe valve | 1600 kPa | 400 kPa |  | EU\Inbox\Combinations\Folder..4/..5\ | 33
131489 | H6015X1P6-S2/NV24A-TPC | H6015X1P6-S2/NV24A-TPC |  | H6015X1P6-S2 | / | NV24A-TPC | Standard actuator | 1 | Scenario 2 |  | PPK¦SelectPro¦VDI3805¦Internet_EU |  |  | H6015X1P6-S2/NV24A-TPC | Globe valve | 2200 kPa | 1000 kPa |  | EU\Inbox\Combinations\Folder..6/..7\ | 36
131704 | H6050X40-S2+NV230A-TPC | H6050X40-S2+NV230A-TPC |  | H6050X40-S2 | + | NV230A-TPC | Standard actuator | 0 | Scenario 2 |  | PPK¦SelectPro¦VDI3805¦Internet_EU |  |  | H6050X40-S2+NV230A-TPC | Globe valve | 300 kPa | 300 kPa |  | EU\Inbox\Combinations\Folder..6/..7\ | 33
131344 | H450B+NV24A-TPC | H450B+NV24A-TPC |  | H450B | + | NV24A-TPC | Standard actuator | 0 | Scenario 2 |  | PPK¦SelectPro¦VDI3805¦Internet_EU |  |  | H450B+NV24A-TPC | Globe valve | 300 kPa | 300 kPa |  | EU\Inbox\Combinations\Folder..4/..5\ | 33
131064 | H450B+NV230A-TPC | H450B+NV230A-TPC |  | H450B | + | NV230A-TPC | Standard actuator | 0 | Scenario 2 |  | PPK¦SelectPro¦VDI3805¦Internet_EU |  |  | H450B+NV230A-TPC | Globe valve | 300 kPa | 300 kPa |  | EU\Inbox\Combinations\Folder..4/..5\ | 33
131705 | H6050X40-S2/NV230A-TPC | H6050X40-S2/NV230A-TPC |  | H6050X40-S2 | / | NV230A-TPC | Standard actuator | 0 | Scenario 2 |  | PPK¦SelectPro¦VDI3805¦Internet_EU |  |  | H6050X40-S2/NV230A-TPC | Globe valve | 300 kPa | 300 kPa |  | EU\Inbox\Combinations\Folder..6/..7\ | 33
131345 | H450B/NV24A-TPC | H450B/NV24A-TPC |  | H450B | / | NV24A-TPC | Standard actuator | 0 | Scenario 2 |  | PPK¦SelectPro¦VDI3805¦Internet_EU |  |  | H450B/NV24A-TPC | Globe valve | 300 kPa | 300 kPa |  | EU\Inbox\Combinations\Folder..4/..5\ | 33
131065 | H450B/NV230A-TPC | H450B/NV230A-TPC |  | H450B | / | NV230A-TPC | Standard actuator | 0 | Scenario 2 |  | PPK¦SelectPro¦VDI3805¦Internet_EU |  |  | H450B/NV230A-TPC | Globe valve | 300 kPa | 300 kPa |  | EU\Inbox\Combinations\Folder..4/..5\ | 33
131656 | H6032X16-S2+NV230A-TPC | H6032X16-S2+NV230A-TPC |  | H6032X16-S2 | + | NV230A-TPC | Standard actuator | 0 | Scenario 2 |  | PPK¦SelectPro¦VDI3805¦Internet_EU |  |  | H6032X16-S2+NV230A-TPC | Globe valve | 900 kPa | 900 kPa |  | EU\Inbox\Combinations\Folder..6/..7\ | 33
131016 | H420B+NV230A-TPC | H420B+NV230A-TPC |  | H420B | + | NV230A-TPC | Standard actuator | 0 | Scenario 2 |  | PPK¦SelectPro¦VDI3805¦Internet_EU |  |  | H420B+NV230A-TPC | Globe valve | 1600 kPa | 400 kPa |  | EU\Inbox\Combinations\Folder..4/..5\ | 33
131500 | H6015X2P5-S2+NV24A-TPC | H6015X2P5-S2+NV24A-TPC |  | H6015X2P5-S2 | + | NV24A-TPC | Standard actuator | 1 | Scenario 2 |  | PPK¦SelectPro¦VDI3805¦Internet_EU |  |  | H6015X2P5-S2+NV24A-TPC | Globe valve | 2200 kPa | 1000 kPa |  | EU\Inbox\Combinations\Folder..6/..7\ | 36
131657 | H6032X16-S2/NV230A-TPC | H6032X16-S2/NV230A-TPC |  | H6032X16-S2 | / | NV230A-TPC | Standard actuator | 0 | Scenario 2 |  | PPK¦SelectPro¦VDI3805¦Internet_EU |  |  | H6032X16-S2/NV230A-TPC | Globe valve | 900 kPa | 900 kPa |  | EU\Inbox\Combinations\Folder..6/..7\ | 33
131608 | H6020X6P3-S2+NV230A-TPC | H6020X6P3-S2+NV230A-TPC |  | H6020X6P3-S2 | + | NV230A-TPC | Standard actuator | 1 | Scenario 2 |  | PPK¦SelectPro¦VDI3805¦Internet_EU |  |  | H6020X6P3-S2+NV230A-TPC | Globe valve | 1500 kPa | 1000 kPa |  | EU\Inbox\Combinations\Folder..6/..7\ | 33
131017 | H420B/NV230A-TPC | H420B/NV230A-TPC |  | H420B | / | NV230A-TPC | Standard actuator | 0 | Scenario 2 |  | PPK¦SelectPro¦VDI3805¦Internet_EU |  |  | H420B/NV230A-TPC | Globe valve | 1600 kPa | 400 kPa |  | EU\Inbox\Combinations\Folder..4/..5\ | 33
131501 | H6015X2P5-S2/NV24A-TPC | H6015X2P5-S2/NV24A-TPC |  | H6015X2P5-S2 | / | NV24A-TPC | Standard actuator | 1 | Scenario 2 |  | PPK¦SelectPro¦VDI3805¦Internet_EU |  |  | H6015X2P5-S2/NV24A-TPC | Globe valve | 2200 kPa | 1000 kPa |  | EU\Inbox\Combinations\Folder..6/..7\ | 36
131560 | H6015X4-S2+NV230A-TPC | H6015X4-S2+NV230A-TPC |  | H6015X4-S2 | + | NV230A-TPC | Standard actuator | 1 | Scenario 2 |  | PPK¦SelectPro¦VDI3805¦Internet_EU |  |  | H6015X4-S2+NV230A-TPC | Globe valve | 2200 kPa | 1000 kPa |  | EU\Inbox\Combinations\Folder..6/..7\ | 34
131609 | H6020X6P3-S2/NV230A-TPC | H6020X6P3-S2/NV230A-TPC |  | H6020X6P3-S2 | / | NV230A-TPC | Standard actuator | 1 | Scenario 2 |  | PPK¦SelectPro¦VDI3805¦Internet_EU |  |  | H6020X6P3-S2/NV230A-TPC | Globe valve | 1500 kPa | 1000 kPa |  | EU\Inbox\Combinations\Folder..6/..7\ | 33
131356 | H511B+NV24A-TPC | H511B+NV24A-TPC |  | H511B | + | NV24A-TPC | Standard actuator | 0 | Scenario 2 |  | PPK¦SelectPro¦VDI3805¦Internet_EU |  |  | H511B+NV24A-TPC | Globe valve | 1600 kPa | 400 kPa |  | EU\Inbox\Combinations\Folder..4/..5\ | 34
131220 | H411B+NV230A-TPC | H411B+NV230A-TPC |  | H411B | + | NV230A-TPC | Standard actuator | 0 | Scenario 2 |  | PPK¦SelectPro¦VDI3805¦Internet_EU |  |  | H411B+NV230A-TPC | Globe valve | 1600 kPa | 400 kPa |  | EU\Inbox\Combinations\Folder..4/..5\ | 34
130968 | H412B+NV230A-TPC | H412B+NV230A-TPC |  | H412B | + | NV230A-TPC | Standard actuator | 0 | Scenario 2 |  | PPK¦SelectPro¦VDI3805¦Internet_EU |  |  | H412B+NV230A-TPC | Globe valve | 1600 kPa | 400 kPa |  | EU\Inbox\Combinations\Folder..4/..5\ | 34
131561 | H6015X4-S2/NV230A-TPC | H6015X4-S2/NV230A-TPC |  | H6015X4-S2 | / | NV230A-TPC | Standard actuator | 1 | Scenario 2 |  | PPK¦SelectPro¦VDI3805¦Internet_EU |  |  | H6015X4-S2/NV230A-TPC | Globe valve | 2200 kPa | 1000 kPa |  | EU\Inbox\Combinations\Folder..6/..7\ | 33
131221 | H411B/NV230A-TPC | H411B/NV230A-TPC |  | H411B | / | NV230A-TPC | Standard actuator | 0 | Scenario 2 |  | PPK¦SelectPro¦VDI3805¦Internet_EU |  |  | H411B/NV230A-TPC | Globe valve | 1600 kPa | 400 kPa |  | EU\Inbox\Combinations\Folder..4/..5\ | 34
131357 | H511B/NV24A-TPC | H511B/NV24A-TPC |  | H511B | / | NV24A-TPC | Standard actuator | 0 | Scenario 2 |  | PPK¦SelectPro¦VDI3805¦Internet_EU |  |  | H511B/NV24A-TPC | Globe valve | 1600 kPa | 400 kPa |  | EU\Inbox\Combinations\Folder..4/..5\ | 34
130969 | H412B/NV230A-TPC | H412B/NV230A-TPC |  | H412B | / | NV230A-TPC | Standard actuator | 0 | Scenario 2 |  | PPK¦SelectPro¦VDI3805¦Internet_EU |  |  | H412B/NV230A-TPC | Globe valve | 1600 kPa | 400 kPa |  | EU\Inbox\Combinations\Folder..4/..5\ | 34
131222 | H6015X2P5-S2+NV230A-TPC | H6015X2P5-S2+NV230A-TPC |  | H6015X2P5-S2 | + | NV230A-TPC | Standard actuator | 1 | Scenario 2 |  | PPK¦SelectPro¦VDI3805¦Internet_EU |  |  | H6015X2P5-S2+NV230A-TPC | Globe valve | 2200 kPa | 1000 kPa |  | EU\Inbox\Combinations\Folder..6/..7\ | 34
131512 | H6015X4-S2+NV24A-TPC | H6015X4-S2+NV24A-TPC |  | H6015X4-S2 | + | NV24A-TPC | Standard actuator | 1 | Scenario 2 |  | PPK¦SelectPro¦VDI3805¦Internet_EU |  |  | H6015X4-S2+NV24A-TPC | Globe valve | 2200 kPa | 1000 kPa |  | EU\Inbox\Combinations\Folder..6/..7\ | 36
131223 | H6015X2P5-S2/NV230A-TPC | H6015X2P5-S2/NV230A-TPC |  | H6015X2P5-S2 | / | NV230A-TPC | Standard actuator | 1 | Scenario 2 |  | PPK¦SelectPro¦VDI3805¦Internet_EU |  |  | H6015X2P5-S2/NV230A-TPC | Globe valve | 2200 kPa | 1000 kPa |  | EU\Inbox\Combinations\Folder..6/..7\ | 34
131513 | H6015X4-S2/NV24A-TPC | H6015X4-S2/NV24A-TPC |  | H6015X4-S2 | / | NV24A-TPC | Standard actuator | 1 | Scenario 2 |  | PPK¦SelectPro¦VDI3805¦Internet_EU |  |  | H6015X4-S2/NV24A-TPC | Globe valve | 2200 kPa | 1000 kPa |  | EU\Inbox\Combinations\Folder..6/..7\ | 36
131172 | H540B+NV230A-TPC | H540B+NV230A-TPC |  | H540B | + | NV230A-TPC | Standard actuator | 1 | Scenario 2 |  | PPK¦SelectPro¦VDI3805¦Internet_EU |  |  | H540B+NV230A-TPC | Globe valve | 500 kPa | 400 kPa |  | EU\Inbox\Combinations\Folder..4/..5\ | 37
131368 | H512B+NV24A-TPC | H512B+NV24A-TPC |  | H512B | + | NV24A-TPC | Standard actuator | 0 | Scenario 2 |  | PPK¦SelectPro¦VDI3805¦Internet_EU |  |  | H512B+NV24A-TPC | Globe valve | 1600 kPa | 400 kPa |  | EU\Inbox\Combinations\Folder..4/..5\ | 34
131173 | H540B/NV230A-TPC | H540B/NV230A-TPC |  | H540B | / | NV230A-TPC | Standard actuator | 1 | Scenario 2 |  | PPK¦SelectPro¦VDI3805¦Internet_EU |  |  | H540B/NV230A-TPC | Globe valve | 500 kPa | 400 kPa |  | EU\Inbox\Combinations\Folder..4/..5\ | 36
131369 | H512B/NV24A-TPC | H512B/NV24A-TPC |  | H512B | / | NV24A-TPC | Standard actuator | 0 | Scenario 2 |  | PPK¦SelectPro¦VDI3805¦Internet_EU |  |  | H512B/NV24A-TPC | Globe valve | 1600 kPa | 400 kPa |  | EU\Inbox\Combinations\Folder..4/..5\ | 34
131124 | H515B+NV230A-TPC | H515B+NV230A-TPC |  | H515B | + | NV230A-TPC | Standard actuator | 0 | Scenario 2 |  | PPK¦SelectPro¦VDI3805¦Internet_EU |  |  | H515B+NV230A-TPC | Globe valve | 1600 kPa | 400 kPa |  | EU\Inbox\Combinations\Folder..4/..5\ | 33
131125 | H515B/NV230A-TPC | H515B/NV230A-TPC |  | H515B | / | NV230A-TPC | Standard actuator | 0 | Scenario 2 |  | PPK¦SelectPro¦VDI3805¦Internet_EU |  |  | H515B/NV230A-TPC | Globe valve | 1600 kPa | 400 kPa |  | EU\Inbox\Combinations\Folder..4/..5\ | 33
131236 | H411B+NV24A-TPC | H411B+NV24A-TPC |  | H411B | + | NV24A-TPC | Standard actuator | 0 | Scenario 2 |  | PPK¦SelectPro¦VDI3805¦Internet_EU |  |  | H411B+NV24A-TPC | Globe valve | 1600 kPa | 400 kPa |  | EU\Inbox\Combinations\Folder..4/..5\ | 39
131716 | H6065X58-SP2+NV230A-TPC | H6065X58-SP2+NV230A-TPC |  | H6065X58-SP2 | + | NV230A-TPC | Standard actuator | 1 | Scenario 2 |  | PPK¦SelectPro¦VDI3805¦Internet_EU |  |  | H6065X58-SP2+NV230A-TPC | Globe valve (partial pressure-balanced) | 2100 kPa | 1000 kPa |  | EU\Inbox\Combinations\Folder..6/..7\ | 33
131380 | H513B+NV24A-TPC | H513B+NV24A-TPC |  | H513B | + | NV24A-TPC | Standard actuator | 0 | Scenario 2 |  | PPK¦SelectPro¦VDI3805¦Internet_EU |  |  | H513B+NV24A-TPC | Globe valve | 1600 kPa | 400 kPa |  | EU\Inbox\Combinations\Folder..4/..5\ | 34
131237 | H411B/NV24A-TPC | H411B/NV24A-TPC |  | H411B | / | NV24A-TPC | Standard actuator | 0 | Scenario 2 |  | PPK¦SelectPro¦VDI3805¦Internet_EU |  |  | H411B/NV24A-TPC | Globe valve | 1600 kPa | 400 kPa |  | EU\Inbox\Combinations\Folder..4/..5\ | 35
131717 | H6065X58-SP2/NV230A-TPC | H6065X58-SP2/NV230A-TPC |  | H6065X58-SP2 | / | NV230A-TPC | Standard actuator | 1 | Scenario 2 |  | PPK¦SelectPro¦VDI3805¦Internet_EU |  |  | H6065X58-SP2/NV230A-TPC | Globe valve (partial pressure-balanced) | 2100 kPa | 1000 kPa |  | EU\Inbox\Combinations\Folder..6/..7\ | 33
131076 | H511B+NV230A-TPC | H511B+NV230A-TPC |  | H511B | + | NV230A-TPC | Standard actuator | 0 | Scenario 2 |  | PPK¦SelectPro¦VDI3805¦Internet_EU |  |  | H511B+NV230A-TPC | Globe valve | 1600 kPa | 400 kPa |  | EU\Inbox\Combinations\Folder..4/..5\ | 33
131381 | H513B/NV24A-TPC | H513B/NV24A-TPC |  | H513B | / | NV24A-TPC | Standard actuator | 0 | Scenario 2 |  | PPK¦SelectPro¦VDI3805¦Internet_EU |  |  | H513B/NV24A-TPC | Globe valve | 1600 kPa | 400 kPa |  | EU\Inbox\Combinations\Folder..4/..5\ | 34
131077 | H511B/NV230A-TPC | H511B/NV230A-TPC |  | H511B | / | NV230A-TPC | Standard actuator | 0 | Scenario 2 |  | PPK¦SelectPro¦VDI3805¦Internet_EU |  |  | H511B/NV230A-TPC | Globe valve | 1600 kPa | 400 kPa |  | EU\Inbox\Combinations\Folder..4/..5\ | 33
131668 | H6040X16-S2+NV230A-TPC | H6040X16-S2+NV230A-TPC |  | H6040X16-S2 | + | NV230A-TPC | Standard actuator | 0 | Scenario 2 |  | PPK¦SelectPro¦VDI3805¦Internet_EU |  |  | H6040X16-S2+NV230A-TPC | Globe valve | 500 kPa | 500 kPa |  | EU\Inbox\Combinations\Folder..6/..7\ | 34
131028 | H425B+NV230A-TPC | H425B+NV230A-TPC |  | H425B | + | NV230A-TPC | Standard actuator | 0 | Scenario 2 |  | PPK¦SelectPro¦VDI3805¦Internet_EU |  |  | H425B+NV230A-TPC | Globe valve | 1300 kPa | 400 kPa |  | EU\Inbox\Combinations\Folder..4/..5\ | 33
131669 | H6040X16-S2/NV230A-TPC | H6040X16-S2/NV230A-TPC |  | H6040X16-S2 | / | NV230A-TPC | Standard actuator | 0 | Scenario 2 |  | PPK¦SelectPro¦VDI3805¦Internet_EU |  |  | H6040X16-S2/NV230A-TPC | Globe valve | 500 kPa | 500 kPa |  | EU\Inbox\Combinations\Folder..6/..7\ | 34
131248 | H412B+NV24A-TPC | H412B+NV24A-TPC |  | H412B | + | NV24A-TPC | Standard actuator | 0 | Scenario 2 |  | PPK¦SelectPro¦VDI3805¦Internet_EU |  |  | H412B+NV24A-TPC | Globe valve | 1600 kPa | 400 kPa |  | EU\Inbox\Combinations\Folder..4/..5\ | 39
131029 | H425B/NV230A-TPC | H425B/NV230A-TPC |  | H425B | / | NV230A-TPC | Standard actuator | 0 | Scenario 2 |  | PPK¦SelectPro¦VDI3805¦Internet_EU |  |  | H425B/NV230A-TPC | Globe valve | 1300 kPa | 400 kPa |  | EU\Inbox\Combinations\Folder..4/..5\ | 33
131620 | H6025X10-S2+NV230A-TPC | H6025X10-S2+NV230A-TPC |  | H6025X10-S2 | + | NV230A-TPC | Standard actuator | 1 | Scenario 2 |  | PPK¦SelectPro¦VDI3805¦Internet_EU |  |  | H6025X10-S2+NV230A-TPC | Globe valve | 1300 kPa | 1000 kPa |  | EU\Inbox\Combinations\Folder..6/..7\ | 33
131572 | H6015XP4-S2+NV230A-TPC | H6015XP4-S2+NV230A-TPC |  | H6015XP4-S2 | + | NV230A-TPC | Standard actuator | 1 | Scenario 2 |  | PPK¦SelectPro¦VDI3805¦Internet_EU |  |  | H6015XP4-S2+NV230A-TPC | Globe valve | 2500 kPa | 1000 kPa |  | EU\Inbox\Combinations\Folder..6/..7\ | 32
131249 | H412B/NV24A-TPC | H412B/NV24A-TPC |  | H412B | / | NV24A-TPC | Standard actuator | 0 | Scenario 2 |  | PPK¦SelectPro¦VDI3805¦Internet_EU |  |  | H412B/NV24A-TPC | Globe valve | 1600 kPa | 400 kPa |  | EU\Inbox\Combinations\Folder..4/..5\ | 35
131392 | H514B+NV24A-TPC | H514B+NV24A-TPC |  | H514B | + | NV24A-TPC | Standard actuator | 0 | Scenario 2 |  | PPK¦SelectPro¦VDI3805¦Internet_EU |  |  | H514B+NV24A-TPC | Globe valve | 1600 kPa | 400 kPa |  | EU\Inbox\Combinations\Folder..4/..5\ | 34
131621 | H6025X10-S2/NV230A-TPC | H6025X10-S2/NV230A-TPC |  | H6025X10-S2 | / | NV230A-TPC | Standard actuator | 1 | Scenario 2 |  | PPK¦SelectPro¦VDI3805¦Internet_EU |  |  | H6025X10-S2/NV230A-TPC | Globe valve | 1300 kPa | 1000 kPa |  | EU\Inbox\Combinations\Folder..6/..7\ | 33
130980 | H413B+NV230A-TPC | H413B+NV230A-TPC |  | H413B | + | NV230A-TPC | Standard actuator | 0 | Scenario 2 |  | PPK¦SelectPro¦VDI3805¦Internet_EU |  |  | H413B+NV230A-TPC | Globe valve | 1600 kPa | 400 kPa |  | EU\Inbox\Combinations\Folder..4/..5\ | 34
131573 | H6015XP4-S2/NV230A-TPC | H6015XP4-S2/NV230A-TPC |  | H6015XP4-S2 | / | NV230A-TPC | Standard actuator | 1 | Scenario 2 |  | PPK¦SelectPro¦VDI3805¦Internet_EU |  |  | H6015XP4-S2/NV230A-TPC | Globe valve | 2500 kPa | 1000 kPa |  | EU\Inbox\Combinations\Folder..6/..7\ | 32
131393 | H514B/NV24A-TPC | H514B/NV24A-TPC |  | H514B | / | NV24A-TPC | Standard actuator | 0 | Scenario 2 |  | PPK¦SelectPro¦VDI3805¦Internet_EU |  |  | H514B/NV24A-TPC | Globe valve | 1600 kPa | 400 kPa |  | EU\Inbox\Combinations\Folder..4/..5\ | 34
130981 | H413B/NV230A-TPC | H413B/NV230A-TPC |  | H413B | / | NV230A-TPC | Standard actuator | 0 | Scenario 2 |  | PPK¦SelectPro¦VDI3805¦Internet_EU |  |  | H413B/NV230A-TPC | Globe valve | 1600 kPa | 400 kPa |  | EU\Inbox\Combinations\Folder..4/..5\ | 34
131260 | H413B+NV24A-TPC | H413B+NV24A-TPC |  | H413B | + | NV24A-TPC | Standard actuator | 0 | Scenario 2 |  | PPK¦SelectPro¦VDI3805¦Internet_EU |  |  | H413B+NV24A-TPC | Globe valve | 1600 kPa | 400 kPa |  | EU\Inbox\Combinations\Folder..4/..5\ | 39
131261 | H413B/NV24A-TPC | H413B/NV24A-TPC |  | H413B | / | NV24A-TPC | Standard actuator | 0 | Scenario 2 |  | PPK¦SelectPro¦VDI3805¦Internet_EU |  |  | H413B/NV24A-TPC | Globe valve | 1600 kPa | 400 kPa |  | EU\Inbox\Combinations\Folder..4/..5\ | 36
131184 | H550B+NV230A-TPC | H550B+NV230A-TPC |  | H550B | + | NV230A-TPC | Standard actuator | 0 | Scenario 2 |  | PPK¦SelectPro¦VDI3805¦Internet_EU |  |  | H550B+NV230A-TPC | Globe valve | 300 kPa | 300 kPa |  | EU\Inbox\Combinations\Folder..4/..5\ | 33
131404 | H515B+NV24A-TPC | H515B+NV24A-TPC |  | H515B | + | NV24A-TPC | Standard actuator | 0 | Scenario 2 |  | PPK¦SelectPro¦VDI3805¦Internet_EU |  |  | H515B+NV24A-TPC | Globe valve | 1600 kPa | 400 kPa |  | EU\Inbox\Combinations\Folder..4/..5\ | 34
131185 | H550B/NV230A-TPC | H550B/NV230A-TPC |  | H550B | / | NV230A-TPC | Standard actuator | 0 | Scenario 2 |  | PPK¦SelectPro¦VDI3805¦Internet_EU |  |  | H550B/NV230A-TPC | Globe valve | 300 kPa | 300 kPa |  | EU\Inbox\Combinations\Folder..4/..5\ | 33
131405 | H515B/NV24A-TPC | H515B/NV24A-TPC |  | H515B | / | NV24A-TPC | Standard actuator | 0 | Scenario 2 |  | PPK¦SelectPro¦VDI3805¦Internet_EU |  |  | H515B/NV24A-TPC | Globe valve | 1600 kPa | 400 kPa |  | EU\Inbox\Combinations\Folder..4/..5\ | 34
131272 | H414B+NV24A-TPC | H414B+NV24A-TPC |  | H414B | + | NV24A-TPC | Standard actuator | 0 | Scenario 2 |  | PPK¦SelectPro¦VDI3805¦Internet_EU |  |  | H414B+NV24A-TPC | Globe valve | 1600 kPa | 400 kPa |  | EU\Inbox\Combinations\Folder..4/..5\ | 39
131136 | H520B+NV230A-TPC | H520B+NV230A-TPC |  | H520B | + | NV230A-TPC | Standard actuator | 0 | Scenario 2 |  | PPK¦SelectPro¦VDI3805¦Internet_EU |  |  | H520B+NV230A-TPC | Globe valve | 1600 kPa | 400 kPa |  | EU\Inbox\Combinations\Folder..4/..5\ | 33
131273 | H414B/NV24A-TPC | H414B/NV24A-TPC |  | H414B | / | NV24A-TPC | Standard actuator | 0 | Scenario 2 |  | PPK¦SelectPro¦VDI3805¦Internet_EU |  |  | H414B/NV24A-TPC | Globe valve | 1600 kPa | 400 kPa |  | EU\Inbox\Combinations\Folder..4/..5\ | 36
131137 | H520B/NV230A-TPC | H520B/NV230A-TPC |  | H520B | / | NV230A-TPC | Standard actuator | 0 | Scenario 2 |  | PPK¦SelectPro¦VDI3805¦Internet_EU |  |  | H520B/NV230A-TPC | Globe valve | 1600 kPa | 400 kPa |  | EU\Inbox\Combinations\Folder..4/..5\ | 33
131728 | H6080X90-SP2+NV230A-TPC | H6080X90-SP2+NV230A-TPC |  | H6080X90-SP2 | + | NV230A-TPC | Standard actuator | 1 | Scenario 2 |  | PPK¦SelectPro¦VDI3805¦Internet_EU |  |  | H6080X90-SP2+NV230A-TPC | Globe valve (partial pressure-balanced) | 1600 kPa | 1000 kPa |  | EU\Inbox\Combinations\Folder..6/..7\ | 33
131416 | H520B+NV24A-TPC | H520B+NV24A-TPC |  | H520B | + | NV24A-TPC | Standard actuator | 0 | Scenario 2 |  | PPK¦SelectPro¦VDI3805¦Internet_EU |  |  | H520B+NV24A-TPC | Globe valve | 1600 kPa | 400 kPa |  | EU\Inbox\Combinations\Folder..4/..5\ | 34
131729 | H6080X90-SP2/NV230A-TPC | H6080X90-SP2/NV230A-TPC |  | H6080X90-SP2 | / | NV230A-TPC | Standard actuator | 1 | Scenario 2 |  | PPK¦SelectPro¦VDI3805¦Internet_EU |  |  | H6080X90-SP2/NV230A-TPC | Globe valve (partial pressure-balanced) | 1600 kPa | 1000 kPa |  | EU\Inbox\Combinations\Folder..6/..7\ | 33
131088 | H512B+NV230A-TPC | H512B+NV230A-TPC |  | H512B | + | NV230A-TPC | Standard actuator | 0 | Scenario 2 |  | PPK¦SelectPro¦VDI3805¦Internet_EU |  |  | H512B+NV230A-TPC | Globe valve | 1600 kPa | 400 kPa |  | EU\Inbox\Combinations\Folder..4/..5\ | 33
131417 | H520B/NV24A-TPC | H520B/NV24A-TPC |  | H520B | / | NV24A-TPC | Standard actuator | 0 | Scenario 2 |  | PPK¦SelectPro¦VDI3805¦Internet_EU |  |  | H520B/NV24A-TPC | Globe valve | 1600 kPa | 400 kPa |  | EU\Inbox\Combinations\Folder..4/..5\ | 34
131284 | H415B+NV24A-TPC | H415B+NV24A-TPC |  | H415B | + | NV24A-TPC | Standard actuator | 0 | Scenario 2 |  | PPK¦SelectPro¦VDI3805¦Internet_EU |  |  | H415B+NV24A-TPC | Globe valve | 1600 kPa | 400 kPa |  | EU\Inbox\Combinations\Folder..4/..5\ | 39
131089 | H512B/NV230A-TPC | H512B/NV230A-TPC |  | H512B | / | NV230A-TPC | Standard actuator | 0 | Scenario 2 |  | PPK¦SelectPro¦VDI3805¦Internet_EU |  |  | H512B/NV230A-TPC | Globe valve | 1600 kPa | 400 kPa |  | EU\Inbox\Combinations\Folder..4/..5\ | 33
131040 | H432B+NV230A-TPC | H432B+NV230A-TPC |  | H432B | + | NV230A-TPC | Standard actuator | 1 | Scenario 2 |  | PPK¦SelectPro¦VDI3805¦Internet_EU |  |  | H432B+NV230A-TPC | Globe valve | 1000 kPa | 400 kPa |  | EU\Inbox\Combinations\Folder..4/..5\ | 39
131680 | H6040X25-S2+NV230A-TPC | H6040X25-S2+NV230A-TPC |  | H6040X25-S2 | + | NV230A-TPC | Standard actuator | 0 | Scenario 2 |  | PPK¦SelectPro¦VDI3805¦Internet_EU |  |  | H6040X25-S2+NV230A-TPC | Globe valve | 500 kPa | 500 kPa |  | EU\Inbox\Combinations\Folder..6/..7\ | 34
131285 | H415B/NV24A-TPC | H415B/NV24A-TPC |  | H415B | / | NV24A-TPC | Standard actuator | 0 | Scenario 2 |  | PPK¦SelectPro¦VDI3805¦Internet_EU |  |  | H415B/NV24A-TPC | Globe valve | 1600 kPa | 400 kPa |  | EU\Inbox\Combinations\Folder..4/..5\ | 38
131041 | H432B/NV230A-TPC | H432B/NV230A-TPC |  | H432B | / | NV230A-TPC | Standard actuator | 1 | Scenario 2 |  | PPK¦SelectPro¦VDI3805¦Internet_EU |  |  | H432B/NV230A-TPC | Globe valve | 1000 kPa | 400 kPa |  | EU\Inbox\Combinations\Folder..4/..5\ | 39
131681 | H6040X25-S2/NV230A-TPC | H6040X25-S2/NV230A-TPC |  | H6040X25-S2 | / | NV230A-TPC | Standard actuator | 0 | Scenario 2 |  | PPK¦SelectPro¦VDI3805¦Internet_EU |  |  | H6040X25-S2/NV230A-TPC | Globe valve | 500 kPa | 500 kPa |  | EU\Inbox\Combinations\Folder..6/..7\ | 34
131632 | H6025X6P3-S2+NV230A-TPC | H6025X6P3-S2+NV230A-TPC |  | H6025X6P3-S2 | + | NV230A-TPC | Standard actuator | 1 | Scenario 2 |  | PPK¦SelectPro¦VDI3805¦Internet_EU |  |  | H6025X6P3-S2+NV230A-TPC | Globe valve | 1300 kPa | 1000 kPa |  | EU\Inbox\Combinations\Folder..6/..7\ | 33
131584 | H6015XP63-S2+NV230A-TPC | H6015XP63-S2+NV230A-TPC |  | H6015XP63-S2 | + | NV230A-TPC | Standard actuator | 1 | Scenario 2 |  | PPK¦SelectPro¦VDI3805¦Internet_EU |  |  | H6015XP63-S2+NV230A-TPC | Globe valve | 2500 kPa | 1000 kPa |  | EU\Inbox\Combinations\Folder..6/..7\ | 33
131428 | H525B+NV24A-TPC | H525B+NV24A-TPC |  | H525B | + | NV24A-TPC | Standard actuator | 0 | Scenario 2 |  | PPK¦SelectPro¦VDI3805¦Internet_EU |  |  | H525B+NV24A-TPC | Globe valve | 1300 kPa | 400 kPa |  | EU\Inbox\Combinations\Folder..4/..5\ | 34
131633 | H6025X6P3-S2/NV230A-TPC | H6025X6P3-S2/NV230A-TPC |  | H6025X6P3-S2 | / | NV230A-TPC | Standard actuator | 1 | Scenario 2 |  | PPK¦SelectPro¦VDI3805¦Internet_EU |  |  | H6025X6P3-S2/NV230A-TPC | Globe valve | 1300 kPa | 1000 kPa |  | EU\Inbox\Combinations\Folder..6/..7\ | 33
131585 | H6015XP63-S2/NV230A-TPC | H6015XP63-S2/NV230A-TPC |  | H6015XP63-S2 | / | NV230A-TPC | Standard actuator | 1 | Scenario 2 |  | PPK¦SelectPro¦VDI3805¦Internet_EU |  |  | H6015XP63-S2/NV230A-TPC | Globe valve | 2500 kPa | 1000 kPa |  | EU\Inbox\Combinations\Folder..6/..7\ | 33
130992 | H414B+NV230A-TPC | H414B+NV230A-TPC |  | H414B | + | NV230A-TPC | Standard actuator | 0 | Scenario 2 |  | PPK¦SelectPro¦VDI3805¦Internet_EU |  |  | H414B+NV230A-TPC | Globe valve | 1600 kPa | 400 kPa |  | EU\Inbox\Combinations\Folder..4/..5\ | 34
131429 | H525B/NV24A-TPC | H525B/NV24A-TPC |  | H525B | / | NV24A-TPC | Standard actuator | 0 | Scenario 2 |  | PPK¦SelectPro¦VDI3805¦Internet_EU |  |  | H525B/NV24A-TPC | Globe valve | 1300 kPa | 400 kPa |  | EU\Inbox\Combinations\Folder..4/..5\ | 34
130993 | H414B/NV230A-TPC | H414B/NV230A-TPC |  | H414B | / | NV230A-TPC | Standard actuator | 0 | Scenario 2 |  | PPK¦SelectPro¦VDI3805¦Internet_EU |  |  | H414B/NV230A-TPC | Globe valve | 1600 kPa | 400 kPa |  | EU\Inbox\Combinations\Folder..4/..5\ | 34
131196 | H6015X1-S2+NV230A-TPC | H6015X1-S2+NV230A-TPC |  | H6015X1-S2 | + | NV230A-TPC | Standard actuator | 1 | Scenario 2 |  | PPK¦SelectPro¦VDI3805¦Internet_EU |  |  | H6015X1-S2+NV230A-TPC | Globe valve | 2200 kPa | 1000 kPa |  | EU\Inbox\Combinations\Folder..6/..7\ | 34
131440 | H532B+NV24A-TPC | H532B+NV24A-TPC |  | H532B | + | NV24A-TPC | Standard actuator | 1 | Scenario 2 |  | PPK¦SelectPro¦VDI3805¦Internet_EU |  |  | H532B+NV24A-TPC | Globe valve | 1000 kPa | 400 kPa |  | EU\Inbox\Combinations\Folder..4/..5\ | 35
131197 | H6015X1-S2/NV230A-TPC | H6015X1-S2/NV230A-TPC |  | H6015X1-S2 | / | NV230A-TPC | Standard actuator | 1 | Scenario 2 |  | PPK¦SelectPro¦VDI3805¦Internet_EU |  |  | H6015X1-S2/NV230A-TPC | Globe valve | 2200 kPa | 1000 kPa |  | EU\Inbox\Combinations\Folder..6/..7\ | 34
131441 | H532B/NV24A-TPC | H532B/NV24A-TPC |  | H532B | / | NV24A-TPC | Standard actuator | 1 | Scenario 2 |  | PPK¦SelectPro¦VDI3805¦Internet_EU |  |  | H532B/NV24A-TPC | Globe valve | 1000 kPa | 400 kPa |  | EU\Inbox\Combinations\Folder..4/..5\ | 35
132160 | H620N+NV230A-TPC | H620N+NV230A-TPC |  | H620N | + | NV230A-TPC | Standard actuator | 0 | Scenario 2 |  | PPK¦SelectPro¦VDI3805¦Internet_EU |  |  | H620N+NV230A-TPC | Globe valve | 1600 kPa | 400 kPa |  | EU\Inbox\Combinations\Folder..6/..7\ | 34
131920 | H6040X25-S2+NV24A-TPC | H6040X25-S2+NV24A-TPC |  | H6040X25-S2 | + | NV24A-TPC | Standard actuator | 0 | Scenario 2 |  | PPK¦SelectPro¦VDI3805¦Internet_EU |  |  | H6040X25-S2+NV24A-TPC | Globe valve | 500 kPa | 500 kPa |  | EU\Inbox\Combinations\Folder..6/..7\ | 37
131740 | H6100X125-SP2+NV230A-TPC | H6100X125-SP2+NV230A-TPC |  | H6100X125-SP2 | + | NV230A-TPC | Standard actuator | 1 | Scenario 2 |  | PPK¦SelectPro¦VDI3805¦Internet_EU |  |  | H6100X125-SP2+NV230A-TPC | Globe valve (partial pressure-balanced) | 1000 kPa | 1000 kPa |  | EU\Inbox\Combinations\Folder..6/..7\ | 33
132648 | H7100N/AVK24A-3-TPC | H7100N/AVK24A-3-TPC |  | H7100N | / | AVK24A-3-TPC | Actuator with emergency control function | 1 | Scenario 2 |  | PPK¦SelectPro¦VDI3805¦Internet_EU |  |  | H7100N/AVK24A-3-TPC | Globe valve | 150 kPa | 150 kPa |  | EU\Inbox\Combinations\Folder..6/..7\ | 40
132470 | H620N+NV24A-TPC | H620N+NV24A-TPC |  | H620N | + | NV24A-TPC | Standard actuator | 0 | Scenario 2 |  | PPK¦SelectPro¦VDI3805¦Internet_EU |  |  | H620N+NV24A-TPC | Globe valve | 1600 kPa | 400 kPa |  | EU\Inbox\Combinations\Folder..6/..7\ | 37
132161 | H620N/NV230A-TPC | H620N/NV230A-TPC |  | H620N | / | NV230A-TPC | Standard actuator | 0 | Scenario 2 |  | PPK¦SelectPro¦VDI3805¦Internet_EU |  |  | H620N/NV230A-TPC | Globe valve | 1600 kPa | 400 kPa |  | EU\Inbox\Combinations\Folder..6/..7\ | 34
131921 | H6040X25-S2/NV24A-TPC | H6040X25-S2/NV24A-TPC |  | H6040X25-S2 | / | NV24A-TPC | Standard actuator | 0 | Scenario 2 |  | PPK¦SelectPro¦VDI3805¦Internet_EU |  |  | H6040X25-S2/NV24A-TPC | Globe valve | 500 kPa | 500 kPa |  | EU\Inbox\Combinations\Folder..6/..7\ | 37
131741 | H6100X125-SP2/NV230A-TPC | H6100X125-SP2/NV230A-TPC |  | H6100X125-SP2 | / | NV230A-TPC | Standard actuator | 1 | Scenario 2 |  | PPK¦SelectPro¦VDI3805¦Internet_EU |  |  | H6100X125-SP2/NV230A-TPC | Globe valve (partial pressure-balanced) | 1000 kPa | 1000 kPa |  | EU\Inbox\Combinations\Folder..6/..7\ | 33
132471 | H620N/NV24A-TPC | H620N/NV24A-TPC |  | H620N | / | NV24A-TPC | Standard actuator | 0 | Scenario 2 |  | PPK¦SelectPro¦VDI3805¦Internet_EU |  |  | H620N/NV24A-TPC | Globe valve | 1600 kPa | 400 kPa |  | EU\Inbox\Combinations\Folder..6/..7\ | 37
132704 | H6125S/EV24A-TPC | H6125S/EV24A-TPC |  | H6125S | / | EV24A-TPC | Standard actuator | 0 | Scenario 2 |  | PPK¦SelectPro¦VDI3805¦Internet_EU |  |  | H6125S/EV24A-TPC | Globe valve | 110 kPa | 110 kPa |  | EU\Inbox\Combinations\Folder..6/..7\ | 39
132326 | H612R+NV24A-TPC | H612R+NV24A-TPC |  | H612R | + | NV24A-TPC | Standard actuator | 0 | Scenario 2 |  | PPK¦SelectPro¦VDI3805¦Internet_EU |  |  | H612R+NV24A-TPC | Globe valve | 600 kPa | 400 kPa |  | EU\Inbox\Combinations\Folder..6/..7\ | 36
132327 | H612R/NV24A-TPC | H612R/NV24A-TPC |  | H612R | / | NV24A-TPC | Standard actuator | 0 | Scenario 2 |  | PPK¦SelectPro¦VDI3805¦Internet_EU |  |  | H612R/NV24A-TPC | Globe valve | 600 kPa | 400 kPa |  | EU\Inbox\Combinations\Folder..6/..7\ | 36
131932 | H6050X25-S2+NV24A-TPC | H6050X25-S2+NV24A-TPC |  | H6050X25-S2 | + | NV24A-TPC | Standard actuator | 0 | Scenario 2 |  | PPK¦SelectPro¦VDI3805¦Internet_EU |  |  | H6050X25-S2+NV24A-TPC | Globe valve | 300 kPa | 300 kPa |  | EU\Inbox\Combinations\Folder..6/..7\ | 36
132652 | H7100R/AVK230A-3 | H7100R/AVK230A-3 |  | H7100R | / | AVK230A-3 | Actuator with emergency control function | 1 | Scenario 2 |  | PPK¦SelectPro¦VDI3805¦Internet_EU |  |  | H7100R/AVK230A-3 | Globe valve | 150 kPa | 150 kPa |  | EU\Inbox\Combinations\Folder..6/..7\ | 40
132482 | H620R+NV24A-TPC | H620R+NV24A-TPC |  | H620R | + | NV24A-TPC | Standard actuator | 0 | Scenario 2 |  | PPK¦SelectPro¦VDI3805¦Internet_EU |  |  | H620R+NV24A-TPC | Globe valve | 600 kPa | 400 kPa |  | EU\Inbox\Combinations\Folder..6/..7\ | 34
131933 | H6050X25-S2/NV24A-TPC | H6050X25-S2/NV24A-TPC |  | H6050X25-S2 | / | NV24A-TPC | Standard actuator | 0 | Scenario 2 |  | PPK¦SelectPro¦VDI3805¦Internet_EU |  |  | H6050X25-S2/NV24A-TPC | Globe valve | 300 kPa | 300 kPa |  | EU\Inbox\Combinations\Folder..6/..7\ | 36
132653 | H7100R/AVK24A-3-TPC | H7100R/AVK24A-3-TPC |  | H7100R | / | AVK24A-3-TPC | Actuator with emergency control function | 1 | Scenario 2 |  | PPK¦SelectPro¦VDI3805¦Internet_EU |  |  | H7100R/AVK24A-3-TPC | Globe valve | 150 kPa | 150 kPa |  | EU\Inbox\Combinations\Folder..6/..7\ | 40
132483 | H620R/NV24A-TPC | H620R/NV24A-TPC |  | H620R | / | NV24A-TPC | Standard actuator | 0 | Scenario 2 |  | PPK¦SelectPro¦VDI3805¦Internet_EU |  |  | H620R/NV24A-TPC | Globe valve | 600 kPa | 400 kPa |  | EU\Inbox\Combinations\Folder..6/..7\ | 34
132066 | H612S+NV230A-TPC | H612S+NV230A-TPC |  | H612S | + | NV230A-TPC | Standard actuator | 1 | Scenario 2 |  | PPK¦SelectPro¦VDI3805¦Internet_EU |  |  | H612S+NV230A-TPC | Globe valve | 1600 kPa | 1000 kPa |  | EU\Inbox\Combinations\Folder..6/..7\ | 34
132338 | H612S+NV24A-TPC | H612S+NV24A-TPC |  | H612S | + | NV24A-TPC | Standard actuator | 1 | Scenario 2 |  | PPK¦SelectPro¦VDI3805¦Internet_EU |  |  | H612S+NV24A-TPC | Globe valve | 1600 kPa | 1000 kPa |  | EU\Inbox\Combinations\Folder..6/..7\ | 37
132709 | H6125SP/EV24A-TPC | H6125SP/EV24A-TPC |  | H6125SP | / | EV24A-TPC | Standard actuator | 1 | Scenario 2 |  | PPK¦SelectPro¦VDI3805¦Internet_EU |  |  | H6125SP/EV24A-TPC | Globe valve (partial pressure-balanced) | 600 kPa | 600 kPa |  | EU\Inbox\Combinations\Folder..6/..7\ | 39
132067 | H612S/NV230A-TPC | H612S/NV230A-TPC |  | H612S | / | NV230A-TPC | Standard actuator | 1 | Scenario 2 |  | PPK¦SelectPro¦VDI3805¦Internet_EU |  |  | H612S/NV230A-TPC | Globe valve | 1600 kPa | 1000 kPa |  | EU\Inbox\Combinations\Folder..6/..7\ | 34
132339 | H612S/NV24A-TPC | H612S/NV24A-TPC |  | H612S | / | NV24A-TPC | Standard actuator | 1 | Scenario 2 |  | PPK¦SelectPro¦VDI3805¦Internet_EU |  |  | H612S/NV24A-TPC | Globe valve | 1600 kPa | 1000 kPa |  | EU\Inbox\Combinations\Folder..6/..7\ | 37
131944 | H6050X40-S2+NV24A-TPC | H6050X40-S2+NV24A-TPC |  | H6050X40-S2 | + | NV24A-TPC | Standard actuator | 0 | Scenario 2 |  | PPK¦SelectPro¦VDI3805¦Internet_EU |  |  | H6050X40-S2+NV24A-TPC | Globe valve | 300 kPa | 300 kPa |  | EU\Inbox\Combinations\Folder..6/..7\ | 35
132494 | H620S+NV24A-TPC | H620S+NV24A-TPC |  | H620S | + | NV24A-TPC | Standard actuator | 1 | Scenario 2 |  | PPK¦SelectPro¦VDI3805¦Internet_EU |  |  | H620S+NV24A-TPC | Globe valve | 1600 kPa | 1000 kPa |  | EU\Inbox\Combinations\Folder..6/..7\ | 35
131945 | H6050X40-S2/NV24A-TPC | H6050X40-S2/NV24A-TPC |  | H6050X40-S2 | / | NV24A-TPC | Standard actuator | 0 | Scenario 2 |  | PPK¦SelectPro¦VDI3805¦Internet_EU |  |  | H6050X40-S2/NV24A-TPC | Globe valve | 300 kPa | 300 kPa |  | EU\Inbox\Combinations\Folder..6/..7\ | 36
132657 | H7100X160-S4/AVK230A-3 | H7100X160-S4/AVK230A-3 |  | H7100X160-S4 | / | AVK230A-3 | Actuator with emergency control function | 1 | Scenario 2 |  | PPK¦SelectPro¦VDI3805¦Internet_EU |  |  | H7100X160-S4/AVK230A-3 | Globe valve | 150 kPa | 150 kPa |  | EU\Inbox\Combinations\Folder..6/..7\ | 40
132170 | H614S+NV230A-TPC | H614S+NV230A-TPC |  | H614S | + | NV230A-TPC | Standard actuator | 1 | Scenario 2 |  | PPK¦SelectPro¦VDI3805¦Internet_EU |  |  | H614S+NV230A-TPC | Globe valve | 1600 kPa | 1000 kPa |  | EU\Inbox\Combinations\Folder..6/..7\ | 34
132495 | H620S/NV24A-TPC | H620S/NV24A-TPC |  | H620S | / | NV24A-TPC | Standard actuator | 1 | Scenario 2 |  | PPK¦SelectPro¦VDI3805¦Internet_EU |  |  | H620S/NV24A-TPC | Globe valve | 1600 kPa | 1000 kPa |  | EU\Inbox\Combinations\Folder..6/..7\ | 35
132350 | H613N+NV24A-TPC | H613N+NV24A-TPC |  | H613N | + | NV24A-TPC | Standard actuator | 0 | Scenario 2 |  | PPK¦SelectPro¦VDI3805¦Internet_EU |  |  | H613N+NV24A-TPC | Globe valve | 1600 kPa | 400 kPa |  | EU\Inbox\Combinations\Folder..6/..7\ | 37
132171 | H614S/NV230A-TPC | H614S/NV230A-TPC |  | H614S | / | NV230A-TPC | Standard actuator | 1 | Scenario 2 |  | PPK¦SelectPro¦VDI3805¦Internet_EU |  |  | H614S/NV230A-TPC | Globe valve | 1600 kPa | 1000 kPa |  | EU\Inbox\Combinations\Folder..6/..7\ | 34
132658 | H7100X160-S4/AVK24A-3-TPC | H7100X160-S4/AVK24A-3-TPC |  | H7100X160-S4 | / | AVK24A-3-TPC | Actuator with emergency control function | 1 | Scenario 2 |  | PPK¦SelectPro¦VDI3805¦Internet_EU |  |  | H7100X160-S4/AVK24A-3-TPC | Globe valve | 150 kPa | 150 kPa |  | EU\Inbox\Combinations\Folder..6/..7\ | 40
132120 | H613S+NV230A-TPC | H613S+NV230A-TPC |  | H613S | + | NV230A-TPC | Standard actuator | 1 | Scenario 2 |  | PPK¦SelectPro¦VDI3805¦Internet_EU |  |  | H613S+NV230A-TPC | Globe valve | 1600 kPa | 1000 kPa |  | EU\Inbox\Combinations\Folder..6/..7\ | 34
132351 | H613N/NV24A-TPC | H613N/NV24A-TPC |  | H613N | / | NV24A-TPC | Standard actuator | 0 | Scenario 2 |  | PPK¦SelectPro¦VDI3805¦Internet_EU |  |  | H613N/NV24A-TPC | Globe valve | 1600 kPa | 400 kPa |  | EU\Inbox\Combinations\Folder..6/..7\ | 37
132121 | H613S/NV230A-TPC | H613S/NV230A-TPC |  | H613S | / | NV230A-TPC | Standard actuator | 1 | Scenario 2 |  | PPK¦SelectPro¦VDI3805¦Internet_EU |  |  | H613S/NV230A-TPC | Globe valve | 1600 kPa | 1000 kPa |  | EU\Inbox\Combinations\Folder..6/..7\ | 34
132719 | H6150S/EV24A-TPC | H6150S/EV24A-TPC |  | H6150S | / | EV24A-TPC | Standard actuator | 0 | Scenario 2 |  | PPK¦SelectPro¦VDI3805¦Internet_EU |  |  | H6150S/EV24A-TPC | Globe valve | 70 kPa | 70 kPa |  | EU\Inbox\Combinations\Folder..6/..7\ | 39
131956 | H6065X58-SP2+NV24A-TPC | H6065X58-SP2+NV24A-TPC |  | H6065X58-SP2 | + | NV24A-TPC | Standard actuator | 1 | Scenario 2 |  | PPK¦SelectPro¦VDI3805¦Internet_EU |  |  | H6065X58-SP2+NV24A-TPC | Globe valve (partial pressure-balanced) | 2100 kPa | 1000 kPa |  | EU\Inbox\Combinations\Folder..6/..7\ | 36
132506 | H624S+NV24A-TPC | H624S+NV24A-TPC |  | H624S | + | NV24A-TPC | Standard actuator | 1 | Scenario 2 |  | PPK¦SelectPro¦VDI3805¦Internet_EU |  |  | H624S+NV24A-TPC | Globe valve | 1300 kPa | 1000 kPa |  | EU\Inbox\Combinations\Folder..6/..7\ | 35
131957 | H6065X58-SP2/NV24A-TPC | H6065X58-SP2/NV24A-TPC |  | H6065X58-SP2 | / | NV24A-TPC | Standard actuator | 1 | Scenario 2 |  | PPK¦SelectPro¦VDI3805¦Internet_EU |  |  | H6065X58-SP2/NV24A-TPC | Globe valve (partial pressure-balanced) | 2100 kPa | 1000 kPa |  | EU\Inbox\Combinations\Folder..6/..7\ | 36
131752 | H610S+NV230A-TPC | H610S+NV230A-TPC |  | H610S | + | NV230A-TPC | Standard actuator | 1 | Scenario 2 |  | PPK¦SelectPro¦VDI3805¦Internet_EU |  |  | H610S+NV230A-TPC | Globe valve | 1600 kPa | 1000 kPa |  | EU\Inbox\Combinations\Folder..6/..7\ | 32
132507 | H624S/NV24A-TPC | H624S/NV24A-TPC |  | H624S | / | NV24A-TPC | Standard actuator | 1 | Scenario 2 |  | PPK¦SelectPro¦VDI3805¦Internet_EU |  |  | H624S/NV24A-TPC | Globe valve | 1300 kPa | 1000 kPa |  | EU\Inbox\Combinations\Folder..6/..7\ | 35
131753 | H610S/NV230A-TPC | H610S/NV230A-TPC |  | H610S | / | NV230A-TPC | Standard actuator | 1 | Scenario 2 |  | PPK¦SelectPro¦VDI3805¦Internet_EU |  |  | H610S/NV230A-TPC | Globe valve | 1600 kPa | 1000 kPa |  | EU\Inbox\Combinations\Folder..6/..7\ | 32
132362 | H613R+NV24A-TPC | H613R+NV24A-TPC |  | H613R | + | NV24A-TPC | Standard actuator | 0 | Scenario 2 |  | PPK¦SelectPro¦VDI3805¦Internet_EU |  |  | H613R+NV24A-TPC | Globe valve | 600 kPa | 400 kPa |  | EU\Inbox\Combinations\Folder..6/..7\ | 36
132662 | H7100Y160-S4/AVK230A-3 | H7100Y160-S4/AVK230A-3 |  | H7100Y160-S4 | / | AVK230A-3 | Actuator with emergency control function | 1 | Scenario 2 |  | PPK¦SelectPro¦VDI3805¦Internet_EU |  |  | H7100Y160-S4/AVK230A-3 | Globe valve | 150 kPa | 150 kPa |  | EU\Inbox\Combinations\Folder..6/..7\ | 41
132124 | H619S+NV230A-TPC | H619S+NV230A-TPC |  | H619S | + | NV230A-TPC | Standard actuator | 1 | Scenario 2 |  | PPK¦SelectPro¦VDI3805¦Internet_EU |  |  | H619S+NV230A-TPC | Globe valve | 1600 kPa | 1000 kPa |  | EU\Inbox\Combinations\Folder..6/..7\ | 34
132363 | H613R/NV24A-TPC | H613R/NV24A-TPC |  | H613R | / | NV24A-TPC | Standard actuator | 0 | Scenario 2 |  | PPK¦SelectPro¦VDI3805¦Internet_EU |  |  | H613R/NV24A-TPC | Globe valve | 600 kPa | 400 kPa |  | EU\Inbox\Combinations\Folder..6/..7\ | 36
132663 | H7100Y160-S4/AVK24A-3-TPC | H7100Y160-S4/AVK24A-3-TPC |  | H7100Y160-S4 | / | AVK24A-3-TPC | Actuator with emergency control function | 1 | Scenario 2 |  | PPK¦SelectPro¦VDI3805¦Internet_EU |  |  | H7100Y160-S4/AVK24A-3-TPC | Globe valve | 150 kPa | 150 kPa |  | EU\Inbox\Combinations\Folder..6/..7\ | 40
132125 | H619S/NV230A-TPC | H619S/NV230A-TPC |  | H619S | / | NV230A-TPC | Standard actuator | 1 | Scenario 2 |  | PPK¦SelectPro¦VDI3805¦Internet_EU |  |  | H619S/NV230A-TPC | Globe valve | 1600 kPa | 1000 kPa |  | EU\Inbox\Combinations\Folder..6/..7\ | 34
131968 | H6080X90-SP2+NV24A-TPC | H6080X90-SP2+NV24A-TPC |  | H6080X90-SP2 | + | NV24A-TPC | Standard actuator | 1 | Scenario 2 |  | PPK¦SelectPro¦VDI3805¦Internet_EU |  |  | H6080X90-SP2+NV24A-TPC | Globe valve (partial pressure-balanced) | 1600 kPa | 1000 kPa |  | EU\Inbox\Combinations\Folder..6/..7\ | 36
131812 | H6015XP4-S2+NV24A-TPC | H6015XP4-S2+NV24A-TPC |  | H6015XP4-S2 | + | NV24A-TPC | Standard actuator | 1 | Scenario 2 |  | PPK¦SelectPro¦VDI3805¦Internet_EU |  |  | H6015XP4-S2+NV24A-TPC | Globe valve | 2500 kPa | 1000 kPa |  | EU\Inbox\Combinations\Folder..6/..7\ | 33
132724 | H6150SP/EV24A-TPC | H6150SP/EV24A-TPC |  | H6150SP | / | EV24A-TPC | Standard actuator | 1 | Scenario 2 |  | PPK¦SelectPro¦VDI3805¦Internet_EU |  |  | H6150SP/EV24A-TPC | Globe valve (partial pressure-balanced) | 600 kPa | 600 kPa |  | EU\Inbox\Combinations\Folder..6/..7\ | 39
132518 | H625N+NV24A-TPC | H625N+NV24A-TPC |  | H625N | + | NV24A-TPC | Standard actuator | 0 | Scenario 2 |  | PPK¦SelectPro¦VDI3805¦Internet_EU |  |  | H625N+NV24A-TPC | Globe valve | 1300 kPa | 400 kPa |  | EU\Inbox\Combinations\Folder..6/..7\ | 34
131969 | H6080X90-SP2/NV24A-TPC | H6080X90-SP2/NV24A-TPC |  | H6080X90-SP2 | / | NV24A-TPC | Standard actuator | 1 | Scenario 2 |  | PPK¦SelectPro¦VDI3805¦Internet_EU |  |  | H6080X90-SP2/NV24A-TPC | Globe valve (partial pressure-balanced) | 1600 kPa | 1000 kPa |  | EU\Inbox\Combinations\Folder..6/..7\ | 36
131813 | H6015XP4-S2/NV24A-TPC | H6015XP4-S2/NV24A-TPC |  | H6015XP4-S2 | / | NV24A-TPC | Standard actuator | 1 | Scenario 2 |  | PPK¦SelectPro¦VDI3805¦Internet_EU |  |  | H6015XP4-S2/NV24A-TPC | Globe valve | 2500 kPa | 1000 kPa |  | EU\Inbox\Combinations\Folder..6/..7\ | 33
132519 | H625N/NV24A-TPC | H625N/NV24A-TPC |  | H625N | / | NV24A-TPC | Standard actuator | 0 | Scenario 2 |  | PPK¦SelectPro¦VDI3805¦Internet_EU |  |  | H625N/NV24A-TPC | Globe valve | 1300 kPa | 400 kPa |  | EU\Inbox\Combinations\Folder..6/..7\ | 34
132374 | H613S+NV24A-TPC | H613S+NV24A-TPC |  | H613S | + | NV24A-TPC | Standard actuator | 1 | Scenario 2 |  | PPK¦SelectPro¦VDI3805¦Internet_EU |  |  | H613S+NV24A-TPC | Globe valve | 1600 kPa | 1000 kPa |  | EU\Inbox\Combinations\Folder..6/..7\ | 37
132375 | H613S/NV24A-TPC | H613S/NV24A-TPC |  | H613S | / | NV24A-TPC | Standard actuator | 1 | Scenario 2 |  | PPK¦SelectPro¦VDI3805¦Internet_EU |  |  | H613S/NV24A-TPC | Globe valve | 1600 kPa | 1000 kPa |  | EU\Inbox\Combinations\Folder..6/..7\ | 37
132667 | H765N/AVK230A-3 | H765N/AVK230A-3 |  | H765N | / | AVK230A-3 | Actuator with emergency control function | 1 | Scenario 2 |  | PPK¦SelectPro¦VDI3805¦Internet_EU |  |  | H765N/AVK230A-3 | Globe valve | 400 kPa | 400 kPa |  | EU\Inbox\Combinations\Folder..6/..7\ | 41
131980 | H6100X125-SP2+NV24A-TPC | H6100X125-SP2+NV24A-TPC |  | H6100X125-SP2 | + | NV24A-TPC | Standard actuator | 1 | Scenario 2 |  | PPK¦SelectPro¦VDI3805¦Internet_EU |  |  | H6100X125-SP2+NV24A-TPC | Globe valve (partial pressure-balanced) | 1000 kPa | 1000 kPa |  | EU\Inbox\Combinations\Folder..6/..7\ | 36
132030 | H612N+NV230A-TPC | H612N+NV230A-TPC |  | H612N | + | NV230A-TPC | Standard actuator | 0 | Scenario 2 |  | PPK¦SelectPro¦VDI3805¦Internet_EU |  |  | H612N+NV230A-TPC | Globe valve | 1600 kPa | 400 kPa |  | EU\Inbox\Combinations\Folder..6/..7\ | 34
132668 | H765N/AVK24A-3-TPC | H765N/AVK24A-3-TPC |  | H765N | / | AVK24A-3-TPC | Actuator with emergency control function | 1 | Scenario 2 |  | PPK¦SelectPro¦VDI3805¦Internet_EU |  |  | H765N/AVK24A-3-TPC | Globe valve | 400 kPa | 400 kPa |  | EU\Inbox\Combinations\Folder..6/..7\ | 41
131824 | H6015XP63-S2+NV24A-TPC | H6015XP63-S2+NV24A-TPC |  | H6015XP63-S2 | + | NV24A-TPC | Standard actuator | 1 | Scenario 2 |  | PPK¦SelectPro¦VDI3805¦Internet_EU |  |  | H6015XP63-S2+NV24A-TPC | Globe valve | 2500 kPa | 1000 kPa |  | EU\Inbox\Combinations\Folder..6/..7\ | 33
132530 | H625R+NV24A-TPC | H625R+NV24A-TPC |  | H625R | + | NV24A-TPC | Standard actuator | 0 | Scenario 2 |  | PPK¦SelectPro¦VDI3805¦Internet_EU |  |  | H625R+NV24A-TPC | Globe valve | 600 kPa | 400 kPa |  | EU\Inbox\Combinations\Folder..6/..7\ | 35
131981 | H6100X125-SP2/NV24A-TPC | H6100X125-SP2/NV24A-TPC |  | H6100X125-SP2 | / | NV24A-TPC | Standard actuator | 1 | Scenario 2 |  | PPK¦SelectPro¦VDI3805¦Internet_EU |  |  | H6100X125-SP2/NV24A-TPC | Globe valve (partial pressure-balanced) | 1000 kPa | 1000 kPa |  | EU\Inbox\Combinations\Folder..6/..7\ | 36
132182 | H779R+SV230A-TPC | H779R+SV230A-TPC |  | H779R | + | SV230A-TPC | Standard actuator | 1 | Scenario 2 |  | PPK¦SelectPro¦VDI3805¦Internet_EU |  |  | H779R+SV230A-TPC | Globe valve | 160 kPa | 160 kPa |  | EU\Inbox\Combinations\Folder..6/..7\ | 37
132031 | H612N/NV230A-TPC | H612N/NV230A-TPC |  | H612N | / | NV230A-TPC | Standard actuator | 0 | Scenario 2 |  | PPK¦SelectPro¦VDI3805¦Internet_EU |  |  | H612N/NV230A-TPC | Globe valve | 1600 kPa | 400 kPa |  | EU\Inbox\Combinations\Folder..6/..7\ | 34
132729 | H665N/EV24A-TPC | H665N/EV24A-TPC |  | H665N | / | EV24A-TPC | Standard actuator | 1 | Scenario 2 |  | PPK¦SelectPro¦VDI3805¦Internet_EU |  |  | H665N/EV24A-TPC | Globe valve | 550 kPa | 400 kPa |  | EU\Inbox\Combinations\Folder..6/..7\ | 40
131825 | H6015XP63-S2/NV24A-TPC | H6015XP63-S2/NV24A-TPC |  | H6015XP63-S2 | / | NV24A-TPC | Standard actuator | 1 | Scenario 2 |  | PPK¦SelectPro¦VDI3805¦Internet_EU |  |  | H6015XP63-S2/NV24A-TPC | Globe valve | 2500 kPa | 1000 kPa |  | EU\Inbox\Combinations\Folder..6/..7\ | 33
132531 | H625R/NV24A-TPC | H625R/NV24A-TPC |  | H625R | / | NV24A-TPC | Standard actuator | 0 | Scenario 2 |  | PPK¦SelectPro¦VDI3805¦Internet_EU |  |  | H625R/NV24A-TPC | Globe valve | 600 kPa | 400 kPa |  | EU\Inbox\Combinations\Folder..6/..7\ | 35
132183 | H779R/SV230A-TPC | H779R/SV230A-TPC |  | H779R | / | SV230A-TPC | Standard actuator | 1 | Scenario 2 |  | PPK¦SelectPro¦VDI3805¦Internet_EU |  |  | H779R/SV230A-TPC | Globe valve | 160 kPa | 160 kPa |  | EU\Inbox\Combinations\Folder..6/..7\ | 37
132386 | H614N+NV24A-TPC | H614N+NV24A-TPC |  | H614N | + | NV24A-TPC | Standard actuator | 0 | Scenario 2 |  | PPK¦SelectPro¦VDI3805¦Internet_EU |  |  | H614N+NV24A-TPC | Globe valve | 1600 kPa | 400 kPa |  | EU\Inbox\Combinations\Folder..6/..7\ | 37
132184 | H779R+SV24A-TPC | H779R+SV24A-TPC |  | H779R | + | SV24A-TPC | Standard actuator | 1 | Scenario 2 |  | PPK¦SelectPro¦VDI3805¦Internet_EU |  |  | H779R+SV24A-TPC | Globe valve | 160 kPa | 160 kPa |  | EU\Inbox\Combinations\Folder..6/..7\ | 37
132387 | H614N/NV24A-TPC | H614N/NV24A-TPC |  | H614N | / | NV24A-TPC | Standard actuator | 0 | Scenario 2 |  | PPK¦SelectPro¦VDI3805¦Internet_EU |  |  | H614N/NV24A-TPC | Globe valve | 1600 kPa | 400 kPa |  | EU\Inbox\Combinations\Folder..6/..7\ | 37
132185 | H779R/SV24A-TPC | H779R/SV24A-TPC |  | H779R | / | SV24A-TPC | Standard actuator | 1 | Scenario 2 |  | PPK¦SelectPro¦VDI3805¦Internet_EU |  |  | H779R/SV24A-TPC | Globe valve | 160 kPa | 160 kPa |  | EU\Inbox\Combinations\Folder..6/..7\ | 37
132672 | H780N/AVK230A-3 | H780N/AVK230A-3 |  | H780N | / | AVK230A-3 | Actuator with emergency control function | 1 | Scenario 2 |  | PPK¦SelectPro¦VDI3805¦Internet_EU |  |  | H780N/AVK230A-3 | Globe valve | 250 kPa | 250 kPa |  | EU\Inbox\Combinations\Folder..6/..7\ | 41
132084 | H613N+NV230A-TPC | H613N+NV230A-TPC |  | H613N | + | NV230A-TPC | Standard actuator | 0 | Scenario 2 |  | PPK¦SelectPro¦VDI3805¦Internet_EU |  |  | H613N+NV230A-TPC | Globe valve | 1600 kPa | 400 kPa |  | EU\Inbox\Combinations\Folder..6/..7\ | 34
132542 | H625S+NV24A-TPC | H625S+NV24A-TPC |  | H625S | + | NV24A-TPC | Standard actuator | 1 | Scenario 2 |  | PPK¦SelectPro¦VDI3805¦Internet_EU |  |  | H625S+NV24A-TPC | Globe valve | 1300 kPa | 1000 kPa |  | EU\Inbox\Combinations\Folder..6/..7\ | 35
131836 | H6020X4-S2+NV24A-TPC | H6020X4-S2+NV24A-TPC |  | H6020X4-S2 | + | NV24A-TPC | Standard actuator | 1 | Scenario 2 |  | PPK¦SelectPro¦VDI3805¦Internet_EU |  |  | H6020X4-S2+NV24A-TPC | Globe valve | 2200 kPa | 1000 kPa |  | EU\Inbox\Combinations\Folder..6/..7\ | 34
132250 | H615N+NV230A-TPC | H615N+NV230A-TPC |  | H615N | + | NV230A-TPC | Standard actuator | 0 | Scenario 2 |  | PPK¦SelectPro¦VDI3805¦Internet_EU |  |  | H615N+NV230A-TPC | Globe valve | 1600 kPa | 400 kPa |  | EU\Inbox\Combinations\Folder..6/..7\ | 34
132673 | H780N/AVK24A-3-TPC | H780N/AVK24A-3-TPC |  | H780N | / | AVK24A-3-TPC | Actuator with emergency control function | 1 | Scenario 2 |  | PPK¦SelectPro¦VDI3805¦Internet_EU |  |  | H780N/AVK24A-3-TPC | Globe valve | 250 kPa | 250 kPa |  | EU\Inbox\Combinations\Folder..6/..7\ | 41
131764 | H611N+NV230A-TPC | H611N+NV230A-TPC |  | H611N | + | NV230A-TPC | Standard actuator | 0 | Scenario 2 |  | PPK¦SelectPro¦VDI3805¦Internet_EU |  |  | H611N+NV230A-TPC | Globe valve | 1600 kPa | 400 kPa |  | EU\Inbox\Combinations\Folder..6/..7\ | 33
132085 | H613N/NV230A-TPC | H613N/NV230A-TPC |  | H613N | / | NV230A-TPC | Standard actuator | 0 | Scenario 2 |  | PPK¦SelectPro¦VDI3805¦Internet_EU |  |  | H613N/NV230A-TPC | Globe valve | 1600 kPa | 400 kPa |  | EU\Inbox\Combinations\Folder..6/..7\ | 34
132543 | H625S/NV24A-TPC | H625S/NV24A-TPC |  | H625S | / | NV24A-TPC | Standard actuator | 1 | Scenario 2 |  | PPK¦SelectPro¦VDI3805¦Internet_EU |  |  | H625S/NV24A-TPC | Globe valve | 1300 kPa | 1000 kPa |  | EU\Inbox\Combinations\Folder..6/..7\ | 35
132251 | H615N/NV230A-TPC | H615N/NV230A-TPC |  | H615N | / | NV230A-TPC | Standard actuator | 0 | Scenario 2 |  | PPK¦SelectPro¦VDI3805¦Internet_EU |  |  | H615N/NV230A-TPC | Globe valve | 1600 kPa | 400 kPa |  | EU\Inbox\Combinations\Folder..6/..7\ | 34
131837 | H6020X4-S2/NV24A-TPC | H6020X4-S2/NV24A-TPC |  | H6020X4-S2 | / | NV24A-TPC | Standard actuator | 1 | Scenario 2 |  | PPK¦SelectPro¦VDI3805¦Internet_EU |  |  | H6020X4-S2/NV24A-TPC | Globe valve | 2200 kPa | 1000 kPa |  | EU\Inbox\Combinations\Folder..6/..7\ | 34
132734 | H665S/EV24A-TPC | H665S/EV24A-TPC |  | H665S | / | EV24A-TPC | Standard actuator | 0 | Scenario 2 |  | PPK¦SelectPro¦VDI3805¦Internet_EU |  |  | H665S/EV24A-TPC | Globe valve | 550 kPa | 550 kPa |  | EU\Inbox\Combinations\Folder..6/..7\ | 37
132398 | H614R+NV24A-TPC | H614R+NV24A-TPC |  | H614R | + | NV24A-TPC | Standard actuator | 0 | Scenario 2 |  | PPK¦SelectPro¦VDI3805¦Internet_EU |  |  | H614R+NV24A-TPC | Globe valve | 600 kPa | 400 kPa |  | EU\Inbox\Combinations\Folder..6/..7\ | 34
131765 | H611N/NV230A-TPC | H611N/NV230A-TPC |  | H611N | / | NV230A-TPC | Standard actuator | 0 | Scenario 2 |  | PPK¦SelectPro¦VDI3805¦Internet_EU |  |  | H611N/NV230A-TPC | Globe valve | 1600 kPa | 400 kPa |  | EU\Inbox\Combinations\Folder..6/..7\ | 33
132399 | H614R/NV24A-TPC | H614R/NV24A-TPC |  | H614R | / | NV24A-TPC | Standard actuator | 0 | Scenario 2 |  | PPK¦SelectPro¦VDI3805¦Internet_EU |  |  | H614R/NV24A-TPC | Globe valve | 600 kPa | 400 kPa |  | EU\Inbox\Combinations\Folder..6/..7\ | 36
132088 | H615S+NV230A-TPC | H615S+NV230A-TPC |  | H615S | + | NV230A-TPC | Standard actuator | 1 | Scenario 2 |  | PPK¦SelectPro¦VDI3805¦Internet_EU |  |  | H615S+NV230A-TPC | Globe valve | 1600 kPa | 1000 kPa |  | EU\Inbox\Combinations\Folder..6/..7\ | 34
132138 | H614N+NV230A-TPC | H614N+NV230A-TPC |  | H614N | + | NV230A-TPC | Standard actuator | 0 | Scenario 2 |  | PPK¦SelectPro¦VDI3805¦Internet_EU |  |  | H614N+NV230A-TPC | Globe valve | 1600 kPa | 400 kPa |  | EU\Inbox\Combinations\Folder..6/..7\ | 34
131848 | H6020X6P3-S2+NV24A-TPC | H6020X6P3-S2+NV24A-TPC |  | H6020X6P3-S2 | + | NV24A-TPC | Standard actuator | 1 | Scenario 2 |  | PPK¦SelectPro¦VDI3805¦Internet_EU |  |  | H6020X6P3-S2+NV24A-TPC | Globe valve | 1500 kPa | 1000 kPa |  | EU\Inbox\Combinations\Folder..6/..7\ | 36
132089 | H615S/NV230A-TPC | H615S/NV230A-TPC |  | H615S | / | NV230A-TPC | Standard actuator | 1 | Scenario 2 |  | PPK¦SelectPro¦VDI3805¦Internet_EU |  |  | H615S/NV230A-TPC | Globe valve | 1600 kPa | 1000 kPa |  | EU\Inbox\Combinations\Folder..6/..7\ | 34
132627 | H7065X63-S4/AVK230A-3 | H7065X63-S4/AVK230A-3 |  | H7065X63-S4 | / | AVK230A-3 | Actuator with emergency control function | 1 | Scenario 2 |  | PPK¦SelectPro¦VDI3805¦Internet_EU |  |  | H7065X63-S4/AVK230A-3 | Globe valve | 400 kPa | 400 kPa |  | EU\Inbox\Combinations\Folder..6/..7\ | 40
132139 | H614N/NV230A-TPC | H614N/NV230A-TPC |  | H614N | / | NV230A-TPC | Standard actuator | 0 | Scenario 2 |  | PPK¦SelectPro¦VDI3805¦Internet_EU |  |  | H614N/NV230A-TPC | Globe valve | 1600 kPa | 400 kPa |  | EU\Inbox\Combinations\Folder..6/..7\ | 34
132410 | H614S+NV24A-TPC | H614S+NV24A-TPC |  | H614S | + | NV24A-TPC | Standard actuator | 1 | Scenario 2 |  | PPK¦SelectPro¦VDI3805¦Internet_EU |  |  | H614S+NV24A-TPC | Globe valve | 1600 kPa | 1000 kPa |  | EU\Inbox\Combinations\Folder..6/..7\ | 37
131849 | H6020X6P3-S2/NV24A-TPC | H6020X6P3-S2/NV24A-TPC |  | H6020X6P3-S2 | / | NV24A-TPC | Standard actuator | 1 | Scenario 2 |  | PPK¦SelectPro¦VDI3805¦Internet_EU |  |  | H6020X6P3-S2/NV24A-TPC | Globe valve | 1500 kPa | 1000 kPa |  | EU\Inbox\Combinations\Folder..6/..7\ | 36
132628 | H7065X63-S4/AVK24A-3-TPC | H7065X63-S4/AVK24A-3-TPC |  | H7065X63-S4 | / | AVK24A-3-TPC | Actuator with emergency control function | 1 | Scenario 2 |  | PPK¦SelectPro¦VDI3805¦Internet_EU |  |  | H7065X63-S4/AVK24A-3-TPC | Globe valve | 400 kPa | 400 kPa |  | EU\Inbox\Combinations\Folder..6/..7\ | 39
132679 | H6100N/EV24A-TPC | H6100N/EV24A-TPC |  | H6100N | / | EV24A-TPC | Standard actuator | 0 | Scenario 2 |  | PPK¦SelectPro¦VDI3805¦Internet_EU |  |  | H6100N/EV24A-TPC | Globe valve | 200 kPa | 200 kPa |  | EU\Inbox\Combinations\Folder..6/..7\ | 39
132739 | H680N/EV24A-TPC | H680N/EV24A-TPC |  | H680N | / | EV24A-TPC | Standard actuator | 0 | Scenario 2 |  | PPK¦SelectPro¦VDI3805¦Internet_EU |  |  | H680N/EV24A-TPC | Globe valve | 350 kPa | 350 kPa |  | EU\Inbox\Combinations\Folder..6/..7\ | 44
132411 | H614S/NV24A-TPC | H614S/NV24A-TPC |  | H614S | / | NV24A-TPC | Standard actuator | 1 | Scenario 2 |  | PPK¦SelectPro¦VDI3805¦Internet_EU |  |  | H614S/NV24A-TPC | Globe valve | 1600 kPa | 1000 kPa |  | EU\Inbox\Combinations\Folder..6/..7\ | 37
132266 | H610S+NV24A-TPC | H610S+NV24A-TPC |  | H610S | + | NV24A-TPC | Standard actuator | 1 | Scenario 2 |  | PPK¦SelectPro¦VDI3805¦Internet_EU |  |  | H610S+NV24A-TPC | Globe valve | 1600 kPa | 1000 kPa |  | EU\Inbox\Combinations\Folder..6/..7\ | 36
131860 | H6025X10-S2+NV24A-TPC | H6025X10-S2+NV24A-TPC |  | H6025X10-S2 | + | NV24A-TPC | Standard actuator | 1 | Scenario 2 |  | PPK¦SelectPro¦VDI3805¦Internet_EU |  |  | H6025X10-S2+NV24A-TPC | Globe valve | 1300 kPa | 1000 kPa |  | EU\Inbox\Combinations\Folder..6/..7\ | 36
132267 | H610S/NV24A-TPC | H610S/NV24A-TPC |  | H610S | / | NV24A-TPC | Standard actuator | 1 | Scenario 2 |  | PPK¦SelectPro¦VDI3805¦Internet_EU |  |  | H610S/NV24A-TPC | Globe valve | 1600 kPa | 1000 kPa |  | EU\Inbox\Combinations\Folder..6/..7\ | 36
132422 | H615N+NV24A-TPC | H615N+NV24A-TPC |  | H615N | + | NV24A-TPC | Standard actuator | 0 | Scenario 2 |  | PPK¦SelectPro¦VDI3805¦Internet_EU |  |  | H615N+NV24A-TPC | Globe valve | 1600 kPa | 400 kPa |  | EU\Inbox\Combinations\Folder..6/..7\ | 37
132632 | H7065Y63-S4/AVK230A-3 | H7065Y63-S4/AVK230A-3 |  | H7065Y63-S4 | / | AVK230A-3 | Actuator with emergency control function | 1 | Scenario 2 |  | PPK¦SelectPro¦VDI3805¦Internet_EU |  |  | H7065Y63-S4/AVK230A-3 | Globe valve | 400 kPa | 400 kPa |  | EU\Inbox\Combinations\Folder..6/..7\ | 41
131861 | H6025X10-S2/NV24A-TPC | H6025X10-S2/NV24A-TPC |  | H6025X10-S2 | / | NV24A-TPC | Standard actuator | 1 | Scenario 2 |  | PPK¦SelectPro¦VDI3805¦Internet_EU |  |  | H6025X10-S2/NV24A-TPC | Globe valve | 1300 kPa | 1000 kPa |  | EU\Inbox\Combinations\Folder..6/..7\ | 36
132423 | H615N/NV24A-TPC | H615N/NV24A-TPC |  | H615N | / | NV24A-TPC | Standard actuator | 0 | Scenario 2 |  | PPK¦SelectPro¦VDI3805¦Internet_EU |  |  | H615N/NV24A-TPC | Globe valve | 1600 kPa | 400 kPa |  | EU\Inbox\Combinations\Folder..6/..7\ | 37
132684 | H6100R/EV24A-TPC | H6100R/EV24A-TPC |  | H6100R | / | EV24A-TPC | Standard actuator | 0 | Scenario 2 |  | PPK¦SelectPro¦VDI3805¦Internet_EU |  |  | H6100R/EV24A-TPC | Globe valve | 200 kPa | 200 kPa |  | EU\Inbox\Combinations\Folder..6/..7\ | 39
132633 | H7065Y63-S4/AVK24A-3-TPC | H7065Y63-S4/AVK24A-3-TPC |  | H7065Y63-S4 | / | AVK24A-3-TPC | Actuator with emergency control function | 1 | Scenario 2 |  | PPK¦SelectPro¦VDI3805¦Internet_EU |  |  | H7065Y63-S4/AVK24A-3-TPC | Globe valve | 400 kPa | 400 kPa |  | EU\Inbox\Combinations\Folder..6/..7\ | 41
132278 | H611N+NV24A-TPC | H611N+NV24A-TPC |  | H611N | + | NV24A-TPC | Standard actuator | 0 | Scenario 2 |  | PPK¦SelectPro¦VDI3805¦Internet_EU |  |  | H611N+NV24A-TPC | Globe valve | 1600 kPa | 400 kPa |  | EU\Inbox\Combinations\Folder..6/..7\ | 37
131776 | H611R+NV230A-TPC | H611R+NV230A-TPC |  | H611R | + | NV230A-TPC | Standard actuator | 0 | Scenario 2 |  | PPK¦SelectPro¦VDI3805¦Internet_EU |  |  | H611R+NV230A-TPC | Globe valve | 600 kPa | 400 kPa |  | EU\Inbox\Combinations\Folder..6/..7\ | 32
132048 | H612R+NV230A-TPC | H612R+NV230A-TPC |  | H612R | + | NV230A-TPC | Standard actuator | 0 | Scenario 2 |  | PPK¦SelectPro¦VDI3805¦Internet_EU |  |  | H612R+NV230A-TPC | Globe valve | 600 kPa | 400 kPa |  | EU\Inbox\Combinations\Folder..6/..7\ | 33
132434 | H615R+NV24A-TPC | H615R+NV24A-TPC |  | H615R | + | NV24A-TPC | Standard actuator | 0 | Scenario 2 |  | PPK¦SelectPro¦VDI3805¦Internet_EU |  |  | H615R+NV24A-TPC | Globe valve | 600 kPa | 400 kPa |  | EU\Inbox\Combinations\Folder..6/..7\ | 36
131872 | H6025X6P3-S2+NV24A-TPC | H6025X6P3-S2+NV24A-TPC |  | H6025X6P3-S2 | + | NV24A-TPC | Standard actuator | 1 | Scenario 2 |  | PPK¦SelectPro¦VDI3805¦Internet_EU |  |  | H6025X6P3-S2+NV24A-TPC | Globe valve | 1300 kPa | 1000 kPa |  | EU\Inbox\Combinations\Folder..6/..7\ | 36
132279 | H611N/NV24A-TPC | H611N/NV24A-TPC |  | H611N | / | NV24A-TPC | Standard actuator | 0 | Scenario 2 |  | PPK¦SelectPro¦VDI3805¦Internet_EU |  |  | H611N/NV24A-TPC | Globe valve | 1600 kPa | 400 kPa |  | EU\Inbox\Combinations\Folder..6/..7\ | 37
132049 | H612R/NV230A-TPC | H612R/NV230A-TPC |  | H612R | / | NV230A-TPC | Standard actuator | 0 | Scenario 2 |  | PPK¦SelectPro¦VDI3805¦Internet_EU |  |  | H612R/NV230A-TPC | Globe valve | 600 kPa | 400 kPa |  | EU\Inbox\Combinations\Folder..6/..7\ | 33
131777 | H611R/NV230A-TPC | H611R/NV230A-TPC |  | H611R | / | NV230A-TPC | Standard actuator | 0 | Scenario 2 |  | PPK¦SelectPro¦VDI3805¦Internet_EU |  |  | H611R/NV230A-TPC | Globe valve | 600 kPa | 400 kPa |  | EU\Inbox\Combinations\Folder..6/..7\ | 32
132435 | H615R/NV24A-TPC | H615R/NV24A-TPC |  | H615R | / | NV24A-TPC | Standard actuator | 0 | Scenario 2 |  | PPK¦SelectPro¦VDI3805¦Internet_EU |  |  | H615R/NV24A-TPC | Globe valve | 600 kPa | 400 kPa |  | EU\Inbox\Combinations\Folder..6/..7\ | 36
131873 | H6025X6P3-S2/NV24A-TPC | H6025X6P3-S2/NV24A-TPC |  | H6025X6P3-S2 | / | NV24A-TPC | Standard actuator | 1 | Scenario 2 |  | PPK¦SelectPro¦VDI3805¦Internet_EU |  |  | H6025X6P3-S2/NV24A-TPC | Globe valve | 1300 kPa | 1000 kPa |  | EU\Inbox\Combinations\Folder..6/..7\ | 36
132637 | H7080X100-S4/AVK230A-3 | H7080X100-S4/AVK230A-3 |  | H7080X100-S4 | / | AVK230A-3 | Actuator with emergency control function | 1 | Scenario 2 |  | PPK¦SelectPro¦VDI3805¦Internet_EU |  |  | H7080X100-S4/AVK230A-3 | Globe valve | 250 kPa | 250 kPa |  | EU\Inbox\Combinations\Folder..6/..7\ | 40
132689 | H6100S/EV24A-TPC | H6100S/EV24A-TPC |  | H6100S | / | EV24A-TPC | Standard actuator | 0 | Scenario 2 |  | PPK¦SelectPro¦VDI3805¦Internet_EU |  |  | H6100S/EV24A-TPC | Globe valve | 200 kPa | 200 kPa |  | EU\Inbox\Combinations\Folder..6/..7\ | 39
132638 | H7080X100-S4/AVK24A-3-TPC | H7080X100-S4/AVK24A-3-TPC |  | H7080X100-S4 | / | AVK24A-3-TPC | Actuator with emergency control function | 1 | Scenario 2 |  | PPK¦SelectPro¦VDI3805¦Internet_EU |  |  | H7080X100-S4/AVK24A-3-TPC | Globe valve | 250 kPa | 250 kPa |  | EU\Inbox\Combinations\Folder..6/..7\ | 39
132290 | H611R+NV24A-TPC | H611R+NV24A-TPC |  | H611R | + | NV24A-TPC | Standard actuator | 0 | Scenario 2 |  | PPK¦SelectPro¦VDI3805¦Internet_EU |  |  | H611R+NV24A-TPC | Globe valve | 600 kPa | 400 kPa |  | EU\Inbox\Combinations\Folder..6/..7\ | 37
132052 | H615R+NV230A-TPC | H615R+NV230A-TPC |  | H615R | + | NV230A-TPC | Standard actuator | 0 | Scenario 2 |  | PPK¦SelectPro¦VDI3805¦Internet_EU |  |  | H615R+NV230A-TPC | Globe valve | 600 kPa | 400 kPa |  | EU\Inbox\Combinations\Folder..6/..7\ | 33
132446 | H615S+NV24A-TPC | H615S+NV24A-TPC |  | H615S | + | NV24A-TPC | Standard actuator | 1 | Scenario 2 |  | PPK¦SelectPro¦VDI3805¦Internet_EU |  |  | H615S+NV24A-TPC | Globe valve | 1600 kPa | 1000 kPa |  | EU\Inbox\Combinations\Folder..6/..7\ | 37
132102 | H613R+NV230A-TPC | H613R+NV230A-TPC |  | H613R | + | NV230A-TPC | Standard actuator | 0 | Scenario 2 |  | PPK¦SelectPro¦VDI3805¦Internet_EU |  |  | H613R+NV230A-TPC | Globe valve | 600 kPa | 400 kPa |  | EU\Inbox\Combinations\Folder..6/..7\ | 33
132291 | H611R/NV24A-TPC | H611R/NV24A-TPC |  | H611R | / | NV24A-TPC | Standard actuator | 0 | Scenario 2 |  | PPK¦SelectPro¦VDI3805¦Internet_EU |  |  | H611R/NV24A-TPC | Globe valve | 600 kPa | 400 kPa |  | EU\Inbox\Combinations\Folder..6/..7\ | 37
131884 | H6032X10-S2+NV24A-TPC | H6032X10-S2+NV24A-TPC |  | H6032X10-S2 | + | NV24A-TPC | Standard actuator | 0 | Scenario 2 |  | PPK¦SelectPro¦VDI3805¦Internet_EU |  |  | H6032X10-S2+NV24A-TPC | Globe valve | 900 kPa | 900 kPa |  | EU\Inbox\Combinations\Folder..6/..7\ | 36
132053 | H615R/NV230A-TPC | H615R/NV230A-TPC |  | H615R | / | NV230A-TPC | Standard actuator | 0 | Scenario 2 |  | PPK¦SelectPro¦VDI3805¦Internet_EU |  |  | H615R/NV230A-TPC | Globe valve | 600 kPa | 400 kPa |  | EU\Inbox\Combinations\Folder..6/..7\ | 33
132447 | H615S/NV24A-TPC | H615S/NV24A-TPC |  | H615S | / | NV24A-TPC | Standard actuator | 1 | Scenario 2 |  | PPK¦SelectPro¦VDI3805¦Internet_EU |  |  | H615S/NV24A-TPC | Globe valve | 1600 kPa | 1000 kPa |  | EU\Inbox\Combinations\Folder..6/..7\ | 37
132103 | H613R/NV230A-TPC | H613R/NV230A-TPC |  | H613R | / | NV230A-TPC | Standard actuator | 0 | Scenario 2 |  | PPK¦SelectPro¦VDI3805¦Internet_EU |  |  | H613R/NV230A-TPC | Globe valve | 600 kPa | 400 kPa |  | EU\Inbox\Combinations\Folder..6/..7\ | 33
131885 | H6032X10-S2/NV24A-TPC | H6032X10-S2/NV24A-TPC |  | H6032X10-S2 | / | NV24A-TPC | Standard actuator | 0 | Scenario 2 |  | PPK¦SelectPro¦VDI3805¦Internet_EU |  |  | H6032X10-S2/NV24A-TPC | Globe valve | 900 kPa | 900 kPa |  | EU\Inbox\Combinations\Folder..6/..7\ | 36
132642 | H7080Y100-S4/AVK230A-3 | H7080Y100-S4/AVK230A-3 |  | H7080Y100-S4 | / | AVK230A-3 | Actuator with emergency control function | 1 | Scenario 2 |  | PPK¦SelectPro¦VDI3805¦Internet_EU |  |  | H7080Y100-S4/AVK230A-3 | Globe valve | 250 kPa | 250 kPa |  | EU\Inbox\Combinations\Folder..6/..7\ | 41
132694 | H6100SP/EV24A-TPC | H6100SP/EV24A-TPC |  | H6100SP | / | EV24A-TPC | Standard actuator | 1 | Scenario 2 |  | PPK¦SelectPro¦VDI3805¦Internet_EU |  |  | H6100SP/EV24A-TPC | Globe valve (partial pressure-balanced) | 600 kPa | 600 kPa |  | EU\Inbox\Combinations\Folder..6/..7\ | 39
132302 | H611S+NV24A-TPC | H611S+NV24A-TPC |  | H611S | + | NV24A-TPC | Standard actuator | 1 | Scenario 2 |  | PPK¦SelectPro¦VDI3805¦Internet_EU |  |  | H611S+NV24A-TPC | Globe valve | 1600 kPa | 1000 kPa |  | EU\Inbox\Combinations\Folder..6/..7\ | 36
132643 | H7080Y100-S4/AVK24A-3-TPC | H7080Y100-S4/AVK24A-3-TPC |  | H7080Y100-S4 | / | AVK24A-3-TPC | Actuator with emergency control function | 1 | Scenario 2 |  | PPK¦SelectPro¦VDI3805¦Internet_EU |  |  | H7080Y100-S4/AVK24A-3-TPC | Globe valve | 250 kPa | 250 kPa |  | EU\Inbox\Combinations\Folder..6/..7\ | 41
132458 | H619S+NV24A-TPC | H619S+NV24A-TPC |  | H619S | + | NV24A-TPC | Standard actuator | 1 | Scenario 2 |  | PPK¦SelectPro¦VDI3805¦Internet_EU |  |  | H619S+NV24A-TPC | Globe valve | 1600 kPa | 1000 kPa |  | EU\Inbox\Combinations\Folder..6/..7\ | 37
132303 | H611S/NV24A-TPC | H611S/NV24A-TPC |  | H611S | / | NV24A-TPC | Standard actuator | 1 | Scenario 2 |  | PPK¦SelectPro¦VDI3805¦Internet_EU |  |  | H611S/NV24A-TPC | Globe valve | 1600 kPa | 1000 kPa |  | EU\Inbox\Combinations\Folder..6/..7\ | 36
131896 | H6032X16-S2+NV24A-TPC | H6032X16-S2+NV24A-TPC |  | H6032X16-S2 | + | NV24A-TPC | Standard actuator | 0 | Scenario 2 |  | PPK¦SelectPro¦VDI3805¦Internet_EU |  |  | H6032X16-S2+NV24A-TPC | Globe valve | 900 kPa | 900 kPa |  | EU\Inbox\Combinations\Folder..6/..7\ | 36
132459 | H619S/NV24A-TPC | H619S/NV24A-TPC |  | H619S | / | NV24A-TPC | Standard actuator | 1 | Scenario 2 |  | PPK¦SelectPro¦VDI3805¦Internet_EU |  |  | H619S/NV24A-TPC | Globe valve | 1600 kPa | 1000 kPa |  | EU\Inbox\Combinations\Folder..6/..7\ | 37
132156 | H614R+NV230A-TPC | H614R+NV230A-TPC |  | H614R | + | NV230A-TPC | Standard actuator | 0 | Scenario 2 |  | PPK¦SelectPro¦VDI3805¦Internet_EU |  |  | H614R+NV230A-TPC | Globe valve | 600 kPa | 400 kPa |  | EU\Inbox\Combinations\Folder..6/..7\ | 33
131897 | H6032X16-S2/NV24A-TPC | H6032X16-S2/NV24A-TPC |  | H6032X16-S2 | / | NV24A-TPC | Standard actuator | 0 | Scenario 2 |  | PPK¦SelectPro¦VDI3805¦Internet_EU |  |  | H6032X16-S2/NV24A-TPC | Globe valve | 900 kPa | 900 kPa |  | EU\Inbox\Combinations\Folder..6/..7\ | 36
132157 | H614R/NV230A-TPC | H614R/NV230A-TPC |  | H614R | / | NV230A-TPC | Standard actuator | 0 | Scenario 2 |  | PPK¦SelectPro¦VDI3805¦Internet_EU |  |  | H614R/NV230A-TPC | Globe valve | 600 kPa | 400 kPa |  | EU\Inbox\Combinations\Folder..6/..7\ | 33
132314 | H612N+NV24A-TPC | H612N+NV24A-TPC |  | H612N | + | NV24A-TPC | Standard actuator | 0 | Scenario 2 |  | PPK¦SelectPro¦VDI3805¦Internet_EU |  |  | H612N+NV24A-TPC | Globe valve | 1600 kPa | 400 kPa |  | EU\Inbox\Combinations\Folder..6/..7\ | 37
132647 | H7100N/AVK230A-3 | H7100N/AVK230A-3 |  | H7100N | / | AVK230A-3 | Actuator with emergency control function | 1 | Scenario 2 |  | PPK¦SelectPro¦VDI3805¦Internet_EU |  |  | H7100N/AVK230A-3 | Globe valve | 150 kPa | 150 kPa |  | EU\Inbox\Combinations\Folder..6/..7\ | 40
132315 | H612N/NV24A-TPC | H612N/NV24A-TPC |  | H612N | / | NV24A-TPC | Standard actuator | 0 | Scenario 2 |  | PPK¦SelectPro¦VDI3805¦Internet_EU |  |  | H612N/NV24A-TPC | Globe valve | 1600 kPa | 400 kPa |  | EU\Inbox\Combinations\Folder..6/..7\ | 37
131788 | H611S+NV230A-TPC | H611S+NV230A-TPC |  | H611S | + | NV230A-TPC | Standard actuator | 1 | Scenario 2 |  | PPK¦SelectPro¦VDI3805¦Internet_EU |  |  | H611S+NV230A-TPC | Globe valve | 1600 kPa | 1000 kPa |  | EU\Inbox\Combinations\Folder..6/..7\ | 32
131908 | H6040X16-S2+NV24A-TPC | H6040X16-S2+NV24A-TPC |  | H6040X16-S2 | + | NV24A-TPC | Standard actuator | 0 | Scenario 2 |  | PPK¦SelectPro¦VDI3805¦Internet_EU |  |  | H6040X16-S2+NV24A-TPC | Globe valve | 500 kPa | 500 kPa |  | EU\Inbox\Combinations\Folder..6/..7\ | 37
131789 | H611S/NV230A-TPC | H611S/NV230A-TPC |  | H611S | / | NV230A-TPC | Standard actuator | 1 | Scenario 2 |  | PPK¦SelectPro¦VDI3805¦Internet_EU |  |  | H611S/NV230A-TPC | Globe valve | 1600 kPa | 1000 kPa |  | EU\Inbox\Combinations\Folder..6/..7\ | 32
131909 | H6040X16-S2/NV24A-TPC | H6040X16-S2/NV24A-TPC |  | H6040X16-S2 | / | NV24A-TPC | Standard actuator | 0 | Scenario 2 |  | PPK¦SelectPro¦VDI3805¦Internet_EU |  |  | H6040X16-S2/NV24A-TPC | Globe valve | 500 kPa | 500 kPa |  | EU\Inbox\Combinations\Folder..6/..7\ | 37
133540 | H511B/LV24A-TPC | H511B/LV24A-TPC |  | H511B | / | LV24A-TPC | Standard actuator | 1 | Scenario 2 |  | PPK¦SelectPro¦VDI3805¦Internet_EU |  |  | H511B/LV24A-TPC | Globe valve | 1300 kPa | 400 kPa |  | EU\Inbox\Combinations\Folder..4/..5\ | 33
133206 | H425B/LV24A-TPC | H425B/LV24A-TPC |  | H425B | / | LV24A-TPC | Standard actuator | 1 | Scenario 2 |  | PPK¦SelectPro¦VDI3805¦Internet_EU |  |  | H425B/LV24A-TPC | Globe valve | 500 kPa | 400 kPa |  | EU\Inbox\Combinations\Folder..4/..5\ | 33
133640 | H6015X1-S2/LV24A-TPC | H6015X1-S2/LV24A-TPC |  | H6015X1-S2 | / | LV24A-TPC | Standard actuator | 1 | Scenario 2 |  | PPK¦SelectPro¦VDI3805¦Internet_EU |  |  | H6015X1-S2/LV24A-TPC | Globe valve | 800 kPa | 800 kPa |  | EU\Inbox\Combinations\Folder..6/..7\ | 33
133690 | H6015XP63-S2/LV24A-TPC | H6015XP63-S2/LV24A-TPC |  | H6015XP63-S2 | / | LV24A-TPC | Standard actuator | 1 | Scenario 2 |  | PPK¦SelectPro¦VDI3805¦Internet_EU |  |  | H6015XP63-S2/LV24A-TPC | Globe valve | 2500 kPa | 1000 kPa |  | EU\Inbox\Combinations\Folder..6/..7\ | 33
133590 | H520B/LV24A-TPC | H520B/LV24A-TPC |  | H520B | / | LV24A-TPC | Standard actuator | 1 | Scenario 2 |  | PPK¦SelectPro¦VDI3805¦Internet_EU |  |  | H520B/LV24A-TPC | Globe valve | 900 kPa | 400 kPa |  | EU\Inbox\Combinations\Folder..4/..5\ | 34
133156 | H412B/LV24A-TPC | H412B/LV24A-TPC |  | H412B | / | LV24A-TPC | Standard actuator | 1 | Scenario 2 |  | PPK¦SelectPro¦VDI3805¦Internet_EU |  |  | H412B/LV24A-TPC | Globe valve | 1300 kPa | 400 kPa |  | EU\Inbox\Combinations\Folder..4/..5\ | 33
133419 | H650SP+NV24A-TPC | H650SP+NV24A-TPC |  | H650SP | + | NV24A-TPC | Standard actuator | 1 | Scenario 2 |  | PPK¦SelectPro¦VDI3805¦Internet_EU |  |  | H650SP+NV24A-TPC | Globe valve (partial pressure-balanced) | 1600 kPa | 1000 kPa |  | EU\Inbox\Combinations\Folder..6/..7\ | 35
133420 | H650SP/NV24A-TPC | H650SP/NV24A-TPC |  | H650SP | / | NV24A-TPC | Standard actuator | 1 | Scenario 2 |  | PPK¦SelectPro¦VDI3805¦Internet_EU |  |  | H650SP/NV24A-TPC | Globe valve (partial pressure-balanced) | 1600 kPa | 1000 kPa |  | EU\Inbox\Combinations\Folder..6/..7\ | 35
133829 | H711N+NV24A-TPC | H711N+NV24A-TPC |  | H711N | + | NV24A-TPC | Standard actuator | 0 | Scenario 2 |  | PPK¦SelectPro¦VDI3805¦Internet_EU |  |  | H711N+NV24A-TPC | Globe valve | 1600 kPa | 400 kPa |  | EU\Inbox\Combinations\Folder..6/..7\ | 36
133975 | H6020X4-S2+LV24A-TPC | H6020X4-S2+LV24A-TPC |  | H6020X4-S2 | + | LV24A-TPC | Standard actuator | 0 | Scenario 2 |  | PPK¦SelectPro¦VDI3805¦Internet_EU |  |  | H6020X4-S2+LV24A-TPC | Globe valve | 800 kPa | 800 kPa |  | EU\Inbox\Combinations\Folder..6/..7\ | 33
133057 | H7065X63-S4/EV24A-TPC | H7065X63-S4/EV24A-TPC |  | H7065X63-S4 | / | EV24A-TPC | Standard actuator | 0 | Scenario 2 |  | PPK¦SelectPro¦VDI3805¦Internet_EU |  |  | H7065X63-S4/EV24A-TPC | Globe valve | 550 kPa | 550 kPa |  | EU\Inbox\Combinations\Folder..6/..7\ | 35
133830 | H711N/NV24A-TPC | H711N/NV24A-TPC |  | H711N | / | NV24A-TPC | Standard actuator | 0 | Scenario 2 |  | PPK¦SelectPro¦VDI3805¦Internet_EU |  |  | H711N/NV24A-TPC | Globe valve | 1600 kPa | 400 kPa |  | EU\Inbox\Combinations\Folder..6/..7\ | 36
133107 | H765N/EV24A-TPC | H765N/EV24A-TPC |  | H765N | / | EV24A-TPC | Standard actuator | 1 | Scenario 2 |  | PPK¦SelectPro¦VDI3805¦Internet_EU |  |  | H765N/EV24A-TPC | Globe valve | 550 kPa | 400 kPa |  | EU\Inbox\Combinations\Folder..6/..7\ | 37
133976 | H6020X4-S2/LV24A-TPC | H6020X4-S2/LV24A-TPC |  | H6020X4-S2 | / | LV24A-TPC | Standard actuator | 0 | Scenario 2 |  | PPK¦SelectPro¦VDI3805¦Internet_EU |  |  | H6020X4-S2/LV24A-TPC | Globe valve | 800 kPa | 800 kPa |  | EU\Inbox\Combinations\Folder..6/..7\ | 33
133431 | H664N+NV24A-TPC | H664N+NV24A-TPC |  | H664N | + | NV24A-TPC | Standard actuator | 0 | Scenario 2 |  | PPK¦SelectPro¦VDI3805¦Internet_EU |  |  | H664N+NV24A-TPC | Globe valve | 140 kPa | 140 kPa |  | EU\Inbox\Combinations\Folder..6/..7\ | 37
133545 | H512B+LV230A-TPC | H512B+LV230A-TPC |  | H512B | + | LV230A-TPC | Standard actuator | 1 | Scenario 2 |  | PPK¦SelectPro¦VDI3805¦Internet_EU |  |  | H512B+LV230A-TPC | Globe valve | 1300 kPa | 400 kPa |  | EU\Inbox\Combinations\Folder..4/..5\ | 37
133211 | H432B+LV230A-TPC | H432B+LV230A-TPC |  | H432B | + | LV230A-TPC | Standard actuator | 0 | Scenario 2 |  | PPK¦SelectPro¦VDI3805¦Internet_EU |  |  | H432B+LV230A-TPC | Globe valve | 350 kPa | 350 kPa |  | EU\Inbox\Combinations\Folder..4/..5\ | 34
133645 | H6015X1P6-S2+LV230A-TPC | H6015X1P6-S2+LV230A-TPC |  | H6015X1P6-S2 | + | LV230A-TPC | Standard actuator | 1 | Scenario 2 |  | PPK¦SelectPro¦VDI3805¦Internet_EU |  |  | H6015X1P6-S2+LV230A-TPC | Globe valve | 800 kPa | 800 kPa |  | EU\Inbox\Combinations\Folder..6/..7\ | 37
133432 | H664N/NV24A-TPC | H664N/NV24A-TPC |  | H664N | / | NV24A-TPC | Standard actuator | 0 | Scenario 2 |  | PPK¦SelectPro¦VDI3805¦Internet_EU |  |  | H664N/NV24A-TPC | Globe valve | 140 kPa | 140 kPa |  | EU\Inbox\Combinations\Folder..6/..7\ | 37
133595 | H525B+LV230A-TPC | H525B+LV230A-TPC |  | H525B | + | LV230A-TPC | Standard actuator | 1 | Scenario 2 |  | PPK¦SelectPro¦VDI3805¦Internet_EU |  |  | H525B+LV230A-TPC | Globe valve | 500 kPa | 400 kPa |  | EU\Inbox\Combinations\Folder..4/..5\ | 37
133161 | H413B+LV230A-TPC | H413B+LV230A-TPC |  | H413B | + | LV230A-TPC | Standard actuator | 1 | Scenario 2 |  | PPK¦SelectPro¦VDI3805¦Internet_EU |  |  | H413B+LV230A-TPC | Globe valve | 1300 kPa | 400 kPa |  | EU\Inbox\Combinations\Folder..4/..5\ | 35
133546 | H512B/LV230A-TPC | H512B/LV230A-TPC |  | H512B | / | LV230A-TPC | Standard actuator | 1 | Scenario 2 |  | PPK¦SelectPro¦VDI3805¦Internet_EU |  |  | H512B/LV230A-TPC | Globe valve | 1300 kPa | 400 kPa |  | EU\Inbox\Combinations\Folder..4/..5\ | 37
133841 | H711R+NV24A-TPC | H711R+NV24A-TPC |  | H711R | + | NV24A-TPC | Standard actuator | 0 | Scenario 2 |  | PPK¦SelectPro¦VDI3805¦Internet_EU |  |  | H711R+NV24A-TPC | Globe valve | 600 kPa | 400 kPa |  | EU\Inbox\Combinations\Folder..6/..7\ | 35
133212 | H432B/LV230A-TPC | H432B/LV230A-TPC |  | H432B | / | LV230A-TPC | Standard actuator | 0 | Scenario 2 |  | PPK¦SelectPro¦VDI3805¦Internet_EU |  |  | H432B/LV230A-TPC | Globe valve | 350 kPa | 350 kPa |  | EU\Inbox\Combinations\Folder..4/..5\ | 34
133646 | H6015X1P6-S2/LV230A-TPC | H6015X1P6-S2/LV230A-TPC |  | H6015X1P6-S2 | / | LV230A-TPC | Standard actuator | 1 | Scenario 2 |  | PPK¦SelectPro¦VDI3805¦Internet_EU |  |  | H6015X1P6-S2/LV230A-TPC | Globe valve | 800 kPa | 800 kPa |  | EU\Inbox\Combinations\Folder..6/..7\ | 37
133596 | H525B/LV230A-TPC | H525B/LV230A-TPC |  | H525B | / | LV230A-TPC | Standard actuator | 1 | Scenario 2 |  | PPK¦SelectPro¦VDI3805¦Internet_EU |  |  | H525B/LV230A-TPC | Globe valve | 500 kPa | 400 kPa |  | EU\Inbox\Combinations\Folder..4/..5\ | 37
133162 | H413B/LV230A-TPC | H413B/LV230A-TPC |  | H413B | / | LV230A-TPC | Standard actuator | 1 | Scenario 2 |  | PPK¦SelectPro¦VDI3805¦Internet_EU |  |  | H413B/LV230A-TPC | Globe valve | 1300 kPa | 400 kPa |  | EU\Inbox\Combinations\Folder..4/..5\ | 35
133842 | H711R/NV24A-TPC | H711R/NV24A-TPC |  | H711R | / | NV24A-TPC | Standard actuator | 0 | Scenario 2 |  | PPK¦SelectPro¦VDI3805¦Internet_EU |  |  | H711R/NV24A-TPC | Globe valve | 600 kPa | 400 kPa |  | EU\Inbox\Combinations\Folder..6/..7\ | 35
133697 | H7015Y4-S2+NV24A-TPC | H7015Y4-S2+NV24A-TPC |  | H7015Y4-S2 | + | NV24A-TPC | Standard actuator | 1 | Scenario 2 |  | PPK¦SelectPro¦VDI3805¦Internet_EU |  |  | H7015Y4-S2+NV24A-TPC | Globe valve | 2200 kPa | 1000 kPa |  | EU\Inbox\Combinations\Folder..6/..7\ | 37
133062 | H7065Y63-S4/EV24A-TPC | H7065Y63-S4/EV24A-TPC |  | H7065Y63-S4 | / | EV24A-TPC | Standard actuator | 0 | Scenario 2 |  | PPK¦SelectPro¦VDI3805¦Internet_EU |  |  | H7065Y63-S4/EV24A-TPC | Globe valve | 550 kPa | 550 kPa |  | EU\Inbox\Combinations\Folder..6/..7\ | 36
133698 | H7015Y4-S2/NV24A-TPC | H7015Y4-S2/NV24A-TPC |  | H7015Y4-S2 | / | NV24A-TPC | Standard actuator | 1 | Scenario 2 |  | PPK¦SelectPro¦VDI3805¦Internet_EU |  |  | H7015Y4-S2/NV24A-TPC | Globe valve | 2200 kPa | 1000 kPa |  | EU\Inbox\Combinations\Folder..6/..7\ | 37
133443 | H664R+NV24A-TPC | H664R+NV24A-TPC |  | H664R | + | NV24A-TPC | Standard actuator | 0 | Scenario 2 |  | PPK¦SelectPro¦VDI3805¦Internet_EU |  |  | H664R+NV24A-TPC | Globe valve | 140 kPa | 140 kPa |  | EU\Inbox\Combinations\Folder..6/..7\ | 35
133112 | H780N/EV24A-TPC | H780N/EV24A-TPC |  | H780N | / | EV24A-TPC | Standard actuator | 0 | Scenario 2 |  | PPK¦SelectPro¦VDI3805¦Internet_EU |  |  | H780N/EV24A-TPC | Globe valve | 350 kPa | 350 kPa |  | EU\Inbox\Combinations\Folder..6/..7\ | 37
133981 | H6020X6P3-S2+LV230A-TPC | H6020X6P3-S2+LV230A-TPC |  | H6020X6P3-S2 | + | LV230A-TPC | Standard actuator | 0 | Scenario 2 |  | PPK¦SelectPro¦VDI3805¦Internet_EU |  |  | H6020X6P3-S2+LV230A-TPC | Globe valve | 600 kPa | 600 kPa |  | EU\Inbox\Combinations\Folder..6/..7\ | 37
133549 | H512B+LV24A-TPC | H512B+LV24A-TPC |  | H512B | + | LV24A-TPC | Standard actuator | 1 | Scenario 2 |  | PPK¦SelectPro¦VDI3805¦Internet_EU |  |  | H512B+LV24A-TPC | Globe valve | 1300 kPa | 400 kPa |  | EU\Inbox\Combinations\Folder..4/..5\ | 33
133215 | H432B+LV24A-TPC | H432B+LV24A-TPC |  | H432B | + | LV24A-TPC | Standard actuator | 0 | Scenario 2 |  | PPK¦SelectPro¦VDI3805¦Internet_EU |  |  | H432B+LV24A-TPC | Globe valve | 350 kPa | 350 kPa |  | EU\Inbox\Combinations\Folder..4/..5\ | 32
133444 | H664R/NV24A-TPC | H664R/NV24A-TPC |  | H664R | / | NV24A-TPC | Standard actuator | 0 | Scenario 2 |  | PPK¦SelectPro¦VDI3805¦Internet_EU |  |  | H664R/NV24A-TPC | Globe valve | 140 kPa | 140 kPa |  | EU\Inbox\Combinations\Folder..6/..7\ | 35
133649 | H6015X1P6-S2+LV24A-TPC | H6015X1P6-S2+LV24A-TPC |  | H6015X1P6-S2 | + | LV24A-TPC | Standard actuator | 1 | Scenario 2 |  | PPK¦SelectPro¦VDI3805¦Internet_EU |  |  | H6015X1P6-S2+LV24A-TPC | Globe valve | 800 kPa | 800 kPa |  | EU\Inbox\Combinations\Folder..6/..7\ | 33
133599 | H525B+LV24A-TPC | H525B+LV24A-TPC |  | H525B | + | LV24A-TPC | Standard actuator | 1 | Scenario 2 |  | PPK¦SelectPro¦VDI3805¦Internet_EU |  |  | H525B+LV24A-TPC | Globe valve | 500 kPa | 400 kPa |  | EU\Inbox\Combinations\Folder..4/..5\ | 33
133550 | H512B/LV24A-TPC | H512B/LV24A-TPC |  | H512B | / | LV24A-TPC | Standard actuator | 1 | Scenario 2 |  | PPK¦SelectPro¦VDI3805¦Internet_EU |  |  | H512B/LV24A-TPC | Globe valve | 1300 kPa | 400 kPa |  | EU\Inbox\Combinations\Folder..4/..5\ | 33
133982 | H6020X6P3-S2/LV230A-TPC | H6020X6P3-S2/LV230A-TPC |  | H6020X6P3-S2 | / | LV230A-TPC | Standard actuator | 0 | Scenario 2 |  | PPK¦SelectPro¦VDI3805¦Internet_EU |  |  | H6020X6P3-S2/LV230A-TPC | Globe valve | 600 kPa | 600 kPa |  | EU\Inbox\Combinations\Folder..6/..7\ | 37
133853 | H712N+NV24A-TPC | H712N+NV24A-TPC |  | H712N | + | NV24A-TPC | Standard actuator | 0 | Scenario 2 |  | PPK¦SelectPro¦VDI3805¦Internet_EU |  |  | H712N+NV24A-TPC | Globe valve | 1600 kPa | 400 kPa |  | EU\Inbox\Combinations\Folder..6/..7\ | 36
133165 | H413B+LV24A-TPC | H413B+LV24A-TPC |  | H413B | + | LV24A-TPC | Standard actuator | 1 | Scenario 2 |  | PPK¦SelectPro¦VDI3805¦Internet_EU |  |  | H413B+LV24A-TPC | Globe valve | 1300 kPa | 400 kPa |  | EU\Inbox\Combinations\Folder..4/..5\ | 33
133216 | H432B/LV24A-TPC | H432B/LV24A-TPC |  | H432B | / | LV24A-TPC | Standard actuator | 0 | Scenario 2 |  | PPK¦SelectPro¦VDI3805¦Internet_EU |  |  | H432B/LV24A-TPC | Globe valve | 350 kPa | 350 kPa |  | EU\Inbox\Combinations\Folder..4/..5\ | 32
133650 | H6015X1P6-S2/LV24A-TPC | H6015X1P6-S2/LV24A-TPC |  | H6015X1P6-S2 | / | LV24A-TPC | Standard actuator | 1 | Scenario 2 |  | PPK¦SelectPro¦VDI3805¦Internet_EU |  |  | H6015X1P6-S2/LV24A-TPC | Globe valve | 800 kPa | 800 kPa |  | EU\Inbox\Combinations\Folder..6/..7\ | 33
133600 | H525B/LV24A-TPC | H525B/LV24A-TPC |  | H525B | / | LV24A-TPC | Standard actuator | 1 | Scenario 2 |  | PPK¦SelectPro¦VDI3805¦Internet_EU |  |  | H525B/LV24A-TPC | Globe valve | 500 kPa | 400 kPa |  | EU\Inbox\Combinations\Folder..4/..5\ | 33
133854 | H712N/NV24A-TPC | H712N/NV24A-TPC |  | H712N | / | NV24A-TPC | Standard actuator | 0 | Scenario 2 |  | PPK¦SelectPro¦VDI3805¦Internet_EU |  |  | H712N/NV24A-TPC | Globe valve | 1600 kPa | 400 kPa |  | EU\Inbox\Combinations\Folder..6/..7\ | 36
133299 | H632N+NV24A-TPC | H632N+NV24A-TPC |  | H632N | + | NV24A-TPC | Standard actuator | 1 | Scenario 2 |  | PPK¦SelectPro¦VDI3805¦Internet_EU |  |  | H632N+NV24A-TPC | Globe valve | 1000 kPa | 400 kPa |  | EU\Inbox\Combinations\Folder..6/..7\ | 34
133166 | H413B/LV24A-TPC | H413B/LV24A-TPC |  | H413B | / | LV24A-TPC | Standard actuator | 1 | Scenario 2 |  | PPK¦SelectPro¦VDI3805¦Internet_EU |  |  | H413B/LV24A-TPC | Globe valve | 1300 kPa | 400 kPa |  | EU\Inbox\Combinations\Folder..4/..5\ | 33
133709 | H7020X6P3-S2+NV24A-TPC | H7020X6P3-S2+NV24A-TPC |  | H7020X6P3-S2 | + | NV24A-TPC | Standard actuator | 1 | Scenario 2 |  | PPK¦SelectPro¦VDI3805¦Internet_EU |  |  | H7020X6P3-S2+NV24A-TPC | Globe valve | 1500 kPa | 1000 kPa |  | EU\Inbox\Combinations\Folder..6/..7\ | 35
133300 | H632N/NV24A-TPC | H632N/NV24A-TPC |  | H632N | / | NV24A-TPC | Standard actuator | 1 | Scenario 2 |  | PPK¦SelectPro¦VDI3805¦Internet_EU |  |  | H632N/NV24A-TPC | Globe valve | 1000 kPa | 400 kPa |  | EU\Inbox\Combinations\Folder..6/..7\ | 34
133710 | H7020X6P3-S2/NV24A-TPC | H7020X6P3-S2/NV24A-TPC |  | H7020X6P3-S2 | / | NV24A-TPC | Standard actuator | 1 | Scenario 2 |  | PPK¦SelectPro¦VDI3805¦Internet_EU |  |  | H7020X6P3-S2/NV24A-TPC | Globe valve | 1500 kPa | 1000 kPa |  | EU\Inbox\Combinations\Folder..6/..7\ | 35
133455 | H664S+NV24A-TPC | H664S+NV24A-TPC |  | H664S | + | NV24A-TPC | Standard actuator | 0 | Scenario 2 |  | PPK¦SelectPro¦VDI3805¦Internet_EU |  |  | H664S+NV24A-TPC | Globe valve | 130 kPa | 130 kPa |  | EU\Inbox\Combinations\Folder..6/..7\ | 37
133067 | H7080X100-S4/EV24A-TPC | H7080X100-S4/EV24A-TPC |  | H7080X100-S4 | / | EV24A-TPC | Standard actuator | 0 | Scenario 2 |  | PPK¦SelectPro¦VDI3805¦Internet_EU |  |  | H7080X100-S4/EV24A-TPC | Globe valve | 350 kPa | 350 kPa |  | EU\Inbox\Combinations\Folder..6/..7\ | 36
133985 | H6020X6P3-S2+LV24A-TPC | H6020X6P3-S2+LV24A-TPC |  | H6020X6P3-S2 | + | LV24A-TPC | Standard actuator | 0 | Scenario 2 |  | PPK¦SelectPro¦VDI3805¦Internet_EU |  |  | H6020X6P3-S2+LV24A-TPC | Globe valve | 600 kPa | 600 kPa |  | EU\Inbox\Combinations\Folder..6/..7\ | 33
133456 | H664S/NV24A-TPC | H664S/NV24A-TPC |  | H664S | / | NV24A-TPC | Standard actuator | 0 | Scenario 2 |  | PPK¦SelectPro¦VDI3805¦Internet_EU |  |  | H664S/NV24A-TPC | Globe valve | 130 kPa | 130 kPa |  | EU\Inbox\Combinations\Folder..6/..7\ | 35
133865 | H712R+NV24A-TPC | H712R+NV24A-TPC |  | H712R | + | NV24A-TPC | Standard actuator | 0 | Scenario 2 |  | PPK¦SelectPro¦VDI3805¦Internet_EU |  |  | H712R+NV24A-TPC | Globe valve | 600 kPa | 400 kPa |  | EU\Inbox\Combinations\Folder..6/..7\ | 35
133986 | H6020X6P3-S2/LV24A-TPC | H6020X6P3-S2/LV24A-TPC |  | H6020X6P3-S2 | / | LV24A-TPC | Standard actuator | 0 | Scenario 2 |  | PPK¦SelectPro¦VDI3805¦Internet_EU |  |  | H6020X6P3-S2/LV24A-TPC | Globe valve | 600 kPa | 600 kPa |  | EU\Inbox\Combinations\Folder..6/..7\ | 33
133555 | H513B+LV230A-TPC | H513B+LV230A-TPC |  | H513B | + | LV230A-TPC | Standard actuator | 1 | Scenario 2 |  | PPK¦SelectPro¦VDI3805¦Internet_EU |  |  | H513B+LV230A-TPC | Globe valve | 1300 kPa | 400 kPa |  | EU\Inbox\Combinations\Folder..4/..5\ | 37
133866 | H712R/NV24A-TPC | H712R/NV24A-TPC |  | H712R | / | NV24A-TPC | Standard actuator | 0 | Scenario 2 |  | PPK¦SelectPro¦VDI3805¦Internet_EU |  |  | H712R/NV24A-TPC | Globe valve | 600 kPa | 400 kPa |  | EU\Inbox\Combinations\Folder..6/..7\ | 35
133311 | H632R+NV24A-TPC | H632R+NV24A-TPC |  | H632R | + | NV24A-TPC | Standard actuator | 1 | Scenario 2 |  | PPK¦SelectPro¦VDI3805¦Internet_EU |  |  | H632R+NV24A-TPC | Globe valve | 600 kPa | 400 kPa |  | EU\Inbox\Combinations\Folder..6/..7\ | 35
133221 | H440B+LV230A-TPC | H440B+LV230A-TPC |  | H440B | + | LV230A-TPC | Standard actuator | 0 | Scenario 2 |  | PPK¦SelectPro¦VDI3805¦Internet_EU |  |  | H440B+LV230A-TPC | Globe valve | 150 kPa | 150 kPa |  | EU\Inbox\Combinations\Folder..4/..5\ | 34
133721 | H7020Y6P3-S2+NV24A-TPC | H7020Y6P3-S2+NV24A-TPC |  | H7020Y6P3-S2 | + | NV24A-TPC | Standard actuator | 1 | Scenario 2 |  | PPK¦SelectPro¦VDI3805¦Internet_EU |  |  | H7020Y6P3-S2+NV24A-TPC | Globe valve | 1500 kPa | 1000 kPa |  | EU\Inbox\Combinations\Folder..6/..7\ | 35
133655 | H6015X2P5-S2+LV230A-TPC | H6015X2P5-S2+LV230A-TPC |  | H6015X2P5-S2 | + | LV230A-TPC | Standard actuator | 1 | Scenario 2 |  | PPK¦SelectPro¦VDI3805¦Internet_EU |  |  | H6015X2P5-S2+LV230A-TPC | Globe valve | 800 kPa | 800 kPa |  | EU\Inbox\Combinations\Folder..6/..7\ | 37
133556 | H513B/LV230A-TPC | H513B/LV230A-TPC |  | H513B | / | LV230A-TPC | Standard actuator | 1 | Scenario 2 |  | PPK¦SelectPro¦VDI3805¦Internet_EU |  |  | H513B/LV230A-TPC | Globe valve | 1300 kPa | 400 kPa |  | EU\Inbox\Combinations\Folder..4/..5\ | 37
133605 | H532B+LV230A-TPC | H532B+LV230A-TPC |  | H532B | + | LV230A-TPC | Standard actuator | 0 | Scenario 2 |  | PPK¦SelectPro¦VDI3805¦Internet_EU |  |  | H532B+LV230A-TPC | Globe valve | 350 kPa | 350 kPa |  | EU\Inbox\Combinations\Folder..4/..5\ | 36
133312 | H632R/NV24A-TPC | H632R/NV24A-TPC |  | H632R | / | NV24A-TPC | Standard actuator | 1 | Scenario 2 |  | PPK¦SelectPro¦VDI3805¦Internet_EU |  |  | H632R/NV24A-TPC | Globe valve | 600 kPa | 400 kPa |  | EU\Inbox\Combinations\Folder..6/..7\ | 35
133467 | H664SP+NV24A-TPC | H664SP+NV24A-TPC |  | H664SP | + | NV24A-TPC | Standard actuator | 1 | Scenario 2 |  | PPK¦SelectPro¦VDI3805¦Internet_EU |  |  | H664SP+NV24A-TPC | Globe valve (partial pressure-balanced) | 1600 kPa | 1000 kPa |  | EU\Inbox\Combinations\Folder..6/..7\ | 36
133222 | H440B/LV230A-TPC | H440B/LV230A-TPC |  | H440B | / | LV230A-TPC | Standard actuator | 0 | Scenario 2 |  | PPK¦SelectPro¦VDI3805¦Internet_EU |  |  | H440B/LV230A-TPC | Globe valve | 150 kPa | 150 kPa |  | EU\Inbox\Combinations\Folder..4/..5\ | 34
133171 | H414B+LV230A-TPC | H414B+LV230A-TPC |  | H414B | + | LV230A-TPC | Standard actuator | 1 | Scenario 2 |  | PPK¦SelectPro¦VDI3805¦Internet_EU |  |  | H414B+LV230A-TPC | Globe valve | 1300 kPa | 400 kPa |  | EU\Inbox\Combinations\Folder..4/..5\ | 35
133722 | H7020Y6P3-S2/NV24A-TPC | H7020Y6P3-S2/NV24A-TPC |  | H7020Y6P3-S2 | / | NV24A-TPC | Standard actuator | 1 | Scenario 2 |  | PPK¦SelectPro¦VDI3805¦Internet_EU |  |  | H7020Y6P3-S2/NV24A-TPC | Globe valve | 1500 kPa | 1000 kPa |  | EU\Inbox\Combinations\Folder..6/..7\ | 35
133656 | H6015X2P5-S2/LV230A-TPC | H6015X2P5-S2/LV230A-TPC |  | H6015X2P5-S2 | / | LV230A-TPC | Standard actuator | 1 | Scenario 2 |  | PPK¦SelectPro¦VDI3805¦Internet_EU |  |  | H6015X2P5-S2/LV230A-TPC | Globe valve | 800 kPa | 800 kPa |  | EU\Inbox\Combinations\Folder..6/..7\ | 37
133072 | H7080Y100-S4/EV24A-TPC | H7080Y100-S4/EV24A-TPC |  | H7080Y100-S4 | / | EV24A-TPC | Standard actuator | 0 | Scenario 2 |  | PPK¦SelectPro¦VDI3805¦Internet_EU |  |  | H7080Y100-S4/EV24A-TPC | Globe valve | 350 kPa | 350 kPa |  | EU\Inbox\Combinations\Folder..6/..7\ | 37
133606 | H532B/LV230A-TPC | H532B/LV230A-TPC |  | H532B | / | LV230A-TPC | Standard actuator | 0 | Scenario 2 |  | PPK¦SelectPro¦VDI3805¦Internet_EU |  |  | H532B/LV230A-TPC | Globe valve | 350 kPa | 350 kPa |  | EU\Inbox\Combinations\Folder..4/..5\ | 36
133468 | H664SP/NV24A-TPC | H664SP/NV24A-TPC |  | H664SP | / | NV24A-TPC | Standard actuator | 1 | Scenario 2 |  | PPK¦SelectPro¦VDI3805¦Internet_EU |  |  | H664SP/NV24A-TPC | Globe valve (partial pressure-balanced) | 1600 kPa | 1000 kPa |  | EU\Inbox\Combinations\Folder..6/..7\ | 36
133172 | H414B/LV230A-TPC | H414B/LV230A-TPC |  | H414B | / | LV230A-TPC | Standard actuator | 1 | Scenario 2 |  | PPK¦SelectPro¦VDI3805¦Internet_EU |  |  | H414B/LV230A-TPC | Globe valve | 1300 kPa | 400 kPa |  | EU\Inbox\Combinations\Folder..4/..5\ | 35
133877 | H713N+NV24A-TPC | H713N+NV24A-TPC |  | H713N | + | NV24A-TPC | Standard actuator | 0 | Scenario 2 |  | PPK¦SelectPro¦VDI3805¦Internet_EU |  |  | H713N+NV24A-TPC | Globe valve | 1600 kPa | 400 kPa |  | EU\Inbox\Combinations\Folder..6/..7\ | 36
133559 | H513B+LV24A-TPC | H513B+LV24A-TPC |  | H513B | + | LV24A-TPC | Standard actuator | 1 | Scenario 2 |  | PPK¦SelectPro¦VDI3805¦Internet_EU |  |  | H513B+LV24A-TPC | Globe valve | 1300 kPa | 400 kPa |  | EU\Inbox\Combinations\Folder..4/..5\ | 33
133878 | H713N/NV24A-TPC | H713N/NV24A-TPC |  | H713N | / | NV24A-TPC | Standard actuator | 0 | Scenario 2 |  | PPK¦SelectPro¦VDI3805¦Internet_EU |  |  | H713N/NV24A-TPC | Globe valve | 1600 kPa | 400 kPa |  | EU\Inbox\Combinations\Folder..6/..7\ | 36
133323 | H632S+NV24A-TPC | H632S+NV24A-TPC |  | H632S | + | NV24A-TPC | Standard actuator | 0 | Scenario 2 |  | PPK¦SelectPro¦VDI3805¦Internet_EU |  |  | H632S+NV24A-TPC | Globe valve | 950 kPa | 950 kPa |  | EU\Inbox\Combinations\Folder..6/..7\ | 35
133225 | H440B+LV24A-TPC | H440B+LV24A-TPC |  | H440B | + | LV24A-TPC | Standard actuator | 0 | Scenario 2 |  | PPK¦SelectPro¦VDI3805¦Internet_EU |  |  | H440B+LV24A-TPC | Globe valve | 150 kPa | 150 kPa |  | EU\Inbox\Combinations\Folder..4/..5\ | 32
133733 | H7025X10-S2+NV24A-TPC | H7025X10-S2+NV24A-TPC |  | H7025X10-S2 | + | NV24A-TPC | Standard actuator | 1 | Scenario 2 |  | PPK¦SelectPro¦VDI3805¦Internet_EU |  |  | H7025X10-S2+NV24A-TPC | Globe valve | 1300 kPa | 1000 kPa |  | EU\Inbox\Combinations\Folder..6/..7\ | 35
133991 | H6025X10-S2+LV230A-TPC | H6025X10-S2+LV230A-TPC |  | H6025X10-S2 | + | LV230A-TPC | Standard actuator | 0 | Scenario 2 |  | PPK¦SelectPro¦VDI3805¦Internet_EU |  |  | H6025X10-S2+LV230A-TPC | Globe valve | 450 kPa | 450 kPa |  | EU\Inbox\Combinations\Folder..6/..7\ | 36
133560 | H513B/LV24A-TPC | H513B/LV24A-TPC |  | H513B | / | LV24A-TPC | Standard actuator | 1 | Scenario 2 |  | PPK¦SelectPro¦VDI3805¦Internet_EU |  |  | H513B/LV24A-TPC | Globe valve | 1300 kPa | 400 kPa |  | EU\Inbox\Combinations\Folder..4/..5\ | 33
133659 | H6015X2P5-S2+LV24A-TPC | H6015X2P5-S2+LV24A-TPC |  | H6015X2P5-S2 | + | LV24A-TPC | Standard actuator | 1 | Scenario 2 |  | PPK¦SelectPro¦VDI3805¦Internet_EU |  |  | H6015X2P5-S2+LV24A-TPC | Globe valve | 800 kPa | 800 kPa |  | EU\Inbox\Combinations\Folder..6/..7\ | 33
133609 | H532B+LV24A-TPC | H532B+LV24A-TPC |  | H532B | + | LV24A-TPC | Standard actuator | 0 | Scenario 2 |  | PPK¦SelectPro¦VDI3805¦Internet_EU |  |  | H532B+LV24A-TPC | Globe valve | 350 kPa | 350 kPa |  | EU\Inbox\Combinations\Folder..4/..5\ | 32
133324 | H632S/NV24A-TPC | H632S/NV24A-TPC |  | H632S | / | NV24A-TPC | Standard actuator | 0 | Scenario 2 |  | PPK¦SelectPro¦VDI3805¦Internet_EU |  |  | H632S/NV24A-TPC | Globe valve | 950 kPa | 950 kPa |  | EU\Inbox\Combinations\Folder..6/..7\ | 35
133479 | H679N+NV24A-TPC | H679N+NV24A-TPC |  | H679N | + | NV24A-TPC | Standard actuator | 0 | Scenario 2 |  | PPK¦SelectPro¦VDI3805¦Internet_EU |  |  | H679N+NV24A-TPC | Globe valve | 80 kPa | 80 kPa |  | EU\Inbox\Combinations\Folder..6/..7\ | 36
133226 | H440B/LV24A-TPC | H440B/LV24A-TPC |  | H440B | / | LV24A-TPC | Standard actuator | 0 | Scenario 2 |  | PPK¦SelectPro¦VDI3805¦Internet_EU |  |  | H440B/LV24A-TPC | Globe valve | 150 kPa | 150 kPa |  | EU\Inbox\Combinations\Folder..4/..5\ | 32
133734 | H7025X10-S2/NV24A-TPC | H7025X10-S2/NV24A-TPC |  | H7025X10-S2 | / | NV24A-TPC | Standard actuator | 1 | Scenario 2 |  | PPK¦SelectPro¦VDI3805¦Internet_EU |  |  | H7025X10-S2/NV24A-TPC | Globe valve | 1300 kPa | 1000 kPa |  | EU\Inbox\Combinations\Folder..6/..7\ | 35
133992 | H6025X10-S2/LV230A-TPC | H6025X10-S2/LV230A-TPC |  | H6025X10-S2 | / | LV230A-TPC | Standard actuator | 0 | Scenario 2 |  | PPK¦SelectPro¦VDI3805¦Internet_EU |  |  | H6025X10-S2/LV230A-TPC | Globe valve | 450 kPa | 450 kPa |  | EU\Inbox\Combinations\Folder..6/..7\ | 36
133175 | H414B+LV24A-TPC | H414B+LV24A-TPC |  | H414B | + | LV24A-TPC | Standard actuator | 1 | Scenario 2 |  | PPK¦SelectPro¦VDI3805¦Internet_EU |  |  | H414B+LV24A-TPC | Globe valve | 1300 kPa | 400 kPa |  | EU\Inbox\Combinations\Folder..4/..5\ | 33
133660 | H6015X2P5-S2/LV24A-TPC | H6015X2P5-S2/LV24A-TPC |  | H6015X2P5-S2 | / | LV24A-TPC | Standard actuator | 1 | Scenario 2 |  | PPK¦SelectPro¦VDI3805¦Internet_EU |  |  | H6015X2P5-S2/LV24A-TPC | Globe valve | 800 kPa | 800 kPa |  | EU\Inbox\Combinations\Folder..6/..7\ | 33
133610 | H532B/LV24A-TPC | H532B/LV24A-TPC |  | H532B | / | LV24A-TPC | Standard actuator | 0 | Scenario 2 |  | PPK¦SelectPro¦VDI3805¦Internet_EU |  |  | H532B/LV24A-TPC | Globe valve | 350 kPa | 350 kPa |  | EU\Inbox\Combinations\Folder..4/..5\ | 32
133480 | H679N/NV24A-TPC | H679N/NV24A-TPC |  | H679N | / | NV24A-TPC | Standard actuator | 0 | Scenario 2 |  | PPK¦SelectPro¦VDI3805¦Internet_EU |  |  | H679N/NV24A-TPC | Globe valve | 80 kPa | 80 kPa |  | EU\Inbox\Combinations\Folder..6/..7\ | 36
133176 | H414B/LV24A-TPC | H414B/LV24A-TPC |  | H414B | / | LV24A-TPC | Standard actuator | 1 | Scenario 2 |  | PPK¦SelectPro¦VDI3805¦Internet_EU |  |  | H414B/LV24A-TPC | Globe valve | 1300 kPa | 400 kPa |  | EU\Inbox\Combinations\Folder..4/..5\ | 33
133077 | H7100N/EV24A-TPC | H7100N/EV24A-TPC |  | H7100N | / | EV24A-TPC | Standard actuator | 0 | Scenario 2 |  | PPK¦SelectPro¦VDI3805¦Internet_EU |  |  | H7100N/EV24A-TPC | Globe valve | 200 kPa | 200 kPa |  | EU\Inbox\Combinations\Folder..6/..7\ | 37
133889 | H713R+NV24A-TPC | H713R+NV24A-TPC |  | H713R | + | NV24A-TPC | Standard actuator | 0 | Scenario 2 |  | PPK¦SelectPro¦VDI3805¦Internet_EU |  |  | H713R+NV24A-TPC | Globe valve | 600 kPa | 400 kPa |  | EU\Inbox\Combinations\Folder..6/..7\ | 35
133890 | H713R/NV24A-TPC | H713R/NV24A-TPC |  | H713R | / | NV24A-TPC | Standard actuator | 0 | Scenario 2 |  | PPK¦SelectPro¦VDI3805¦Internet_EU |  |  | H713R/NV24A-TPC | Globe valve | 600 kPa | 400 kPa |  | EU\Inbox\Combinations\Folder..6/..7\ | 35
133335 | H640N+NV24A-TPC | H640N+NV24A-TPC |  | H640N | + | NV24A-TPC | Standard actuator | 1 | Scenario 2 |  | PPK¦SelectPro¦VDI3805¦Internet_EU |  |  | H640N+NV24A-TPC | Globe valve | 500 kPa | 400 kPa |  | EU\Inbox\Combinations\Folder..6/..7\ | 35
133995 | H6025X10-S2+LV24A-TPC | H6025X10-S2+LV24A-TPC |  | H6025X10-S2 | + | LV24A-TPC | Standard actuator | 0 | Scenario 2 |  | PPK¦SelectPro¦VDI3805¦Internet_EU |  |  | H6025X10-S2+LV24A-TPC | Globe valve | 450 kPa | 450 kPa |  | EU\Inbox\Combinations\Folder..6/..7\ | 33
133745 | H7025Y10-S2+NV24A-TPC | H7025Y10-S2+NV24A-TPC |  | H7025Y10-S2 | + | NV24A-TPC | Standard actuator | 1 | Scenario 2 |  | PPK¦SelectPro¦VDI3805¦Internet_EU |  |  | H7025Y10-S2+NV24A-TPC | Globe valve | 1300 kPa | 1000 kPa |  | EU\Inbox\Combinations\Folder..6/..7\ | 35
133491 | H679R+NV24A-TPC | H679R+NV24A-TPC |  | H679R | + | NV24A-TPC | Standard actuator | 0 | Scenario 2 |  | PPK¦SelectPro¦VDI3805¦Internet_EU |  |  | H679R+NV24A-TPC | Globe valve | 80 kPa | 80 kPa |  | EU\Inbox\Combinations\Folder..6/..7\ | 36
133336 | H640N/NV24A-TPC | H640N/NV24A-TPC |  | H640N | / | NV24A-TPC | Standard actuator | 1 | Scenario 2 |  | PPK¦SelectPro¦VDI3805¦Internet_EU |  |  | H640N/NV24A-TPC | Globe valve | 500 kPa | 400 kPa |  | EU\Inbox\Combinations\Folder..6/..7\ | 35
133565 | H514B+LV230A-TPC | H514B+LV230A-TPC |  | H514B | + | LV230A-TPC | Standard actuator | 1 | Scenario 2 |  | PPK¦SelectPro¦VDI3805¦Internet_EU |  |  | H514B+LV230A-TPC | Globe valve | 1300 kPa | 400 kPa |  | EU\Inbox\Combinations\Folder..4/..5\ | 37
133746 | H7025Y10-S2/NV24A-TPC | H7025Y10-S2/NV24A-TPC |  | H7025Y10-S2 | / | NV24A-TPC | Standard actuator | 1 | Scenario 2 |  | PPK¦SelectPro¦VDI3805¦Internet_EU |  |  | H7025Y10-S2/NV24A-TPC | Globe valve | 1300 kPa | 1000 kPa |  | EU\Inbox\Combinations\Folder..6/..7\ | 35
133996 | H6025X10-S2/LV24A-TPC | H6025X10-S2/LV24A-TPC |  | H6025X10-S2 | / | LV24A-TPC | Standard actuator | 0 | Scenario 2 |  | PPK¦SelectPro¦VDI3805¦Internet_EU |  |  | H6025X10-S2/LV24A-TPC | Globe valve | 450 kPa | 450 kPa |  | EU\Inbox\Combinations\Folder..6/..7\ | 33
133492 | H679R/NV24A-TPC | H679R/NV24A-TPC |  | H679R | / | NV24A-TPC | Standard actuator | 0 | Scenario 2 |  | PPK¦SelectPro¦VDI3805¦Internet_EU |  |  | H679R/NV24A-TPC | Globe valve | 80 kPa | 80 kPa |  | EU\Inbox\Combinations\Folder..6/..7\ | 36
133231 | H450B+LV230A-TPC | H450B+LV230A-TPC |  | H450B | + | LV230A-TPC | Standard actuator | 0 | Scenario 2 |  | PPK¦SelectPro¦VDI3805¦Internet_EU |  |  | H450B+LV230A-TPC | Globe valve | 70 kPa | 70 kPa |  | EU\Inbox\Combinations\Folder..4/..5\ | 34
133566 | H514B/LV230A-TPC | H514B/LV230A-TPC |  | H514B | / | LV230A-TPC | Standard actuator | 1 | Scenario 2 |  | PPK¦SelectPro¦VDI3805¦Internet_EU |  |  | H514B/LV230A-TPC | Globe valve | 1300 kPa | 400 kPa |  | EU\Inbox\Combinations\Folder..4/..5\ | 37
133615 | H540B+LV230A-TPC | H540B+LV230A-TPC |  | H540B | + | LV230A-TPC | Standard actuator | 0 | Scenario 2 |  | PPK¦SelectPro¦VDI3805¦Internet_EU |  |  | H540B+LV230A-TPC | Globe valve | 150 kPa | 150 kPa |  | EU\Inbox\Combinations\Folder..4/..5\ | 36
133665 | H6015X4-S2+LV230A-TPC | H6015X4-S2+LV230A-TPC |  | H6015X4-S2 | + | LV230A-TPC | Standard actuator | 1 | Scenario 2 |  | PPK¦SelectPro¦VDI3805¦Internet_EU |  |  | H6015X4-S2+LV230A-TPC | Globe valve | 800 kPa | 800 kPa |  | EU\Inbox\Combinations\Folder..6/..7\ | 37
133901 | H714N+NV24A-TPC | H714N+NV24A-TPC |  | H714N | + | NV24A-TPC | Standard actuator | 0 | Scenario 2 |  | PPK¦SelectPro¦VDI3805¦Internet_EU |  |  | H714N+NV24A-TPC | Globe valve | 1600 kPa | 400 kPa |  | EU\Inbox\Combinations\Folder..6/..7\ | 36
133082 | H7100R/EV24A-TPC | H7100R/EV24A-TPC |  | H7100R | / | EV24A-TPC | Standard actuator | 0 | Scenario 2 |  | PPK¦SelectPro¦VDI3805¦Internet_EU |  |  | H7100R/EV24A-TPC | Globe valve | 200 kPa | 200 kPa |  | EU\Inbox\Combinations\Folder..6/..7\ | 35
133232 | H450B/LV230A-TPC | H450B/LV230A-TPC |  | H450B | / | LV230A-TPC | Standard actuator | 0 | Scenario 2 |  | PPK¦SelectPro¦VDI3805¦Internet_EU |  |  | H450B/LV230A-TPC | Globe valve | 70 kPa | 70 kPa |  | EU\Inbox\Combinations\Folder..4/..5\ | 34
133181 | H415B+LV230A-TPC | H415B+LV230A-TPC |  | H415B | + | LV230A-TPC | Standard actuator | 1 | Scenario 2 |  | PPK¦SelectPro¦VDI3805¦Internet_EU |  |  | H415B+LV230A-TPC | Globe valve | 1300 kPa | 400 kPa |  | EU\Inbox\Combinations\Folder..4/..5\ | 35
133616 | H540B/LV230A-TPC | H540B/LV230A-TPC |  | H540B | / | LV230A-TPC | Standard actuator | 0 | Scenario 2 |  | PPK¦SelectPro¦VDI3805¦Internet_EU |  |  | H540B/LV230A-TPC | Globe valve | 150 kPa | 150 kPa |  | EU\Inbox\Combinations\Folder..4/..5\ | 36
133902 | H714N/NV24A-TPC | H714N/NV24A-TPC |  | H714N | / | NV24A-TPC | Standard actuator | 0 | Scenario 2 |  | PPK¦SelectPro¦VDI3805¦Internet_EU |  |  | H714N/NV24A-TPC | Globe valve | 1600 kPa | 400 kPa |  | EU\Inbox\Combinations\Folder..6/..7\ | 36
133666 | H6015X4-S2/LV230A-TPC | H6015X4-S2/LV230A-TPC |  | H6015X4-S2 | / | LV230A-TPC | Standard actuator | 1 | Scenario 2 |  | PPK¦SelectPro¦VDI3805¦Internet_EU |  |  | H6015X4-S2/LV230A-TPC | Globe valve | 800 kPa | 800 kPa |  | EU\Inbox\Combinations\Folder..6/..7\ | 37
133347 | H640R+NV24A-TPC | H640R+NV24A-TPC |  | H640R | + | NV24A-TPC | Standard actuator | 1 | Scenario 2 |  | PPK¦SelectPro¦VDI3805¦Internet_EU |  |  | H640R+NV24A-TPC | Globe valve | 500 kPa | 400 kPa |  | EU\Inbox\Combinations\Folder..6/..7\ | 35
133757 | H7032X16-S2+NV24A-TPC | H7032X16-S2+NV24A-TPC |  | H7032X16-S2 | + | NV24A-TPC | Standard actuator | 0 | Scenario 2 |  | PPK¦SelectPro¦VDI3805¦Internet_EU |  |  | H7032X16-S2+NV24A-TPC | Globe valve | 900 kPa | 900 kPa |  | EU\Inbox\Combinations\Folder..6/..7\ | 35
133182 | H415B/LV230A-TPC | H415B/LV230A-TPC |  | H415B | / | LV230A-TPC | Standard actuator | 1 | Scenario 2 |  | PPK¦SelectPro¦VDI3805¦Internet_EU |  |  | H415B/LV230A-TPC | Globe valve | 1300 kPa | 400 kPa |  | EU\Inbox\Combinations\Folder..4/..5\ | 35
133503 | H679SP+NV24A-TPC | H679SP+NV24A-TPC |  | H679SP | + | NV24A-TPC | Standard actuator | 1 | Scenario 2 |  | PPK¦SelectPro¦VDI3805¦Internet_EU |  |  | H679SP+NV24A-TPC | Globe valve (partial pressure-balanced) | 1600 kPa | 1000 kPa |  | EU\Inbox\Combinations\Folder..6/..7\ | 36
133348 | H640R/NV24A-TPC | H640R/NV24A-TPC |  | H640R | / | NV24A-TPC | Standard actuator | 1 | Scenario 2 |  | PPK¦SelectPro¦VDI3805¦Internet_EU |  |  | H640R/NV24A-TPC | Globe valve | 500 kPa | 400 kPa |  | EU\Inbox\Combinations\Folder..6/..7\ | 35
133569 | H514B+LV24A-TPC | H514B+LV24A-TPC |  | H514B | + | LV24A-TPC | Standard actuator | 1 | Scenario 2 |  | PPK¦SelectPro¦VDI3805¦Internet_EU |  |  | H514B+LV24A-TPC | Globe valve | 1300 kPa | 400 kPa |  | EU\Inbox\Combinations\Folder..4/..5\ | 33
133758 | H7032X16-S2/NV24A-TPC | H7032X16-S2/NV24A-TPC |  | H7032X16-S2 | / | NV24A-TPC | Standard actuator | 0 | Scenario 2 |  | PPK¦SelectPro¦VDI3805¦Internet_EU |  |  | H7032X16-S2/NV24A-TPC | Globe valve | 900 kPa | 900 kPa |  | EU\Inbox\Combinations\Folder..6/..7\ | 35
133504 | H679SP/NV24A-TPC | H679SP/NV24A-TPC |  | H679SP | / | NV24A-TPC | Standard actuator | 1 | Scenario 2 |  | PPK¦SelectPro¦VDI3805¦Internet_EU |  |  | H679SP/NV24A-TPC | Globe valve (partial pressure-balanced) | 1600 kPa | 1000 kPa |  | EU\Inbox\Combinations\Folder..6/..7\ | 36
133570 | H514B/LV24A-TPC | H514B/LV24A-TPC |  | H514B | / | LV24A-TPC | Standard actuator | 1 | Scenario 2 |  | PPK¦SelectPro¦VDI3805¦Internet_EU |  |  | H514B/LV24A-TPC | Globe valve | 1300 kPa | 400 kPa |  | EU\Inbox\Combinations\Folder..4/..5\ | 33
133619 | H540B+LV24A-TPC | H540B+LV24A-TPC |  | H540B | + | LV24A-TPC | Standard actuator | 0 | Scenario 2 |  | PPK¦SelectPro¦VDI3805¦Internet_EU |  |  | H540B+LV24A-TPC | Globe valve | 150 kPa | 150 kPa |  | EU\Inbox\Combinations\Folder..4/..5\ | 32
133913 | H714R+NV24A-TPC | H714R+NV24A-TPC |  | H714R | + | NV24A-TPC | Standard actuator | 0 | Scenario 2 |  | PPK¦SelectPro¦VDI3805¦Internet_EU |  |  | H714R+NV24A-TPC | Globe valve | 600 kPa | 400 kPa |  | EU\Inbox\Combinations\Folder..6/..7\ | 35
134001 | H6025X6P3-S2+LV230A-TPC | H6025X6P3-S2+LV230A-TPC |  | H6025X6P3-S2 | + | LV230A-TPC | Standard actuator | 0 | Scenario 2 |  | PPK¦SelectPro¦VDI3805¦Internet_EU |  |  | H6025X6P3-S2+LV230A-TPC | Globe valve | 450 kPa | 450 kPa |  | EU\Inbox\Combinations\Folder..6/..7\ | 36
133669 | H6015X4-S2+LV24A-TPC | H6015X4-S2+LV24A-TPC |  | H6015X4-S2 | + | LV24A-TPC | Standard actuator | 1 | Scenario 2 |  | PPK¦SelectPro¦VDI3805¦Internet_EU |  |  | H6015X4-S2+LV24A-TPC | Globe valve | 800 kPa | 800 kPa |  | EU\Inbox\Combinations\Folder..6/..7\ | 33
133914 | H714R/NV24A-TPC | H714R/NV24A-TPC |  | H714R | / | NV24A-TPC | Standard actuator | 0 | Scenario 2 |  | PPK¦SelectPro¦VDI3805¦Internet_EU |  |  | H714R/NV24A-TPC | Globe valve | 600 kPa | 400 kPa |  | EU\Inbox\Combinations\Folder..6/..7\ | 35
133185 | H415B+LV24A-TPC | H415B+LV24A-TPC |  | H415B | + | LV24A-TPC | Standard actuator | 1 | Scenario 2 |  | PPK¦SelectPro¦VDI3805¦Internet_EU |  |  | H415B+LV24A-TPC | Globe valve | 1300 kPa | 400 kPa |  | EU\Inbox\Combinations\Folder..4/..5\ | 33
133620 | H540B/LV24A-TPC | H540B/LV24A-TPC |  | H540B | / | LV24A-TPC | Standard actuator | 0 | Scenario 2 |  | PPK¦SelectPro¦VDI3805¦Internet_EU |  |  | H540B/LV24A-TPC | Globe valve | 150 kPa | 150 kPa |  | EU\Inbox\Combinations\Folder..4/..5\ | 32
133087 | H7100X160-S4/EV24A-TPC | H7100X160-S4/EV24A-TPC |  | H7100X160-S4 | / | EV24A-TPC | Standard actuator | 0 | Scenario 2 |  | PPK¦SelectPro¦VDI3805¦Internet_EU |  |  | H7100X160-S4/EV24A-TPC | Globe valve | 200 kPa | 200 kPa |  | EU\Inbox\Combinations\Folder..6/..7\ | 35
134002 | H6025X6P3-S2/LV230A-TPC | H6025X6P3-S2/LV230A-TPC |  | H6025X6P3-S2 | / | LV230A-TPC | Standard actuator | 0 | Scenario 2 |  | PPK¦SelectPro¦VDI3805¦Internet_EU |  |  | H6025X6P3-S2/LV230A-TPC | Globe valve | 450 kPa | 450 kPa |  | EU\Inbox\Combinations\Folder..6/..7\ | 36
133670 | H6015X4-S2/LV24A-TPC | H6015X4-S2/LV24A-TPC |  | H6015X4-S2 | / | LV24A-TPC | Standard actuator | 1 | Scenario 2 |  | PPK¦SelectPro¦VDI3805¦Internet_EU |  |  | H6015X4-S2/LV24A-TPC | Globe valve | 800 kPa | 800 kPa |  | EU\Inbox\Combinations\Folder..6/..7\ | 33
133359 | H640S+NV24A-TPC | H640S+NV24A-TPC |  | H640S | + | NV24A-TPC | Standard actuator | 0 | Scenario 2 |  | PPK¦SelectPro¦VDI3805¦Internet_EU |  |  | H640S+NV24A-TPC | Globe valve | 500 kPa | 500 kPa |  | EU\Inbox\Combinations\Folder..6/..7\ | 35
133769 | H7032Y16-S2+NV24A-TPC | H7032Y16-S2+NV24A-TPC |  | H7032Y16-S2 | + | NV24A-TPC | Standard actuator | 0 | Scenario 2 |  | PPK¦SelectPro¦VDI3805¦Internet_EU |  |  | H7032Y16-S2+NV24A-TPC | Globe valve | 900 kPa | 900 kPa |  | EU\Inbox\Combinations\Folder..6/..7\ | 36
133186 | H415B/LV24A-TPC | H415B/LV24A-TPC |  | H415B | / | LV24A-TPC | Standard actuator | 1 | Scenario 2 |  | PPK¦SelectPro¦VDI3805¦Internet_EU |  |  | H415B/LV24A-TPC | Globe valve | 1300 kPa | 400 kPa |  | EU\Inbox\Combinations\Folder..4/..5\ | 33
133515 | H7015X4-S2+NV24A-TPC | H7015X4-S2+NV24A-TPC |  | H7015X4-S2 | + | NV24A-TPC | Standard actuator | 1 | Scenario 2 |  | PPK¦SelectPro¦VDI3805¦Internet_EU |  |  | H7015X4-S2+NV24A-TPC | Globe valve | 2200 kPa | 1000 kPa |  | EU\Inbox\Combinations\Folder..6/..7\ | 36
133360 | H640S/NV24A-TPC | H640S/NV24A-TPC |  | H640S | / | NV24A-TPC | Standard actuator | 0 | Scenario 2 |  | PPK¦SelectPro¦VDI3805¦Internet_EU |  |  | H640S/NV24A-TPC | Globe valve | 500 kPa | 500 kPa |  | EU\Inbox\Combinations\Folder..6/..7\ | 35
133770 | H7032Y16-S2/NV24A-TPC | H7032Y16-S2/NV24A-TPC |  | H7032Y16-S2 | / | NV24A-TPC | Standard actuator | 0 | Scenario 2 |  | PPK¦SelectPro¦VDI3805¦Internet_EU |  |  | H7032Y16-S2/NV24A-TPC | Globe valve | 900 kPa | 900 kPa |  | EU\Inbox\Combinations\Folder..6/..7\ | 36
133516 | H7015X4-S2/NV24A-TPC | H7015X4-S2/NV24A-TPC |  | H7015X4-S2 | / | NV24A-TPC | Standard actuator | 1 | Scenario 2 |  | PPK¦SelectPro¦VDI3805¦Internet_EU |  |  | H7015X4-S2/NV24A-TPC | Globe valve | 2200 kPa | 1000 kPa |  | EU\Inbox\Combinations\Folder..6/..7\ | 36
133925 | H715N+NV24A-TPC | H715N+NV24A-TPC |  | H715N | + | NV24A-TPC | Standard actuator | 0 | Scenario 2 |  | PPK¦SelectPro¦VDI3805¦Internet_EU |  |  | H715N+NV24A-TPC | Globe valve | 1600 kPa | 400 kPa |  | EU\Inbox\Combinations\Folder..6/..7\ | 36
133575 | H515B+LV230A-TPC | H515B+LV230A-TPC |  | H515B | + | LV230A-TPC | Standard actuator | 1 | Scenario 2 |  | PPK¦SelectPro¦VDI3805¦Internet_EU |  |  | H515B+LV230A-TPC | Globe valve | 1300 kPa | 400 kPa |  | EU\Inbox\Combinations\Folder..4/..5\ | 37
134005 | H6025X6P3-S2+LV24A-TPC | H6025X6P3-S2+LV24A-TPC |  | H6025X6P3-S2 | + | LV24A-TPC | Standard actuator | 0 | Scenario 2 |  | PPK¦SelectPro¦VDI3805¦Internet_EU |  |  | H6025X6P3-S2+LV24A-TPC | Globe valve | 450 kPa | 450 kPa |  | EU\Inbox\Combinations\Folder..6/..7\ | 33
133926 | H715N/NV24A-TPC | H715N/NV24A-TPC |  | H715N | / | NV24A-TPC | Standard actuator | 0 | Scenario 2 |  | PPK¦SelectPro¦VDI3805¦Internet_EU |  |  | H715N/NV24A-TPC | Globe valve | 1600 kPa | 400 kPa |  | EU\Inbox\Combinations\Folder..6/..7\ | 36
133576 | H515B/LV230A-TPC | H515B/LV230A-TPC |  | H515B | / | LV230A-TPC | Standard actuator | 1 | Scenario 2 |  | PPK¦SelectPro¦VDI3805¦Internet_EU |  |  | H515B/LV230A-TPC | Globe valve | 1300 kPa | 400 kPa |  | EU\Inbox\Combinations\Folder..4/..5\ | 37
133371 | H640SP+NV24A-TPC | H640SP+NV24A-TPC |  | H640SP | + | NV24A-TPC | Standard actuator | 1 | Scenario 2 |  | PPK¦SelectPro¦VDI3805¦Internet_EU |  |  | H640SP+NV24A-TPC | Globe valve (partial pressure-balanced) | 1600 kPa | 1000 kPa |  | EU\Inbox\Combinations\Folder..6/..7\ | 35
133781 | H7040X25-S2+NV24A-TPC | H7040X25-S2+NV24A-TPC |  | H7040X25-S2 | + | NV24A-TPC | Standard actuator | 0 | Scenario 2 |  | PPK¦SelectPro¦VDI3805¦Internet_EU |  |  | H7040X25-S2+NV24A-TPC | Globe valve | 500 kPa | 500 kPa |  | EU\Inbox\Combinations\Folder..6/..7\ | 36
133092 | H7100Y160-S4/EV24A-TPC | H7100Y160-S4/EV24A-TPC |  | H7100Y160-S4 | / | EV24A-TPC | Standard actuator | 0 | Scenario 2 |  | PPK¦SelectPro¦VDI3805¦Internet_EU |  |  | H7100Y160-S4/EV24A-TPC | Globe valve | 200 kPa | 200 kPa |  | EU\Inbox\Combinations\Folder..6/..7\ | 35
134006 | H6025X6P3-S2/LV24A-TPC | H6025X6P3-S2/LV24A-TPC |  | H6025X6P3-S2 | / | LV24A-TPC | Standard actuator | 0 | Scenario 2 |  | PPK¦SelectPro¦VDI3805¦Internet_EU |  |  | H6025X6P3-S2/LV24A-TPC | Globe valve | 450 kPa | 450 kPa |  | EU\Inbox\Combinations\Folder..6/..7\ | 33
133625 | H550B+LV230A-TPC | H550B+LV230A-TPC |  | H550B | + | LV230A-TPC | Standard actuator | 0 | Scenario 2 |  | PPK¦SelectPro¦VDI3805¦Internet_EU |  |  | H550B+LV230A-TPC | Globe valve | 70 kPa | 70 kPa |  | EU\Inbox\Combinations\Folder..4/..5\ | 36
133141 | H411B+LV230A-TPC | H411B+LV230A-TPC |  | H411B | + | LV230A-TPC | Standard actuator | 1 | Scenario 2 |  | PPK¦SelectPro¦VDI3805¦Internet_EU |  |  | H411B+LV230A-TPC | Globe valve | 1300 kPa | 400 kPa |  | EU\Inbox\Combinations\Folder..4/..5\ | 35
133675 | H6015XP4-S2+LV230A-TPC | H6015XP4-S2+LV230A-TPC |  | H6015XP4-S2 | + | LV230A-TPC | Standard actuator | 1 | Scenario 2 |  | PPK¦SelectPro¦VDI3805¦Internet_EU |  |  | H6015XP4-S2+LV230A-TPC | Globe valve | 2500 kPa | 1000 kPa |  | EU\Inbox\Combinations\Folder..6/..7\ | 37
133782 | H7040X25-S2/NV24A-TPC | H7040X25-S2/NV24A-TPC |  | H7040X25-S2 | / | NV24A-TPC | Standard actuator | 0 | Scenario 2 |  | PPK¦SelectPro¦VDI3805¦Internet_EU |  |  | H7040X25-S2/NV24A-TPC | Globe valve | 500 kPa | 500 kPa |  | EU\Inbox\Combinations\Folder..6/..7\ | 36
133372 | H640SP/NV24A-TPC | H640SP/NV24A-TPC |  | H640SP | / | NV24A-TPC | Standard actuator | 1 | Scenario 2 |  | PPK¦SelectPro¦VDI3805¦Internet_EU |  |  | H640SP/NV24A-TPC | Globe valve (partial pressure-balanced) | 1600 kPa | 1000 kPa |  | EU\Inbox\Combinations\Folder..6/..7\ | 35
133626 | H550B/LV230A-TPC | H550B/LV230A-TPC |  | H550B | / | LV230A-TPC | Standard actuator | 0 | Scenario 2 |  | PPK¦SelectPro¦VDI3805¦Internet_EU |  |  | H550B/LV230A-TPC | Globe valve | 70 kPa | 70 kPa |  | EU\Inbox\Combinations\Folder..4/..5\ | 36
133142 | H411B/LV230A-TPC | H411B/LV230A-TPC |  | H411B | / | LV230A-TPC | Standard actuator | 1 | Scenario 2 |  | PPK¦SelectPro¦VDI3805¦Internet_EU |  |  | H411B/LV230A-TPC | Globe valve | 1300 kPa | 400 kPa |  | EU\Inbox\Combinations\Folder..4/..5\ | 35
133191 | H420B+LV230A-TPC | H420B+LV230A-TPC |  | H420B | + | LV230A-TPC | Standard actuator | 1 | Scenario 2 |  | PPK¦SelectPro¦VDI3805¦Internet_EU |  |  | H420B+LV230A-TPC | Globe valve | 900 kPa | 400 kPa |  | EU\Inbox\Combinations\Folder..4/..5\ | 35
133676 | H6015XP4-S2/LV230A-TPC | H6015XP4-S2/LV230A-TPC |  | H6015XP4-S2 | / | LV230A-TPC | Standard actuator | 1 | Scenario 2 |  | PPK¦SelectPro¦VDI3805¦Internet_EU |  |  | H6015XP4-S2/LV230A-TPC | Globe valve | 2500 kPa | 1000 kPa |  | EU\Inbox\Combinations\Folder..6/..7\ | 37
133529 | H450B+LV24A-TPC | H450B+LV24A-TPC |  | H450B | + | LV24A-TPC | Standard actuator | 0 | Scenario 2 |  | PPK¦SelectPro¦VDI3805¦Internet_EU |  |  | H450B+LV24A-TPC | Globe valve | 70 kPa | 70 kPa |  | EU\Inbox\Combinations\Folder..4/..5\ | 32
133937 | H715R+NV24A-TPC | H715R+NV24A-TPC |  | H715R | + | NV24A-TPC | Standard actuator | 0 | Scenario 2 |  | PPK¦SelectPro¦VDI3805¦Internet_EU |  |  | H715R+NV24A-TPC | Globe valve | 600 kPa | 400 kPa |  | EU\Inbox\Combinations\Folder..6/..7\ | 35
133579 | H515B+LV24A-TPC | H515B+LV24A-TPC |  | H515B | + | LV24A-TPC | Standard actuator | 1 | Scenario 2 |  | PPK¦SelectPro¦VDI3805¦Internet_EU |  |  | H515B+LV24A-TPC | Globe valve | 1300 kPa | 400 kPa |  | EU\Inbox\Combinations\Folder..4/..5\ | 33
133192 | H420B/LV230A-TPC | H420B/LV230A-TPC |  | H420B | / | LV230A-TPC | Standard actuator | 1 | Scenario 2 |  | PPK¦SelectPro¦VDI3805¦Internet_EU |  |  | H420B/LV230A-TPC | Globe valve | 900 kPa | 400 kPa |  | EU\Inbox\Combinations\Folder..4/..5\ | 35
133580 | H515B/LV24A-TPC | H515B/LV24A-TPC |  | H515B | / | LV24A-TPC | Standard actuator | 1 | Scenario 2 |  | PPK¦SelectPro¦VDI3805¦Internet_EU |  |  | H515B/LV24A-TPC | Globe valve | 1300 kPa | 400 kPa |  | EU\Inbox\Combinations\Folder..4/..5\ | 33
133938 | H715R/NV24A-TPC | H715R/NV24A-TPC |  | H715R | / | NV24A-TPC | Standard actuator | 0 | Scenario 2 |  | PPK¦SelectPro¦VDI3805¦Internet_EU |  |  | H715R/NV24A-TPC | Globe valve | 600 kPa | 400 kPa |  | EU\Inbox\Combinations\Folder..6/..7\ | 35
133530 | H450B/LV24A-TPC | H450B/LV24A-TPC |  | H450B | / | LV24A-TPC | Standard actuator | 0 | Scenario 2 |  | PPK¦SelectPro¦VDI3805¦Internet_EU |  |  | H450B/LV24A-TPC | Globe valve | 70 kPa | 70 kPa |  | EU\Inbox\Combinations\Folder..4/..5\ | 32
133793 | H7040Y25-S2+NV24A-TPC | H7040Y25-S2+NV24A-TPC |  | H7040Y25-S2 | + | NV24A-TPC | Standard actuator | 0 | Scenario 2 |  | PPK¦SelectPro¦VDI3805¦Internet_EU |  |  | H7040Y25-S2+NV24A-TPC | Globe valve | 500 kPa | 500 kPa |  | EU\Inbox\Combinations\Folder..6/..7\ | 36
133383 | H650N+NV24A-TPC | H650N+NV24A-TPC |  | H650N | + | NV24A-TPC | Standard actuator | 0 | Scenario 2 |  | PPK¦SelectPro¦VDI3805¦Internet_EU |  |  | H650N+NV24A-TPC | Globe valve | 300 kPa | 300 kPa |  | EU\Inbox\Combinations\Folder..6/..7\ | 34
133629 | H550B+LV24A-TPC | H550B+LV24A-TPC |  | H550B | + | LV24A-TPC | Standard actuator | 0 | Scenario 2 |  | PPK¦SelectPro¦VDI3805¦Internet_EU |  |  | H550B+LV24A-TPC | Globe valve | 70 kPa | 70 kPa |  | EU\Inbox\Combinations\Folder..4/..5\ | 32
133145 | H411B+LV24A-TPC | H411B+LV24A-TPC |  | H411B | + | LV24A-TPC | Standard actuator | 1 | Scenario 2 |  | PPK¦SelectPro¦VDI3805¦Internet_EU |  |  | H411B+LV24A-TPC | Globe valve | 1300 kPa | 400 kPa |  | EU\Inbox\Combinations\Folder..4/..5\ | 33
133097 | H7125N/EV24A-TPC | H7125N/EV24A-TPC |  | H7125N | / | EV24A-TPC | Standard actuator | 0 | Scenario 2 |  | PPK¦SelectPro¦VDI3805¦Internet_EU |  |  | H7125N/EV24A-TPC | Globe valve | 130 kPa | 130 kPa |  | EU\Inbox\Combinations\Folder..6/..7\ | 36
133794 | H7040Y25-S2/NV24A-TPC | H7040Y25-S2/NV24A-TPC |  | H7040Y25-S2 | / | NV24A-TPC | Standard actuator | 0 | Scenario 2 |  | PPK¦SelectPro¦VDI3805¦Internet_EU |  |  | H7040Y25-S2/NV24A-TPC | Globe valve | 500 kPa | 500 kPa |  | EU\Inbox\Combinations\Folder..6/..7\ | 36
133679 | H6015XP4-S2+LV24A-TPC | H6015XP4-S2+LV24A-TPC |  | H6015XP4-S2 | + | LV24A-TPC | Standard actuator | 1 | Scenario 2 |  | PPK¦SelectPro¦VDI3805¦Internet_EU |  |  | H6015XP4-S2+LV24A-TPC | Globe valve | 2500 kPa | 1000 kPa |  | EU\Inbox\Combinations\Folder..6/..7\ | 33
133384 | H650N/NV24A-TPC | H650N/NV24A-TPC |  | H650N | / | NV24A-TPC | Standard actuator | 0 | Scenario 2 |  | PPK¦SelectPro¦VDI3805¦Internet_EU |  |  | H650N/NV24A-TPC | Globe valve | 300 kPa | 300 kPa |  | EU\Inbox\Combinations\Folder..6/..7\ | 34
134011 | H6032X10-S2+LV230A-TPC | H6032X10-S2+LV230A-TPC |  | H6032X10-S2 | + | LV230A-TPC | Standard actuator | 0 | Scenario 2 |  | PPK¦SelectPro¦VDI3805¦Internet_EU |  |  | H6032X10-S2+LV230A-TPC | Globe valve | 300 kPa | 300 kPa |  | EU\Inbox\Combinations\Folder..6/..7\ | 36
133630 | H550B/LV24A-TPC | H550B/LV24A-TPC |  | H550B | / | LV24A-TPC | Standard actuator | 0 | Scenario 2 |  | PPK¦SelectPro¦VDI3805¦Internet_EU |  |  | H550B/LV24A-TPC | Globe valve | 70 kPa | 70 kPa |  | EU\Inbox\Combinations\Folder..4/..5\ | 32
133146 | H411B/LV24A-TPC | H411B/LV24A-TPC |  | H411B | / | LV24A-TPC | Standard actuator | 1 | Scenario 2 |  | PPK¦SelectPro¦VDI3805¦Internet_EU |  |  | H411B/LV24A-TPC | Globe valve | 1300 kPa | 400 kPa |  | EU\Inbox\Combinations\Folder..4/..5\ | 33
133195 | H420B+LV24A-TPC | H420B+LV24A-TPC |  | H420B | + | LV24A-TPC | Standard actuator | 1 | Scenario 2 |  | PPK¦SelectPro¦VDI3805¦Internet_EU |  |  | H420B+LV24A-TPC | Globe valve | 900 kPa | 400 kPa |  | EU\Inbox\Combinations\Folder..4/..5\ | 33
133680 | H6015XP4-S2/LV24A-TPC | H6015XP4-S2/LV24A-TPC |  | H6015XP4-S2 | / | LV24A-TPC | Standard actuator | 1 | Scenario 2 |  | PPK¦SelectPro¦VDI3805¦Internet_EU |  |  | H6015XP4-S2/LV24A-TPC | Globe valve | 2500 kPa | 1000 kPa |  | EU\Inbox\Combinations\Folder..6/..7\ | 33
134012 | H6032X10-S2/LV230A-TPC | H6032X10-S2/LV230A-TPC |  | H6032X10-S2 | / | LV230A-TPC | Standard actuator | 0 | Scenario 2 |  | PPK¦SelectPro¦VDI3805¦Internet_EU |  |  | H6032X10-S2/LV230A-TPC | Globe valve | 300 kPa | 300 kPa |  | EU\Inbox\Combinations\Folder..6/..7\ | 36
133949 | H720N+NV24A-TPC | H720N+NV24A-TPC |  | H720N | + | NV24A-TPC | Standard actuator | 0 | Scenario 2 |  | PPK¦SelectPro¦VDI3805¦Internet_EU |  |  | H720N+NV24A-TPC | Globe valve | 1600 kPa | 400 kPa |  | EU\Inbox\Combinations\Folder..6/..7\ | 36
133196 | H420B/LV24A-TPC | H420B/LV24A-TPC |  | H420B | / | LV24A-TPC | Standard actuator | 1 | Scenario 2 |  | PPK¦SelectPro¦VDI3805¦Internet_EU |  |  | H420B/LV24A-TPC | Globe valve | 900 kPa | 400 kPa |  | EU\Inbox\Combinations\Folder..4/..5\ | 33
133950 | H720N/NV24A-TPC | H720N/NV24A-TPC |  | H720N | / | NV24A-TPC | Standard actuator | 0 | Scenario 2 |  | PPK¦SelectPro¦VDI3805¦Internet_EU |  |  | H720N/NV24A-TPC | Globe valve | 1600 kPa | 400 kPa |  | EU\Inbox\Combinations\Folder..6/..7\ | 36
133805 | H7050X40-S2+NV24A-TPC | H7050X40-S2+NV24A-TPC |  | H7050X40-S2 | + | NV24A-TPC | Standard actuator | 0 | Scenario 2 |  | PPK¦SelectPro¦VDI3805¦Internet_EU |  |  | H7050X40-S2+NV24A-TPC | Globe valve | 300 kPa | 300 kPa |  | EU\Inbox\Combinations\Folder..6/..7\ | 36
133395 | H650R+NV24A-TPC | H650R+NV24A-TPC |  | H650R | + | NV24A-TPC | Standard actuator | 0 | Scenario 2 |  | PPK¦SelectPro¦VDI3805¦Internet_EU |  |  | H650R+NV24A-TPC | Globe valve | 300 kPa | 300 kPa |  | EU\Inbox\Combinations\Folder..6/..7\ | 35
133585 | H520B+LV230A-TPC | H520B+LV230A-TPC |  | H520B | + | LV230A-TPC | Standard actuator | 1 | Scenario 2 |  | PPK¦SelectPro¦VDI3805¦Internet_EU |  |  | H520B+LV230A-TPC | Globe valve | 900 kPa | 400 kPa |  | EU\Inbox\Combinations\Folder..4/..5\ | 37
133535 | H511B+LV230A-TPC | H511B+LV230A-TPC |  | H511B | + | LV230A-TPC | Standard actuator | 1 | Scenario 2 |  | PPK¦SelectPro¦VDI3805¦Internet_EU |  |  | H511B+LV230A-TPC | Globe valve | 1300 kPa | 400 kPa |  | EU\Inbox\Combinations\Folder..4/..5\ | 37
133806 | H7050X40-S2/NV24A-TPC | H7050X40-S2/NV24A-TPC |  | H7050X40-S2 | / | NV24A-TPC | Standard actuator | 0 | Scenario 2 |  | PPK¦SelectPro¦VDI3805¦Internet_EU |  |  | H7050X40-S2/NV24A-TPC | Globe valve | 300 kPa | 300 kPa |  | EU\Inbox\Combinations\Folder..6/..7\ | 36
133396 | H650R/NV24A-TPC | H650R/NV24A-TPC |  | H650R | / | NV24A-TPC | Standard actuator | 0 | Scenario 2 |  | PPK¦SelectPro¦VDI3805¦Internet_EU |  |  | H650R/NV24A-TPC | Globe valve | 300 kPa | 300 kPa |  | EU\Inbox\Combinations\Folder..6/..7\ | 35
133586 | H520B/LV230A-TPC | H520B/LV230A-TPC |  | H520B | / | LV230A-TPC | Standard actuator | 1 | Scenario 2 |  | PPK¦SelectPro¦VDI3805¦Internet_EU |  |  | H520B/LV230A-TPC | Globe valve | 900 kPa | 400 kPa |  | EU\Inbox\Combinations\Folder..4/..5\ | 37
133536 | H511B/LV230A-TPC | H511B/LV230A-TPC |  | H511B | / | LV230A-TPC | Standard actuator | 1 | Scenario 2 |  | PPK¦SelectPro¦VDI3805¦Internet_EU |  |  | H511B/LV230A-TPC | Globe valve | 1300 kPa | 400 kPa |  | EU\Inbox\Combinations\Folder..4/..5\ | 37
133102 | H7150N/EV24A-TPC | H7150N/EV24A-TPC |  | H7150N | / | EV24A-TPC | Standard actuator | 0 | Scenario 2 |  | PPK¦SelectPro¦VDI3805¦Internet_EU |  |  | H7150N/EV24A-TPC | Globe valve | 80 kPa | 80 kPa |  | EU\Inbox\Combinations\Folder..6/..7\ | 36
134015 | H6032X10-S2+LV24A-TPC | H6032X10-S2+LV24A-TPC |  | H6032X10-S2 | + | LV24A-TPC | Standard actuator | 0 | Scenario 2 |  | PPK¦SelectPro¦VDI3805¦Internet_EU |  |  | H6032X10-S2+LV24A-TPC | Globe valve | 300 kPa | 300 kPa |  | EU\Inbox\Combinations\Folder..6/..7\ | 33
133635 | H6015X1-S2+LV230A-TPC | H6015X1-S2+LV230A-TPC |  | H6015X1-S2 | + | LV230A-TPC | Standard actuator | 1 | Scenario 2 |  | PPK¦SelectPro¦VDI3805¦Internet_EU |  |  | H6015X1-S2+LV230A-TPC | Globe valve | 800 kPa | 800 kPa |  | EU\Inbox\Combinations\Folder..6/..7\ | 37
133961 | H720R+NV24A-TPC | H720R+NV24A-TPC |  | H720R | + | NV24A-TPC | Standard actuator | 0 | Scenario 2 |  | PPK¦SelectPro¦VDI3805¦Internet_EU |  |  | H720R+NV24A-TPC | Globe valve | 600 kPa | 400 kPa |  | EU\Inbox\Combinations\Folder..6/..7\ | 35
133151 | H412B+LV230A-TPC | H412B+LV230A-TPC |  | H412B | + | LV230A-TPC | Standard actuator | 1 | Scenario 2 |  | PPK¦SelectPro¦VDI3805¦Internet_EU |  |  | H412B+LV230A-TPC | Globe valve | 1300 kPa | 400 kPa |  | EU\Inbox\Combinations\Folder..4/..5\ | 35
134016 | H6032X10-S2/LV24A-TPC | H6032X10-S2/LV24A-TPC |  | H6032X10-S2 | / | LV24A-TPC | Standard actuator | 0 | Scenario 2 |  | PPK¦SelectPro¦VDI3805¦Internet_EU |  |  | H6032X10-S2/LV24A-TPC | Globe valve | 300 kPa | 300 kPa |  | EU\Inbox\Combinations\Folder..6/..7\ | 33
133685 | H6015XP63-S2+LV230A-TPC | H6015XP63-S2+LV230A-TPC |  | H6015XP63-S2 | + | LV230A-TPC | Standard actuator | 1 | Scenario 2 |  | PPK¦SelectPro¦VDI3805¦Internet_EU |  |  | H6015XP63-S2+LV230A-TPC | Globe valve | 2500 kPa | 1000 kPa |  | EU\Inbox\Combinations\Folder..6/..7\ | 38
133636 | H6015X1-S2/LV230A-TPC | H6015X1-S2/LV230A-TPC |  | H6015X1-S2 | / | LV230A-TPC | Standard actuator | 1 | Scenario 2 |  | PPK¦SelectPro¦VDI3805¦Internet_EU |  |  | H6015X1-S2/LV230A-TPC | Globe valve | 800 kPa | 800 kPa |  | EU\Inbox\Combinations\Folder..6/..7\ | 37
133962 | H720R/NV24A-TPC | H720R/NV24A-TPC |  | H720R | / | NV24A-TPC | Standard actuator | 0 | Scenario 2 |  | PPK¦SelectPro¦VDI3805¦Internet_EU |  |  | H720R/NV24A-TPC | Globe valve | 600 kPa | 400 kPa |  | EU\Inbox\Combinations\Folder..6/..7\ | 35
133817 | H7050Y40-S2+NV24A-TPC | H7050Y40-S2+NV24A-TPC |  | H7050Y40-S2 | + | NV24A-TPC | Standard actuator | 0 | Scenario 2 |  | PPK¦SelectPro¦VDI3805¦Internet_EU |  |  | H7050Y40-S2+NV24A-TPC | Globe valve | 300 kPa | 300 kPa |  | EU\Inbox\Combinations\Folder..6/..7\ | 36
133152 | H412B/LV230A-TPC | H412B/LV230A-TPC |  | H412B | / | LV230A-TPC | Standard actuator | 1 | Scenario 2 |  | PPK¦SelectPro¦VDI3805¦Internet_EU |  |  | H412B/LV230A-TPC | Globe valve | 1300 kPa | 400 kPa |  | EU\Inbox\Combinations\Folder..4/..5\ | 35
133407 | H650S+NV24A-TPC | H650S+NV24A-TPC |  | H650S | + | NV24A-TPC | Standard actuator | 0 | Scenario 2 |  | PPK¦SelectPro¦VDI3805¦Internet_EU |  |  | H650S+NV24A-TPC | Globe valve | 300 kPa | 300 kPa |  | EU\Inbox\Combinations\Folder..6/..7\ | 35
133589 | H520B+LV24A-TPC | H520B+LV24A-TPC |  | H520B | + | LV24A-TPC | Standard actuator | 1 | Scenario 2 |  | PPK¦SelectPro¦VDI3805¦Internet_EU |  |  | H520B+LV24A-TPC | Globe valve | 900 kPa | 400 kPa |  | EU\Inbox\Combinations\Folder..4/..5\ | 34
133539 | H511B+LV24A-TPC | H511B+LV24A-TPC |  | H511B | + | LV24A-TPC | Standard actuator | 1 | Scenario 2 |  | PPK¦SelectPro¦VDI3805¦Internet_EU |  |  | H511B+LV24A-TPC | Globe valve | 1300 kPa | 400 kPa |  | EU\Inbox\Combinations\Folder..4/..5\ | 33
133686 | H6015XP63-S2/LV230A-TPC | H6015XP63-S2/LV230A-TPC |  | H6015XP63-S2 | / | LV230A-TPC | Standard actuator | 1 | Scenario 2 |  | PPK¦SelectPro¦VDI3805¦Internet_EU |  |  | H6015XP63-S2/LV230A-TPC | Globe valve | 2500 kPa | 1000 kPa |  | EU\Inbox\Combinations\Folder..6/..7\ | 38
133201 | H425B+LV230A-TPC | H425B+LV230A-TPC |  | H425B | + | LV230A-TPC | Standard actuator | 1 | Scenario 2 |  | PPK¦SelectPro¦VDI3805¦Internet_EU |  |  | H425B+LV230A-TPC | Globe valve | 500 kPa | 400 kPa |  | EU\Inbox\Combinations\Folder..4/..5\ | 35
133971 | H6020X4-S2+LV230A-TPC | H6020X4-S2+LV230A-TPC |  | H6020X4-S2 | + | LV230A-TPC | Standard actuator | 0 | Scenario 2 |  | PPK¦SelectPro¦VDI3805¦Internet_EU |  |  | H6020X4-S2+LV230A-TPC | Globe valve | 800 kPa | 800 kPa |  | EU\Inbox\Combinations\Folder..6/..7\ | 36
133818 | H7050Y40-S2/NV24A-TPC | H7050Y40-S2/NV24A-TPC |  | H7050Y40-S2 | / | NV24A-TPC | Standard actuator | 0 | Scenario 2 |  | PPK¦SelectPro¦VDI3805¦Internet_EU |  |  | H7050Y40-S2/NV24A-TPC | Globe valve | 300 kPa | 300 kPa |  | EU\Inbox\Combinations\Folder..6/..7\ | 36
133408 | H650S/NV24A-TPC | H650S/NV24A-TPC |  | H650S | / | NV24A-TPC | Standard actuator | 0 | Scenario 2 |  | PPK¦SelectPro¦VDI3805¦Internet_EU |  |  | H650S/NV24A-TPC | Globe valve | 300 kPa | 300 kPa |  | EU\Inbox\Combinations\Folder..6/..7\ | 35
133202 | H425B/LV230A-TPC | H425B/LV230A-TPC |  | H425B | / | LV230A-TPC | Standard actuator | 1 | Scenario 2 |  | PPK¦SelectPro¦VDI3805¦Internet_EU |  |  | H425B/LV230A-TPC | Globe valve | 500 kPa | 400 kPa |  | EU\Inbox\Combinations\Folder..4/..5\ | 35
133972 | H6020X4-S2/LV230A-TPC | H6020X4-S2/LV230A-TPC |  | H6020X4-S2 | / | LV230A-TPC | Standard actuator | 0 | Scenario 2 |  | PPK¦SelectPro¦VDI3805¦Internet_EU |  |  | H6020X4-S2/LV230A-TPC | Globe valve | 800 kPa | 800 kPa |  | EU\Inbox\Combinations\Folder..6/..7\ | 36
133052 | H680S/EV24A-TPC | H680S/EV24A-TPC |  | H680S | / | EV24A-TPC | Standard actuator | 0 | Scenario 2 |  | PPK¦SelectPro¦VDI3805¦Internet_EU |  |  | H680S/EV24A-TPC | Globe valve | 350 kPa | 350 kPa |  | EU\Inbox\Combinations\Folder..6/..7\ | 36
133639 | H6015X1-S2+LV24A-TPC | H6015X1-S2+LV24A-TPC |  | H6015X1-S2 | + | LV24A-TPC | Standard actuator | 1 | Scenario 2 |  | PPK¦SelectPro¦VDI3805¦Internet_EU |  |  | H6015X1-S2+LV24A-TPC | Globe valve | 800 kPa | 800 kPa |  | EU\Inbox\Combinations\Folder..6/..7\ | 33
133155 | H412B+LV24A-TPC | H412B+LV24A-TPC |  | H412B | + | LV24A-TPC | Standard actuator | 1 | Scenario 2 |  | PPK¦SelectPro¦VDI3805¦Internet_EU |  |  | H412B+LV24A-TPC | Globe valve | 1300 kPa | 400 kPa |  | EU\Inbox\Combinations\Folder..4/..5\ | 33
133689 | H6015XP63-S2+LV24A-TPC | H6015XP63-S2+LV24A-TPC |  | H6015XP63-S2 | + | LV24A-TPC | Standard actuator | 1 | Scenario 2 |  | PPK¦SelectPro¦VDI3805¦Internet_EU |  |  | H6015XP63-S2+LV24A-TPC | Globe valve | 2500 kPa | 1000 kPa |  | EU\Inbox\Combinations\Folder..6/..7\ | 33
134021 | H6032X16-S2+LV230A-TPC | H6032X16-S2+LV230A-TPC |  | H6032X16-S2 | + | LV230A-TPC | Standard actuator | 0 | Scenario 2 |  | PPK¦SelectPro¦VDI3805¦Internet_EU |  |  | H6032X16-S2+LV230A-TPC | Globe valve | 300 kPa | 300 kPa |  | EU\Inbox\Combinations\Folder..6/..7\ | 36
133205 | H425B+LV24A-TPC | H425B+LV24A-TPC |  | H425B | + | LV24A-TPC | Standard actuator | 1 | Scenario 2 |  | PPK¦SelectPro¦VDI3805¦Internet_EU |  |  | H425B+LV24A-TPC | Globe valve | 500 kPa | 400 kPa |  | EU\Inbox\Combinations\Folder..4/..5\ | 33
134022 | H6032X16-S2/LV230A-TPC | H6032X16-S2/LV230A-TPC |  | H6032X16-S2 | / | LV230A-TPC | Standard actuator | 0 | Scenario 2 |  | PPK¦SelectPro¦VDI3805¦Internet_EU |  |  | H6032X16-S2/LV230A-TPC | Globe valve | 300 kPa | 300 kPa |  | EU\Inbox\Combinations\Folder..6/..7\ | 36
134634 | H7025X10-S2/NV230A-TPC | H7025X10-S2/NV230A-TPC |  | H7025X10-S2 | / | NV230A-TPC | Standard actuator | 1 | Scenario 2 |  | PPK¦SelectPro¦VDI3805¦Internet_EU |  |  | H7025X10-S2/NV230A-TPC | Globe valve | 1300 kPa | 1000 kPa |  | EU\Inbox\Combinations\Folder..6/..7\ | 34
134125 | H612R+LV24A-TPC | H612R+LV24A-TPC |  | H612R | + | LV24A-TPC | Standard actuator | 1 | Scenario 2 |  | PPK¦SelectPro¦VDI3805¦Internet_EU |  |  | H612R+LV24A-TPC | Globe valve | 600 kPa | 400 kPa |  | EU\Inbox\Combinations\Folder..6/..7\ | 33
134175 | H614N+LV24A-TPC | H614N+LV24A-TPC |  | H614N | + | LV24A-TPC | Standard actuator | 1 | Scenario 2 |  | PPK¦SelectPro¦VDI3805¦Internet_EU |  |  | H614N+LV24A-TPC | Globe valve | 1300 kPa | 400 kPa |  | EU\Inbox\Combinations\Folder..6/..7\ | 33
134075 | H610S+LV24A-TPC | H610S+LV24A-TPC |  | H610S | + | LV24A-TPC | Standard actuator | 1 | Scenario 2 |  | PPK¦SelectPro¦VDI3805¦Internet_EU |  |  | H610S+LV24A-TPC | Globe valve | 1600 kPa | 1000 kPa |  | EU\Inbox\Combinations\Folder..6/..7\ | 33
134355 | H779N+NV24A-TPC | H779N+NV24A-TPC |  | H779N | + | NV24A-TPC | Standard actuator | 0 | Scenario 2 |  | PPK¦SelectPro¦VDI3805¦Internet_EU |  |  | H779N+NV24A-TPC | Globe valve | 80 kPa | 80 kPa |  | EU\Inbox\Combinations\Folder..6/..7\ | 39
134225 | H615S+LV24A-TPC | H615S+LV24A-TPC |  | H615S | + | LV24A-TPC | Standard actuator | 1 | Scenario 2 |  | PPK¦SelectPro¦VDI3805¦Internet_EU |  |  | H615S+LV24A-TPC | Globe valve | 800 kPa | 800 kPa |  | EU\Inbox\Combinations\Folder..6/..7\ | 33
134585 | H7015X4-S2+NV230A-TPC | H7015X4-S2+NV230A-TPC |  | H7015X4-S2 | + | NV230A-TPC | Standard actuator | 1 | Scenario 2 |  | PPK¦SelectPro¦VDI3805¦Internet_EU |  |  | H7015X4-S2+NV230A-TPC | Globe valve | 2200 kPa | 1000 kPa |  | EU\Inbox\Combinations\Folder..6/..7\ | 33
134025 | H6032X16-S2+LV24A-TPC | H6032X16-S2+LV24A-TPC |  | H6032X16-S2 | + | LV24A-TPC | Standard actuator | 0 | Scenario 2 |  | PPK¦SelectPro¦VDI3805¦Internet_EU |  |  | H6032X16-S2+LV24A-TPC | Globe valve | 300 kPa | 300 kPa |  | EU\Inbox\Combinations\Folder..6/..7\ | 33
134126 | H612R/LV24A-TPC | H612R/LV24A-TPC |  | H612R | / | LV24A-TPC | Standard actuator | 1 | Scenario 2 |  | PPK¦SelectPro¦VDI3805¦Internet_EU |  |  | H612R/LV24A-TPC | Globe valve | 600 kPa | 400 kPa |  | EU\Inbox\Combinations\Folder..6/..7\ | 33
134176 | H614N/LV24A-TPC | H614N/LV24A-TPC |  | H614N | / | LV24A-TPC | Standard actuator | 1 | Scenario 2 |  | PPK¦SelectPro¦VDI3805¦Internet_EU |  |  | H614N/LV24A-TPC | Globe valve | 1300 kPa | 400 kPa |  | EU\Inbox\Combinations\Folder..6/..7\ | 33
134076 | H610S/LV24A-TPC | H610S/LV24A-TPC |  | H610S | / | LV24A-TPC | Standard actuator | 1 | Scenario 2 |  | PPK¦SelectPro¦VDI3805¦Internet_EU |  |  | H610S/LV24A-TPC | Globe valve | 1600 kPa | 1000 kPa |  | EU\Inbox\Combinations\Folder..6/..7\ | 33
134356 | H779N/NV24A-TPC | H779N/NV24A-TPC |  | H779N | / | NV24A-TPC | Standard actuator | 0 | Scenario 2 |  | PPK¦SelectPro¦VDI3805¦Internet_EU |  |  | H779N/NV24A-TPC | Globe valve | 80 kPa | 80 kPa |  | EU\Inbox\Combinations\Folder..6/..7\ | 39
134226 | H615S/LV24A-TPC | H615S/LV24A-TPC |  | H615S | / | LV24A-TPC | Standard actuator | 1 | Scenario 2 |  | PPK¦SelectPro¦VDI3805¦Internet_EU |  |  | H615S/LV24A-TPC | Globe valve | 800 kPa | 800 kPa |  | EU\Inbox\Combinations\Folder..6/..7\ | 33
134586 | H7015X4-S2/NV230A-TPC | H7015X4-S2/NV230A-TPC |  | H7015X4-S2 | / | NV230A-TPC | Standard actuator | 1 | Scenario 2 |  | PPK¦SelectPro¦VDI3805¦Internet_EU |  |  | H7015X4-S2/NV230A-TPC | Globe valve | 2200 kPa | 1000 kPa |  | EU\Inbox\Combinations\Folder..6/..7\ | 33
134026 | H6032X16-S2/LV24A-TPC | H6032X16-S2/LV24A-TPC |  | H6032X16-S2 | / | LV24A-TPC | Standard actuator | 0 | Scenario 2 |  | PPK¦SelectPro¦VDI3805¦Internet_EU |  |  | H6032X16-S2/LV24A-TPC | Globe valve | 300 kPa | 300 kPa |  | EU\Inbox\Combinations\Folder..6/..7\ | 33
134367 | H779R+NV24A-TPC | H779R+NV24A-TPC |  | H779R | + | NV24A-TPC | Standard actuator | 0 | Scenario 2 |  | PPK¦SelectPro¦VDI3805¦Internet_EU |  |  | H779R+NV24A-TPC | Globe valve | 80 kPa | 80 kPa |  | EU\Inbox\Combinations\Folder..6/..7\ | 36
134789 | H713R+NV230A-TPC | H713R+NV230A-TPC |  | H713R | + | NV230A-TPC | Standard actuator | 0 | Scenario 2 |  | PPK¦SelectPro¦VDI3805¦Internet_EU |  |  | H713R+NV230A-TPC | Globe valve | 600 kPa | 400 kPa |  | EU\Inbox\Combinations\Folder..6/..7\ | 32
134368 | H779R/NV24A-TPC | H779R/NV24A-TPC |  | H779R | / | NV24A-TPC | Standard actuator | 0 | Scenario 2 |  | PPK¦SelectPro¦VDI3805¦Internet_EU |  |  | H779R/NV24A-TPC | Globe valve | 80 kPa | 80 kPa |  | EU\Inbox\Combinations\Folder..6/..7\ | 36
134790 | H713R/NV230A-TPC | H713R/NV230A-TPC |  | H713R | / | NV230A-TPC | Standard actuator | 0 | Scenario 2 |  | PPK¦SelectPro¦VDI3805¦Internet_EU |  |  | H713R/NV230A-TPC | Globe valve | 600 kPa | 400 kPa |  | EU\Inbox\Combinations\Folder..6/..7\ | 32
134131 | H612S+LV230A-TPC | H612S+LV230A-TPC |  | H612S | + | LV230A-TPC | Standard actuator | 1 | Scenario 2 |  | PPK¦SelectPro¦VDI3805¦Internet_EU |  |  | H612S+LV230A-TPC | Globe valve | 800 kPa | 800 kPa |  | EU\Inbox\Combinations\Folder..6/..7\ | 36
134181 | H614R+LV230A-TPC | H614R+LV230A-TPC |  | H614R | + | LV230A-TPC | Standard actuator | 1 | Scenario 2 |  | PPK¦SelectPro¦VDI3805¦Internet_EU |  |  | H614R+LV230A-TPC | Globe valve | 600 kPa | 400 kPa |  | EU\Inbox\Combinations\Folder..6/..7\ | 36
134081 | H611N+LV230A-TPC | H611N+LV230A-TPC |  | H611N | + | LV230A-TPC | Standard actuator | 1 | Scenario 2 |  | PPK¦SelectPro¦VDI3805¦Internet_EU |  |  | H611N+LV230A-TPC | Globe valve | 1300 kPa | 400 kPa |  | EU\Inbox\Combinations\Folder..6/..7\ | 36
134741 | H711R+NV230A-TPC | H711R+NV230A-TPC |  | H711R | + | NV230A-TPC | Standard actuator | 0 | Scenario 2 |  | PPK¦SelectPro¦VDI3805¦Internet_EU |  |  | H711R+NV230A-TPC | Globe valve | 600 kPa | 400 kPa |  | EU\Inbox\Combinations\Folder..6/..7\ | 32
134231 | H619S+LV230A-TPC | H619S+LV230A-TPC |  | H619S | + | LV230A-TPC | Standard actuator | 0 | Scenario 2 |  | PPK¦SelectPro¦VDI3805¦Internet_EU |  |  | H619S+LV230A-TPC | Globe valve | 800 kPa | 800 kPa |  | EU\Inbox\Combinations\Folder..6/..7\ | 37
134132 | H612S/LV230A-TPC | H612S/LV230A-TPC |  | H612S | / | LV230A-TPC | Standard actuator | 1 | Scenario 2 |  | PPK¦SelectPro¦VDI3805¦Internet_EU |  |  | H612S/LV230A-TPC | Globe valve | 800 kPa | 800 kPa |  | EU\Inbox\Combinations\Folder..6/..7\ | 36
134031 | H6040X16-S2+LV230A-TPC | H6040X16-S2+LV230A-TPC |  | H6040X16-S2 | + | LV230A-TPC | Standard actuator | 0 | Scenario 2 |  | PPK¦SelectPro¦VDI3805¦Internet_EU |  |  | H6040X16-S2+LV230A-TPC | Globe valve | 140 kPa | 140 kPa |  | EU\Inbox\Combinations\Folder..6/..7\ | 36
134182 | H614R/LV230A-TPC | H614R/LV230A-TPC |  | H614R | / | LV230A-TPC | Standard actuator | 1 | Scenario 2 |  | PPK¦SelectPro¦VDI3805¦Internet_EU |  |  | H614R/LV230A-TPC | Globe valve | 600 kPa | 400 kPa |  | EU\Inbox\Combinations\Folder..6/..7\ | 36
134082 | H611N/LV230A-TPC | H611N/LV230A-TPC |  | H611N | / | LV230A-TPC | Standard actuator | 1 | Scenario 2 |  | PPK¦SelectPro¦VDI3805¦Internet_EU |  |  | H611N/LV230A-TPC | Globe valve | 1300 kPa | 400 kPa |  | EU\Inbox\Combinations\Folder..6/..7\ | 36
134742 | H711R/NV230A-TPC | H711R/NV230A-TPC |  | H711R | / | NV230A-TPC | Standard actuator | 0 | Scenario 2 |  | PPK¦SelectPro¦VDI3805¦Internet_EU |  |  | H711R/NV230A-TPC | Globe valve | 600 kPa | 400 kPa |  | EU\Inbox\Combinations\Folder..6/..7\ | 32
134693 | H7040Y25-S2+NV230A-TPC | H7040Y25-S2+NV230A-TPC |  | H7040Y25-S2 | + | NV230A-TPC | Standard actuator | 0 | Scenario 2 |  | PPK¦SelectPro¦VDI3805¦Internet_EU |  |  | H7040Y25-S2+NV230A-TPC | Globe valve | 500 kPa | 500 kPa |  | EU\Inbox\Combinations\Folder..6/..7\ | 33
134232 | H619S/LV230A-TPC | H619S/LV230A-TPC |  | H619S | / | LV230A-TPC | Standard actuator | 0 | Scenario 2 |  | PPK¦SelectPro¦VDI3805¦Internet_EU |  |  | H619S/LV230A-TPC | Globe valve | 800 kPa | 800 kPa |  | EU\Inbox\Combinations\Folder..6/..7\ | 37
134032 | H6040X16-S2/LV230A-TPC | H6040X16-S2/LV230A-TPC |  | H6040X16-S2 | / | LV230A-TPC | Standard actuator | 0 | Scenario 2 |  | PPK¦SelectPro¦VDI3805¦Internet_EU |  |  | H6040X16-S2/LV230A-TPC | Globe valve | 140 kPa | 140 kPa |  | EU\Inbox\Combinations\Folder..6/..7\ | 36
134694 | H7040Y25-S2/NV230A-TPC | H7040Y25-S2/NV230A-TPC |  | H7040Y25-S2 | / | NV230A-TPC | Standard actuator | 0 | Scenario 2 |  | PPK¦SelectPro¦VDI3805¦Internet_EU |  |  | H7040Y25-S2/NV230A-TPC | Globe valve | 500 kPa | 500 kPa |  | EU\Inbox\Combinations\Folder..6/..7\ | 33
134135 | H612S+LV24A-TPC | H612S+LV24A-TPC |  | H612S | + | LV24A-TPC | Standard actuator | 1 | Scenario 2 |  | PPK¦SelectPro¦VDI3805¦Internet_EU |  |  | H612S+LV24A-TPC | Globe valve | 800 kPa | 800 kPa |  | EU\Inbox\Combinations\Folder..6/..7\ | 33
134185 | H614R+LV24A-TPC | H614R+LV24A-TPC |  | H614R | + | LV24A-TPC | Standard actuator | 1 | Scenario 2 |  | PPK¦SelectPro¦VDI3805¦Internet_EU |  |  | H614R+LV24A-TPC | Globe valve | 600 kPa | 400 kPa |  | EU\Inbox\Combinations\Folder..6/..7\ | 33
134085 | H611N+LV24A-TPC | H611N+LV24A-TPC |  | H611N | + | LV24A-TPC | Standard actuator | 1 | Scenario 2 |  | PPK¦SelectPro¦VDI3805¦Internet_EU |  |  | H611N+LV24A-TPC | Globe valve | 1300 kPa | 400 kPa |  | EU\Inbox\Combinations\Folder..6/..7\ | 33
134136 | H612S/LV24A-TPC | H612S/LV24A-TPC |  | H612S | / | LV24A-TPC | Standard actuator | 1 | Scenario 2 |  | PPK¦SelectPro¦VDI3805¦Internet_EU |  |  | H612S/LV24A-TPC | Globe valve | 800 kPa | 800 kPa |  | EU\Inbox\Combinations\Folder..6/..7\ | 33
134035 | H6040X16-S2+LV24A-TPC | H6040X16-S2+LV24A-TPC |  | H6040X16-S2 | + | LV24A-TPC | Standard actuator | 0 | Scenario 2 |  | PPK¦SelectPro¦VDI3805¦Internet_EU |  |  | H6040X16-S2+LV24A-TPC | Globe valve | 140 kPa | 140 kPa |  | EU\Inbox\Combinations\Folder..6/..7\ | 32
134235 | H725N+NV24A-TPC | H725N+NV24A-TPC |  | H725N | + | NV24A-TPC | Standard actuator | 0 | Scenario 2 |  | PPK¦SelectPro¦VDI3805¦Internet_EU |  |  | H725N+NV24A-TPC | Globe valve | 1300 kPa | 400 kPa |  | EU\Inbox\Combinations\Folder..6/..7\ | 35
134186 | H614R/LV24A-TPC | H614R/LV24A-TPC |  | H614R | / | LV24A-TPC | Standard actuator | 1 | Scenario 2 |  | PPK¦SelectPro¦VDI3805¦Internet_EU |  |  | H614R/LV24A-TPC | Globe valve | 600 kPa | 400 kPa |  | EU\Inbox\Combinations\Folder..6/..7\ | 33
134086 | H611N/LV24A-TPC | H611N/LV24A-TPC |  | H611N | / | LV24A-TPC | Standard actuator | 1 | Scenario 2 |  | PPK¦SelectPro¦VDI3805¦Internet_EU |  |  | H611N/LV24A-TPC | Globe valve | 1300 kPa | 400 kPa |  | EU\Inbox\Combinations\Folder..6/..7\ | 33
134645 | H7025Y10-S2+NV230A-TPC | H7025Y10-S2+NV230A-TPC |  | H7025Y10-S2 | + | NV230A-TPC | Standard actuator | 1 | Scenario 2 |  | PPK¦SelectPro¦VDI3805¦Internet_EU |  |  | H7025Y10-S2+NV230A-TPC | Globe valve | 1300 kPa | 1000 kPa |  | EU\Inbox\Combinations\Folder..6/..7\ | 33
134036 | H6040X16-S2/LV24A-TPC | H6040X16-S2/LV24A-TPC |  | H6040X16-S2 | / | LV24A-TPC | Standard actuator | 0 | Scenario 2 |  | PPK¦SelectPro¦VDI3805¦Internet_EU |  |  | H6040X16-S2/LV24A-TPC | Globe valve | 140 kPa | 140 kPa |  | EU\Inbox\Combinations\Folder..6/..7\ | 32
134236 | H725N/NV24A-TPC | H725N/NV24A-TPC |  | H725N | / | NV24A-TPC | Standard actuator | 0 | Scenario 2 |  | PPK¦SelectPro¦VDI3805¦Internet_EU |  |  | H725N/NV24A-TPC | Globe valve | 1300 kPa | 400 kPa |  | EU\Inbox\Combinations\Folder..6/..7\ | 35
134646 | H7025Y10-S2/NV230A-TPC | H7025Y10-S2/NV230A-TPC |  | H7025Y10-S2 | / | NV230A-TPC | Standard actuator | 1 | Scenario 2 |  | PPK¦SelectPro¦VDI3805¦Internet_EU |  |  | H7025Y10-S2/NV230A-TPC | Globe valve | 1300 kPa | 1000 kPa |  | EU\Inbox\Combinations\Folder..6/..7\ | 33
134597 | H7015Y4-S2+NV230A-TPC | H7015Y4-S2+NV230A-TPC |  | H7015Y4-S2 | + | NV230A-TPC | Standard actuator | 1 | Scenario 2 |  | PPK¦SelectPro¦VDI3805¦Internet_EU |  |  | H7015Y4-S2+NV230A-TPC | Globe valve | 2200 kPa | 1000 kPa |  | EU\Inbox\Combinations\Folder..6/..7\ | 33
134598 | H7015Y4-S2/NV230A-TPC | H7015Y4-S2/NV230A-TPC |  | H7015Y4-S2 | / | NV230A-TPC | Standard actuator | 1 | Scenario 2 |  | PPK¦SelectPro¦VDI3805¦Internet_EU |  |  | H7015Y4-S2/NV230A-TPC | Globe valve | 2200 kPa | 1000 kPa |  | EU\Inbox\Combinations\Folder..6/..7\ | 33
134247 | H725R+NV24A-TPC | H725R+NV24A-TPC |  | H725R | + | NV24A-TPC | Standard actuator | 0 | Scenario 2 |  | PPK¦SelectPro¦VDI3805¦Internet_EU |  |  | H725R+NV24A-TPC | Globe valve | 600 kPa | 400 kPa |  | EU\Inbox\Combinations\Folder..6/..7\ | 36
134141 | H613N+LV230A-TPC | H613N+LV230A-TPC |  | H613N | + | LV230A-TPC | Standard actuator | 1 | Scenario 2 |  | PPK¦SelectPro¦VDI3805¦Internet_EU |  |  | H613N+LV230A-TPC | Globe valve | 1300 kPa | 400 kPa |  | EU\Inbox\Combinations\Folder..6/..7\ | 36
134191 | H614S+LV230A-TPC | H614S+LV230A-TPC |  | H614S | + | LV230A-TPC | Standard actuator | 1 | Scenario 2 |  | PPK¦SelectPro¦VDI3805¦Internet_EU |  |  | H614S+LV230A-TPC | Globe valve | 800 kPa | 800 kPa |  | EU\Inbox\Combinations\Folder..6/..7\ | 36
134091 | H611R+LV230A-TPC | H611R+LV230A-TPC |  | H611R | + | LV230A-TPC | Standard actuator | 1 | Scenario 2 |  | PPK¦SelectPro¦VDI3805¦Internet_EU |  |  | H611R+LV230A-TPC | Globe valve | 600 kPa | 400 kPa |  | EU\Inbox\Combinations\Folder..6/..7\ | 36
134248 | H725R/NV24A-TPC | H725R/NV24A-TPC |  | H725R | / | NV24A-TPC | Standard actuator | 0 | Scenario 2 |  | PPK¦SelectPro¦VDI3805¦Internet_EU |  |  | H725R/NV24A-TPC | Globe valve | 600 kPa | 400 kPa |  | EU\Inbox\Combinations\Folder..6/..7\ | 36
134142 | H613N/LV230A-TPC | H613N/LV230A-TPC |  | H613N | / | LV230A-TPC | Standard actuator | 1 | Scenario 2 |  | PPK¦SelectPro¦VDI3805¦Internet_EU |  |  | H613N/LV230A-TPC | Globe valve | 1300 kPa | 400 kPa |  | EU\Inbox\Combinations\Folder..6/..7\ | 36
134192 | H614S/LV230A-TPC | H614S/LV230A-TPC |  | H614S | / | LV230A-TPC | Standard actuator | 1 | Scenario 2 |  | PPK¦SelectPro¦VDI3805¦Internet_EU |  |  | H614S/LV230A-TPC | Globe valve | 800 kPa | 800 kPa |  | EU\Inbox\Combinations\Folder..6/..7\ | 36
134041 | H6040X25-S2+LV230A-TPC | H6040X25-S2+LV230A-TPC |  | H6040X25-S2 | + | LV230A-TPC | Standard actuator | 0 | Scenario 2 |  | PPK¦SelectPro¦VDI3805¦Internet_EU |  |  | H6040X25-S2+LV230A-TPC | Globe valve | 140 kPa | 140 kPa |  | EU\Inbox\Combinations\Folder..6/..7\ | 34
134801 | H714N+NV230A-TPC | H714N+NV230A-TPC |  | H714N | + | NV230A-TPC | Standard actuator | 0 | Scenario 2 |  | PPK¦SelectPro¦VDI3805¦Internet_EU |  |  | H714N+NV230A-TPC | Globe valve | 1600 kPa | 400 kPa |  | EU\Inbox\Combinations\Folder..6/..7\ | 33
134092 | H611R/LV230A-TPC | H611R/LV230A-TPC |  | H611R | / | LV230A-TPC | Standard actuator | 1 | Scenario 2 |  | PPK¦SelectPro¦VDI3805¦Internet_EU |  |  | H611R/LV230A-TPC | Globe valve | 600 kPa | 400 kPa |  | EU\Inbox\Combinations\Folder..6/..7\ | 36
134042 | H6040X25-S2/LV230A-TPC | H6040X25-S2/LV230A-TPC |  | H6040X25-S2 | / | LV230A-TPC | Standard actuator | 0 | Scenario 2 |  | PPK¦SelectPro¦VDI3805¦Internet_EU |  |  | H6040X25-S2/LV230A-TPC | Globe valve | 140 kPa | 140 kPa |  | EU\Inbox\Combinations\Folder..6/..7\ | 36
134802 | H714N/NV230A-TPC | H714N/NV230A-TPC |  | H714N | / | NV230A-TPC | Standard actuator | 0 | Scenario 2 |  | PPK¦SelectPro¦VDI3805¦Internet_EU |  |  | H714N/NV230A-TPC | Globe valve | 1600 kPa | 400 kPa |  | EU\Inbox\Combinations\Folder..6/..7\ | 33
134753 | H712N+NV230A-TPC | H712N+NV230A-TPC |  | H712N | + | NV230A-TPC | Standard actuator | 0 | Scenario 2 |  | PPK¦SelectPro¦VDI3805¦Internet_EU |  |  | H712N+NV230A-TPC | Globe valve | 1600 kPa | 400 kPa |  | EU\Inbox\Combinations\Folder..6/..7\ | 33
134705 | H7050X40-S2+NV230A-TPC | H7050X40-S2+NV230A-TPC |  | H7050X40-S2 | + | NV230A-TPC | Standard actuator | 0 | Scenario 2 |  | PPK¦SelectPro¦VDI3805¦Internet_EU |  |  | H7050X40-S2+NV230A-TPC | Globe valve | 300 kPa | 300 kPa |  | EU\Inbox\Combinations\Folder..6/..7\ | 33
134145 | H613N+LV24A-TPC | H613N+LV24A-TPC |  | H613N | + | LV24A-TPC | Standard actuator | 1 | Scenario 2 |  | PPK¦SelectPro¦VDI3805¦Internet_EU |  |  | H613N+LV24A-TPC | Globe valve | 1300 kPa | 400 kPa |  | EU\Inbox\Combinations\Folder..6/..7\ | 33
134754 | H712N/NV230A-TPC | H712N/NV230A-TPC |  | H712N | / | NV230A-TPC | Standard actuator | 0 | Scenario 2 |  | PPK¦SelectPro¦VDI3805¦Internet_EU |  |  | H712N/NV230A-TPC | Globe valve | 1600 kPa | 400 kPa |  | EU\Inbox\Combinations\Folder..6/..7\ | 33
134259 | H732N+NV24A-TPC | H732N+NV24A-TPC |  | H732N | + | NV24A-TPC | Standard actuator | 1 | Scenario 2 |  | PPK¦SelectPro¦VDI3805¦Internet_EU |  |  | H732N+NV24A-TPC | Globe valve | 1000 kPa | 400 kPa |  | EU\Inbox\Combinations\Folder..6/..7\ | 34
134706 | H7050X40-S2/NV230A-TPC | H7050X40-S2/NV230A-TPC |  | H7050X40-S2 | / | NV230A-TPC | Standard actuator | 0 | Scenario 2 |  | PPK¦SelectPro¦VDI3805¦Internet_EU |  |  | H7050X40-S2/NV230A-TPC | Globe valve | 300 kPa | 300 kPa |  | EU\Inbox\Combinations\Folder..6/..7\ | 33
134195 | H614S+LV24A-TPC | H614S+LV24A-TPC |  | H614S | + | LV24A-TPC | Standard actuator | 1 | Scenario 2 |  | PPK¦SelectPro¦VDI3805¦Internet_EU |  |  | H614S+LV24A-TPC | Globe valve | 800 kPa | 800 kPa |  | EU\Inbox\Combinations\Folder..6/..7\ | 33
134146 | H613N/LV24A-TPC | H613N/LV24A-TPC |  | H613N | / | LV24A-TPC | Standard actuator | 1 | Scenario 2 |  | PPK¦SelectPro¦VDI3805¦Internet_EU |  |  | H613N/LV24A-TPC | Globe valve | 1300 kPa | 400 kPa |  | EU\Inbox\Combinations\Folder..6/..7\ | 33
134095 | H611R+LV24A-TPC | H611R+LV24A-TPC |  | H611R | + | LV24A-TPC | Standard actuator | 1 | Scenario 2 |  | PPK¦SelectPro¦VDI3805¦Internet_EU |  |  | H611R+LV24A-TPC | Globe valve | 600 kPa | 400 kPa |  | EU\Inbox\Combinations\Folder..6/..7\ | 33
134260 | H732N/NV24A-TPC | H732N/NV24A-TPC |  | H732N | / | NV24A-TPC | Standard actuator | 1 | Scenario 2 |  | PPK¦SelectPro¦VDI3805¦Internet_EU |  |  | H732N/NV24A-TPC | Globe valve | 1000 kPa | 400 kPa |  | EU\Inbox\Combinations\Folder..6/..7\ | 34
134196 | H614S/LV24A-TPC | H614S/LV24A-TPC |  | H614S | / | LV24A-TPC | Standard actuator | 1 | Scenario 2 |  | PPK¦SelectPro¦VDI3805¦Internet_EU |  |  | H614S/LV24A-TPC | Globe valve | 800 kPa | 800 kPa |  | EU\Inbox\Combinations\Folder..6/..7\ | 33
134045 | H6040X25-S2+LV24A-TPC | H6040X25-S2+LV24A-TPC |  | H6040X25-S2 | + | LV24A-TPC | Standard actuator | 0 | Scenario 2 |  | PPK¦SelectPro¦VDI3805¦Internet_EU |  |  | H6040X25-S2+LV24A-TPC | Globe valve | 140 kPa | 140 kPa |  | EU\Inbox\Combinations\Folder..6/..7\ | 32
134096 | H611R/LV24A-TPC | H611R/LV24A-TPC |  | H611R | / | LV24A-TPC | Standard actuator | 1 | Scenario 2 |  | PPK¦SelectPro¦VDI3805¦Internet_EU |  |  | H611R/LV24A-TPC | Globe valve | 600 kPa | 400 kPa |  | EU\Inbox\Combinations\Folder..6/..7\ | 33
134046 | H6040X25-S2/LV24A-TPC | H6040X25-S2/LV24A-TPC |  | H6040X25-S2 | / | LV24A-TPC | Standard actuator | 0 | Scenario 2 |  | PPK¦SelectPro¦VDI3805¦Internet_EU |  |  | H6040X25-S2/LV24A-TPC | Globe valve | 140 kPa | 140 kPa |  | EU\Inbox\Combinations\Folder..6/..7\ | 32
134271 | H732R+NV24A-TPC | H732R+NV24A-TPC |  | H732R | + | NV24A-TPC | Standard actuator | 1 | Scenario 2 |  | PPK¦SelectPro¦VDI3805¦Internet_EU |  |  | H732R+NV24A-TPC | Globe valve | 600 kPa | 400 kPa |  | EU\Inbox\Combinations\Folder..6/..7\ | 35
134657 | H7032X16-S2+NV230A-TPC | H7032X16-S2+NV230A-TPC |  | H7032X16-S2 | + | NV230A-TPC | Standard actuator | 0 | Scenario 2 |  | PPK¦SelectPro¦VDI3805¦Internet_EU |  |  | H7032X16-S2+NV230A-TPC | Globe valve | 900 kPa | 900 kPa |  | EU\Inbox\Combinations\Folder..6/..7\ | 33
134272 | H732R/NV24A-TPC | H732R/NV24A-TPC |  | H732R | / | NV24A-TPC | Standard actuator | 1 | Scenario 2 |  | PPK¦SelectPro¦VDI3805¦Internet_EU |  |  | H732R/NV24A-TPC | Globe valve | 600 kPa | 400 kPa |  | EU\Inbox\Combinations\Folder..6/..7\ | 35
134609 | H7020X6P3-S2+NV230A-TPC | H7020X6P3-S2+NV230A-TPC |  | H7020X6P3-S2 | + | NV230A-TPC | Standard actuator | 1 | Scenario 2 |  | PPK¦SelectPro¦VDI3805¦Internet_EU |  |  | H7020X6P3-S2+NV230A-TPC | Globe valve | 1500 kPa | 1000 kPa |  | EU\Inbox\Combinations\Folder..6/..7\ | 33
134151 | H613R+LV230A-TPC | H613R+LV230A-TPC |  | H613R | + | LV230A-TPC | Standard actuator | 1 | Scenario 2 |  | PPK¦SelectPro¦VDI3805¦Internet_EU |  |  | H613R+LV230A-TPC | Globe valve | 600 kPa | 400 kPa |  | EU\Inbox\Combinations\Folder..6/..7\ | 36
134658 | H7032X16-S2/NV230A-TPC | H7032X16-S2/NV230A-TPC |  | H7032X16-S2 | / | NV230A-TPC | Standard actuator | 0 | Scenario 2 |  | PPK¦SelectPro¦VDI3805¦Internet_EU |  |  | H7032X16-S2/NV230A-TPC | Globe valve | 900 kPa | 900 kPa |  | EU\Inbox\Combinations\Folder..6/..7\ | 33
134201 | H615N+LV230A-TPC | H615N+LV230A-TPC |  | H615N | + | LV230A-TPC | Standard actuator | 1 | Scenario 2 |  | PPK¦SelectPro¦VDI3805¦Internet_EU |  |  | H615N+LV230A-TPC | Globe valve | 1300 kPa | 400 kPa |  | EU\Inbox\Combinations\Folder..6/..7\ | 36
134152 | H613R/LV230A-TPC | H613R/LV230A-TPC |  | H613R | / | LV230A-TPC | Standard actuator | 1 | Scenario 2 |  | PPK¦SelectPro¦VDI3805¦Internet_EU |  |  | H613R/LV230A-TPC | Globe valve | 600 kPa | 400 kPa |  | EU\Inbox\Combinations\Folder..6/..7\ | 36
134610 | H7020X6P3-S2/NV230A-TPC | H7020X6P3-S2/NV230A-TPC |  | H7020X6P3-S2 | / | NV230A-TPC | Standard actuator | 1 | Scenario 2 |  | PPK¦SelectPro¦VDI3805¦Internet_EU |  |  | H7020X6P3-S2/NV230A-TPC | Globe valve | 1500 kPa | 1000 kPa |  | EU\Inbox\Combinations\Folder..6/..7\ | 33
134101 | H611S+LV230A-TPC | H611S+LV230A-TPC |  | H611S | + | LV230A-TPC | Standard actuator | 1 | Scenario 2 |  | PPK¦SelectPro¦VDI3805¦Internet_EU |  |  | H611S+LV230A-TPC | Globe valve | 1600 kPa | 1000 kPa |  | EU\Inbox\Combinations\Folder..6/..7\ | 36
134202 | H615N/LV230A-TPC | H615N/LV230A-TPC |  | H615N | / | LV230A-TPC | Standard actuator | 1 | Scenario 2 |  | PPK¦SelectPro¦VDI3805¦Internet_EU |  |  | H615N/LV230A-TPC | Globe valve | 1300 kPa | 400 kPa |  | EU\Inbox\Combinations\Folder..6/..7\ | 36
134102 | H611S/LV230A-TPC | H611S/LV230A-TPC |  | H611S | / | LV230A-TPC | Standard actuator | 1 | Scenario 2 |  | PPK¦SelectPro¦VDI3805¦Internet_EU |  |  | H611S/LV230A-TPC | Globe valve | 1600 kPa | 1000 kPa |  | EU\Inbox\Combinations\Folder..6/..7\ | 36
134051 | H6050X25-S2+LV230A-TPC | H6050X25-S2+LV230A-TPC |  | H6050X25-S2 | + | LV230A-TPC | Standard actuator | 0 | Scenario 2 |  | PPK¦SelectPro¦VDI3805¦Internet_EU |  |  | H6050X25-S2+LV230A-TPC | Globe valve | 60 kPa | 60 kPa |  | EU\Inbox\Combinations\Folder..6/..7\ | 34
134283 | H740N+NV24A-TPC | H740N+NV24A-TPC |  | H740N | + | NV24A-TPC | Standard actuator | 1 | Scenario 2 |  | PPK¦SelectPro¦VDI3805¦Internet_EU |  |  | H740N+NV24A-TPC | Globe valve | 500 kPa | 400 kPa |  | EU\Inbox\Combinations\Folder..6/..7\ | 34
134052 | H6050X25-S2/LV230A-TPC | H6050X25-S2/LV230A-TPC |  | H6050X25-S2 | / | LV230A-TPC | Standard actuator | 0 | Scenario 2 |  | PPK¦SelectPro¦VDI3805¦Internet_EU |  |  | H6050X25-S2/LV230A-TPC | Globe valve | 60 kPa | 60 kPa |  | EU\Inbox\Combinations\Folder..6/..7\ | 36
134155 | H613R+LV24A-TPC | H613R+LV24A-TPC |  | H613R | + | LV24A-TPC | Standard actuator | 1 | Scenario 2 |  | PPK¦SelectPro¦VDI3805¦Internet_EU |  |  | H613R+LV24A-TPC | Globe valve | 600 kPa | 400 kPa |  | EU\Inbox\Combinations\Folder..6/..7\ | 33
134284 | H740N/NV24A-TPC | H740N/NV24A-TPC |  | H740N | / | NV24A-TPC | Standard actuator | 1 | Scenario 2 |  | PPK¦SelectPro¦VDI3805¦Internet_EU |  |  | H740N/NV24A-TPC | Globe valve | 500 kPa | 400 kPa |  | EU\Inbox\Combinations\Folder..6/..7\ | 34
134205 | H615N+LV24A-TPC | H615N+LV24A-TPC |  | H615N | + | LV24A-TPC | Standard actuator | 1 | Scenario 2 |  | PPK¦SelectPro¦VDI3805¦Internet_EU |  |  | H615N+LV24A-TPC | Globe valve | 1300 kPa | 400 kPa |  | EU\Inbox\Combinations\Folder..6/..7\ | 33
134156 | H613R/LV24A-TPC | H613R/LV24A-TPC |  | H613R | / | LV24A-TPC | Standard actuator | 1 | Scenario 2 |  | PPK¦SelectPro¦VDI3805¦Internet_EU |  |  | H613R/LV24A-TPC | Globe valve | 600 kPa | 400 kPa |  | EU\Inbox\Combinations\Folder..6/..7\ | 33
134813 | H714R+NV230A-TPC | H714R+NV230A-TPC |  | H714R | + | NV230A-TPC | Standard actuator | 0 | Scenario 2 |  | PPK¦SelectPro¦VDI3805¦Internet_EU |  |  | H714R+NV230A-TPC | Globe valve | 600 kPa | 400 kPa |  | EU\Inbox\Combinations\Folder..6/..7\ | 32
134765 | H712R+NV230A-TPC | H712R+NV230A-TPC |  | H712R | + | NV230A-TPC | Standard actuator | 0 | Scenario 2 |  | PPK¦SelectPro¦VDI3805¦Internet_EU |  |  | H712R+NV230A-TPC | Globe valve | 600 kPa | 400 kPa |  | EU\Inbox\Combinations\Folder..6/..7\ | 32
134717 | H7050Y40-S2+NV230A-TPC | H7050Y40-S2+NV230A-TPC |  | H7050Y40-S2 | + | NV230A-TPC | Standard actuator | 0 | Scenario 2 |  | PPK¦SelectPro¦VDI3805¦Internet_EU |  |  | H7050Y40-S2+NV230A-TPC | Globe valve | 300 kPa | 300 kPa |  | EU\Inbox\Combinations\Folder..6/..7\ | 33
134105 | H611S+LV24A-TPC | H611S+LV24A-TPC |  | H611S | + | LV24A-TPC | Standard actuator | 1 | Scenario 2 |  | PPK¦SelectPro¦VDI3805¦Internet_EU |  |  | H611S+LV24A-TPC | Globe valve | 1600 kPa | 1000 kPa |  | EU\Inbox\Combinations\Folder..6/..7\ | 33
134206 | H615N/LV24A-TPC | H615N/LV24A-TPC |  | H615N | / | LV24A-TPC | Standard actuator | 1 | Scenario 2 |  | PPK¦SelectPro¦VDI3805¦Internet_EU |  |  | H615N/LV24A-TPC | Globe valve | 1300 kPa | 400 kPa |  | EU\Inbox\Combinations\Folder..6/..7\ | 33
134814 | H714R/NV230A-TPC | H714R/NV230A-TPC |  | H714R | / | NV230A-TPC | Standard actuator | 0 | Scenario 2 |  | PPK¦SelectPro¦VDI3805¦Internet_EU |  |  | H714R/NV230A-TPC | Globe valve | 600 kPa | 400 kPa |  | EU\Inbox\Combinations\Folder..6/..7\ | 32
134766 | H712R/NV230A-TPC | H712R/NV230A-TPC |  | H712R | / | NV230A-TPC | Standard actuator | 0 | Scenario 2 |  | PPK¦SelectPro¦VDI3805¦Internet_EU |  |  | H712R/NV230A-TPC | Globe valve | 600 kPa | 400 kPa |  | EU\Inbox\Combinations\Folder..6/..7\ | 32
134718 | H7050Y40-S2/NV230A-TPC | H7050Y40-S2/NV230A-TPC |  | H7050Y40-S2 | / | NV230A-TPC | Standard actuator | 0 | Scenario 2 |  | PPK¦SelectPro¦VDI3805¦Internet_EU |  |  | H7050Y40-S2/NV230A-TPC | Globe valve | 300 kPa | 300 kPa |  | EU\Inbox\Combinations\Folder..6/..7\ | 33
134106 | H611S/LV24A-TPC | H611S/LV24A-TPC |  | H611S | / | LV24A-TPC | Standard actuator | 1 | Scenario 2 |  | PPK¦SelectPro¦VDI3805¦Internet_EU |  |  | H611S/LV24A-TPC | Globe valve | 1600 kPa | 1000 kPa |  | EU\Inbox\Combinations\Folder..6/..7\ | 33
134055 | H6050X25-S2+LV24A-TPC | H6050X25-S2+LV24A-TPC |  | H6050X25-S2 | + | LV24A-TPC | Standard actuator | 0 | Scenario 2 |  | PPK¦SelectPro¦VDI3805¦Internet_EU |  |  | H6050X25-S2+LV24A-TPC | Globe valve | 60 kPa | 60 kPa |  | EU\Inbox\Combinations\Folder..6/..7\ | 33
134295 | H740R+NV24A-TPC | H740R+NV24A-TPC |  | H740R | + | NV24A-TPC | Standard actuator | 1 | Scenario 2 |  | PPK¦SelectPro¦VDI3805¦Internet_EU |  |  | H740R+NV24A-TPC | Globe valve | 500 kPa | 400 kPa |  | EU\Inbox\Combinations\Folder..6/..7\ | 35
134296 | H740R/NV24A-TPC | H740R/NV24A-TPC |  | H740R | / | NV24A-TPC | Standard actuator | 1 | Scenario 2 |  | PPK¦SelectPro¦VDI3805¦Internet_EU |  |  | H740R/NV24A-TPC | Globe valve | 500 kPa | 400 kPa |  | EU\Inbox\Combinations\Folder..6/..7\ | 35
134056 | H6050X25-S2/LV24A-TPC | H6050X25-S2/LV24A-TPC |  | H6050X25-S2 | / | LV24A-TPC | Standard actuator | 0 | Scenario 2 |  | PPK¦SelectPro¦VDI3805¦Internet_EU |  |  | H6050X25-S2/LV24A-TPC | Globe valve | 60 kPa | 60 kPa |  | EU\Inbox\Combinations\Folder..6/..7\ | 33
134161 | H613S+LV230A-TPC | H613S+LV230A-TPC |  | H613S | + | LV230A-TPC | Standard actuator | 1 | Scenario 2 |  | PPK¦SelectPro¦VDI3805¦Internet_EU |  |  | H613S+LV230A-TPC | Globe valve | 800 kPa | 800 kPa |  | EU\Inbox\Combinations\Folder..6/..7\ | 36
134211 | H615R+LV230A-TPC | H615R+LV230A-TPC |  | H615R | + | LV230A-TPC | Standard actuator | 1 | Scenario 2 |  | PPK¦SelectPro¦VDI3805¦Internet_EU |  |  | H615R+LV230A-TPC | Globe valve | 600 kPa | 400 kPa |  | EU\Inbox\Combinations\Folder..6/..7\ | 36
134162 | H613S/LV230A-TPC | H613S/LV230A-TPC |  | H613S | / | LV230A-TPC | Standard actuator | 1 | Scenario 2 |  | PPK¦SelectPro¦VDI3805¦Internet_EU |  |  | H613S/LV230A-TPC | Globe valve | 800 kPa | 800 kPa |  | EU\Inbox\Combinations\Folder..6/..7\ | 36
134307 | H750N+NV24A-TPC | H750N+NV24A-TPC |  | H750N | + | NV24A-TPC | Standard actuator | 0 | Scenario 2 |  | PPK¦SelectPro¦VDI3805¦Internet_EU |  |  | H750N+NV24A-TPC | Globe valve | 300 kPa | 300 kPa |  | EU\Inbox\Combinations\Folder..6/..7\ | 36
134212 | H615R/LV230A-TPC | H615R/LV230A-TPC |  | H615R | / | LV230A-TPC | Standard actuator | 1 | Scenario 2 |  | PPK¦SelectPro¦VDI3805¦Internet_EU |  |  | H615R/LV230A-TPC | Globe valve | 600 kPa | 400 kPa |  | EU\Inbox\Combinations\Folder..6/..7\ | 36
134111 | H612N+LV230A-TPC | H612N+LV230A-TPC |  | H612N | + | LV230A-TPC | Standard actuator | 1 | Scenario 2 |  | PPK¦SelectPro¦VDI3805¦Internet_EU |  |  | H612N+LV230A-TPC | Globe valve | 1300 kPa | 400 kPa |  | EU\Inbox\Combinations\Folder..6/..7\ | 36
134669 | H7032Y16-S2+NV230A-TPC | H7032Y16-S2+NV230A-TPC |  | H7032Y16-S2 | + | NV230A-TPC | Standard actuator | 0 | Scenario 2 |  | PPK¦SelectPro¦VDI3805¦Internet_EU |  |  | H7032Y16-S2+NV230A-TPC | Globe valve | 900 kPa | 900 kPa |  | EU\Inbox\Combinations\Folder..6/..7\ | 33
134308 | H750N/NV24A-TPC | H750N/NV24A-TPC |  | H750N | / | NV24A-TPC | Standard actuator | 0 | Scenario 2 |  | PPK¦SelectPro¦VDI3805¦Internet_EU |  |  | H750N/NV24A-TPC | Globe valve | 300 kPa | 300 kPa |  | EU\Inbox\Combinations\Folder..6/..7\ | 36
134621 | H7020Y6P3-S2+NV230A-TPC | H7020Y6P3-S2+NV230A-TPC |  | H7020Y6P3-S2 | + | NV230A-TPC | Standard actuator | 1 | Scenario 2 |  | PPK¦SelectPro¦VDI3805¦Internet_EU |  |  | H7020Y6P3-S2+NV230A-TPC | Globe valve | 1500 kPa | 1000 kPa |  | EU\Inbox\Combinations\Folder..6/..7\ | 33
134112 | H612N/LV230A-TPC | H612N/LV230A-TPC |  | H612N | / | LV230A-TPC | Standard actuator | 1 | Scenario 2 |  | PPK¦SelectPro¦VDI3805¦Internet_EU |  |  | H612N/LV230A-TPC | Globe valve | 1300 kPa | 400 kPa |  | EU\Inbox\Combinations\Folder..6/..7\ | 36
134670 | H7032Y16-S2/NV230A-TPC | H7032Y16-S2/NV230A-TPC |  | H7032Y16-S2 | / | NV230A-TPC | Standard actuator | 0 | Scenario 2 |  | PPK¦SelectPro¦VDI3805¦Internet_EU |  |  | H7032Y16-S2/NV230A-TPC | Globe valve | 900 kPa | 900 kPa |  | EU\Inbox\Combinations\Folder..6/..7\ | 33
134061 | H6050X40-S2+LV230A-TPC | H6050X40-S2+LV230A-TPC |  | H6050X40-S2 | + | LV230A-TPC | Standard actuator | 0 | Scenario 2 |  | PPK¦SelectPro¦VDI3805¦Internet_EU |  |  | H6050X40-S2+LV230A-TPC | Globe valve | 60 kPa | 60 kPa |  | EU\Inbox\Combinations\Folder..6/..7\ | 36
134622 | H7020Y6P3-S2/NV230A-TPC | H7020Y6P3-S2/NV230A-TPC |  | H7020Y6P3-S2 | / | NV230A-TPC | Standard actuator | 1 | Scenario 2 |  | PPK¦SelectPro¦VDI3805¦Internet_EU |  |  | H7020Y6P3-S2/NV230A-TPC | Globe valve | 1500 kPa | 1000 kPa |  | EU\Inbox\Combinations\Folder..6/..7\ | 33
134573 | H679SP+NV230A-TPC | H679SP+NV230A-TPC |  | H679SP | + | NV230A-TPC | Standard actuator | 1 | Scenario 2 |  | PPK¦SelectPro¦VDI3805¦Internet_EU |  |  | H679SP+NV230A-TPC | Globe valve (partial pressure-balanced) | 1600 kPa | 1000 kPa |  | EU\Inbox\Combinations\Folder..6/..7\ | 34
134165 | H613S+LV24A-TPC | H613S+LV24A-TPC |  | H613S | + | LV24A-TPC | Standard actuator | 1 | Scenario 2 |  | PPK¦SelectPro¦VDI3805¦Internet_EU |  |  | H613S+LV24A-TPC | Globe valve | 800 kPa | 800 kPa |  | EU\Inbox\Combinations\Folder..6/..7\ | 33
134062 | H6050X40-S2/LV230A-TPC | H6050X40-S2/LV230A-TPC |  | H6050X40-S2 | / | LV230A-TPC | Standard actuator | 0 | Scenario 2 |  | PPK¦SelectPro¦VDI3805¦Internet_EU |  |  | H6050X40-S2/LV230A-TPC | Globe valve | 60 kPa | 60 kPa |  | EU\Inbox\Combinations\Folder..6/..7\ | 36
134574 | H679SP/NV230A-TPC | H679SP/NV230A-TPC |  | H679SP | / | NV230A-TPC | Standard actuator | 1 | Scenario 2 |  | PPK¦SelectPro¦VDI3805¦Internet_EU |  |  | H679SP/NV230A-TPC | Globe valve (partial pressure-balanced) | 1600 kPa | 1000 kPa |  | EU\Inbox\Combinations\Folder..6/..7\ | 34
134166 | H613S/LV24A-TPC | H613S/LV24A-TPC |  | H613S | / | LV24A-TPC | Standard actuator | 1 | Scenario 2 |  | PPK¦SelectPro¦VDI3805¦Internet_EU |  |  | H613S/LV24A-TPC | Globe valve | 800 kPa | 800 kPa |  | EU\Inbox\Combinations\Folder..6/..7\ | 33
134215 | H615R+LV24A-TPC | H615R+LV24A-TPC |  | H615R | + | LV24A-TPC | Standard actuator | 1 | Scenario 2 |  | PPK¦SelectPro¦VDI3805¦Internet_EU |  |  | H615R+LV24A-TPC | Globe valve | 600 kPa | 400 kPa |  | EU\Inbox\Combinations\Folder..6/..7\ | 33
134319 | H750R+NV24A-TPC | H750R+NV24A-TPC |  | H750R | + | NV24A-TPC | Standard actuator | 0 | Scenario 2 |  | PPK¦SelectPro¦VDI3805¦Internet_EU |  |  | H750R+NV24A-TPC | Globe valve | 300 kPa | 300 kPa |  | EU\Inbox\Combinations\Folder..6/..7\ | 36
134216 | H615R/LV24A-TPC | H615R/LV24A-TPC |  | H615R | / | LV24A-TPC | Standard actuator | 1 | Scenario 2 |  | PPK¦SelectPro¦VDI3805¦Internet_EU |  |  | H615R/LV24A-TPC | Globe valve | 600 kPa | 400 kPa |  | EU\Inbox\Combinations\Folder..6/..7\ | 33
134115 | H612N+LV24A-TPC | H612N+LV24A-TPC |  | H612N | + | LV24A-TPC | Standard actuator | 1 | Scenario 2 |  | PPK¦SelectPro¦VDI3805¦Internet_EU |  |  | H612N+LV24A-TPC | Globe valve | 1300 kPa | 400 kPa |  | EU\Inbox\Combinations\Folder..6/..7\ | 33
134320 | H750R/NV24A-TPC | H750R/NV24A-TPC |  | H750R | / | NV24A-TPC | Standard actuator | 0 | Scenario 2 |  | PPK¦SelectPro¦VDI3805¦Internet_EU |  |  | H750R/NV24A-TPC | Globe valve | 300 kPa | 300 kPa |  | EU\Inbox\Combinations\Folder..6/..7\ | 36
134116 | H612N/LV24A-TPC | H612N/LV24A-TPC |  | H612N | / | LV24A-TPC | Standard actuator | 1 | Scenario 2 |  | PPK¦SelectPro¦VDI3805¦Internet_EU |  |  | H612N/LV24A-TPC | Globe valve | 1300 kPa | 400 kPa |  | EU\Inbox\Combinations\Folder..6/..7\ | 33
134729 | H711N+NV230A-TPC | H711N+NV230A-TPC |  | H711N | + | NV230A-TPC | Standard actuator | 0 | Scenario 2 |  | PPK¦SelectPro¦VDI3805¦Internet_EU |  |  | H711N+NV230A-TPC | Globe valve | 1600 kPa | 400 kPa |  | EU\Inbox\Combinations\Folder..6/..7\ | 34
134777 | H713N+NV230A-TPC | H713N+NV230A-TPC |  | H713N | + | NV230A-TPC | Standard actuator | 0 | Scenario 2 |  | PPK¦SelectPro¦VDI3805¦Internet_EU |  |  | H713N+NV230A-TPC | Globe valve | 1600 kPa | 400 kPa |  | EU\Inbox\Combinations\Folder..6/..7\ | 33
134065 | H6050X40-S2+LV24A-TPC | H6050X40-S2+LV24A-TPC |  | H6050X40-S2 | + | LV24A-TPC | Standard actuator | 0 | Scenario 2 |  | PPK¦SelectPro¦VDI3805¦Internet_EU |  |  | H6050X40-S2+LV24A-TPC | Globe valve | 60 kPa | 60 kPa |  | EU\Inbox\Combinations\Folder..6/..7\ | 33
134730 | H711N/NV230A-TPC | H711N/NV230A-TPC |  | H711N | / | NV230A-TPC | Standard actuator | 0 | Scenario 2 |  | PPK¦SelectPro¦VDI3805¦Internet_EU |  |  | H711N/NV230A-TPC | Globe valve | 1600 kPa | 400 kPa |  | EU\Inbox\Combinations\Folder..6/..7\ | 34
134778 | H713N/NV230A-TPC | H713N/NV230A-TPC |  | H713N | / | NV230A-TPC | Standard actuator | 0 | Scenario 2 |  | PPK¦SelectPro¦VDI3805¦Internet_EU |  |  | H713N/NV230A-TPC | Globe valve | 1600 kPa | 400 kPa |  | EU\Inbox\Combinations\Folder..6/..7\ | 33
134066 | H6050X40-S2/LV24A-TPC | H6050X40-S2/LV24A-TPC |  | H6050X40-S2 | / | LV24A-TPC | Standard actuator | 0 | Scenario 2 |  | PPK¦SelectPro¦VDI3805¦Internet_EU |  |  | H6050X40-S2/LV24A-TPC | Globe valve | 60 kPa | 60 kPa |  | EU\Inbox\Combinations\Folder..6/..7\ | 33
134331 | H764N+NV24A-TPC | H764N+NV24A-TPC |  | H764N | + | NV24A-TPC | Standard actuator | 0 | Scenario 2 |  | PPK¦SelectPro¦VDI3805¦Internet_EU |  |  | H764N+NV24A-TPC | Globe valve | 140 kPa | 140 kPa |  | EU\Inbox\Combinations\Folder..6/..7\ | 36
134171 | H614N+LV230A-TPC | H614N+LV230A-TPC |  | H614N | + | LV230A-TPC | Standard actuator | 1 | Scenario 2 |  | PPK¦SelectPro¦VDI3805¦Internet_EU |  |  | H614N+LV230A-TPC | Globe valve | 1300 kPa | 400 kPa |  | EU\Inbox\Combinations\Folder..6/..7\ | 36
134332 | H764N/NV24A-TPC | H764N/NV24A-TPC |  | H764N | / | NV24A-TPC | Standard actuator | 0 | Scenario 2 |  | PPK¦SelectPro¦VDI3805¦Internet_EU |  |  | H764N/NV24A-TPC | Globe valve | 140 kPa | 140 kPa |  | EU\Inbox\Combinations\Folder..6/..7\ | 36
134172 | H614N/LV230A-TPC | H614N/LV230A-TPC |  | H614N | / | LV230A-TPC | Standard actuator | 1 | Scenario 2 |  | PPK¦SelectPro¦VDI3805¦Internet_EU |  |  | H614N/LV230A-TPC | Globe valve | 1300 kPa | 400 kPa |  | EU\Inbox\Combinations\Folder..6/..7\ | 36
134221 | H615S+LV230A-TPC | H615S+LV230A-TPC |  | H615S | + | LV230A-TPC | Standard actuator | 1 | Scenario 2 |  | PPK¦SelectPro¦VDI3805¦Internet_EU |  |  | H615S+LV230A-TPC | Globe valve | 800 kPa | 800 kPa |  | EU\Inbox\Combinations\Folder..6/..7\ | 36
134222 | H615S/LV230A-TPC | H615S/LV230A-TPC |  | H615S | / | LV230A-TPC | Standard actuator | 1 | Scenario 2 |  | PPK¦SelectPro¦VDI3805¦Internet_EU |  |  | H615S/LV230A-TPC | Globe valve | 800 kPa | 800 kPa |  | EU\Inbox\Combinations\Folder..6/..7\ | 36
134121 | H612R+LV230A-TPC | H612R+LV230A-TPC |  | H612R | + | LV230A-TPC | Standard actuator | 1 | Scenario 2 |  | PPK¦SelectPro¦VDI3805¦Internet_EU |  |  | H612R+LV230A-TPC | Globe valve | 600 kPa | 400 kPa |  | EU\Inbox\Combinations\Folder..6/..7\ | 36
134122 | H612R/LV230A-TPC | H612R/LV230A-TPC |  | H612R | / | LV230A-TPC | Standard actuator | 1 | Scenario 2 |  | PPK¦SelectPro¦VDI3805¦Internet_EU |  |  | H612R/LV230A-TPC | Globe valve | 600 kPa | 400 kPa |  | EU\Inbox\Combinations\Folder..6/..7\ | 36
134343 | H764R+NV24A-TPC | H764R+NV24A-TPC |  | H764R | + | NV24A-TPC | Standard actuator | 0 | Scenario 2 |  | PPK¦SelectPro¦VDI3805¦Internet_EU |  |  | H764R+NV24A-TPC | Globe valve | 140 kPa | 140 kPa |  | EU\Inbox\Combinations\Folder..6/..7\ | 36
134071 | H610S+LV230A-TPC | H610S+LV230A-TPC |  | H610S | + | LV230A-TPC | Standard actuator | 1 | Scenario 2 |  | PPK¦SelectPro¦VDI3805¦Internet_EU |  |  | H610S+LV230A-TPC | Globe valve | 1600 kPa | 1000 kPa |  | EU\Inbox\Combinations\Folder..6/..7\ | 36
134344 | H764R/NV24A-TPC | H764R/NV24A-TPC |  | H764R | / | NV24A-TPC | Standard actuator | 0 | Scenario 2 |  | PPK¦SelectPro¦VDI3805¦Internet_EU |  |  | H764R/NV24A-TPC | Globe valve | 140 kPa | 140 kPa |  | EU\Inbox\Combinations\Folder..6/..7\ | 36
134633 | H7025X10-S2+NV230A-TPC | H7025X10-S2+NV230A-TPC |  | H7025X10-S2 | + | NV230A-TPC | Standard actuator | 1 | Scenario 2 |  | PPK¦SelectPro¦VDI3805¦Internet_EU |  |  | H7025X10-S2+NV230A-TPC | Globe valve | 1300 kPa | 1000 kPa |  | EU\Inbox\Combinations\Folder..6/..7\ | 34
134681 | H7040X25-S2+NV230A-TPC | H7040X25-S2+NV230A-TPC |  | H7040X25-S2 | + | NV230A-TPC | Standard actuator | 0 | Scenario 2 |  | PPK¦SelectPro¦VDI3805¦Internet_EU |  |  | H7040X25-S2+NV230A-TPC | Globe valve | 500 kPa | 500 kPa |  | EU\Inbox\Combinations\Folder..6/..7\ | 33
134072 | H610S/LV230A-TPC | H610S/LV230A-TPC |  | H610S | / | LV230A-TPC | Standard actuator | 1 | Scenario 2 |  | PPK¦SelectPro¦VDI3805¦Internet_EU |  |  | H610S/LV230A-TPC | Globe valve | 1600 kPa | 1000 kPa |  | EU\Inbox\Combinations\Folder..6/..7\ | 36
134682 | H7040X25-S2/NV230A-TPC | H7040X25-S2/NV230A-TPC |  | H7040X25-S2 | / | NV230A-TPC | Standard actuator | 0 | Scenario 2 |  | PPK¦SelectPro¦VDI3805¦Internet_EU |  |  | H7040X25-S2/NV230A-TPC | Globe valve | 500 kPa | 500 kPa |  | EU\Inbox\Combinations\Folder..6/..7\ | 33
135180 | H732R/NV230A-TPC | H732R/NV230A-TPC |  | H732R | / | NV230A-TPC | Standard actuator | 1 | Scenario 2 |  | PPK¦SelectPro¦VDI3805¦Internet_EU |  |  | H732R/NV230A-TPC | Globe valve | 600 kPa | 400 kPa |  | EU\Inbox\Combinations\Folder..6/..7\ | 33
135131 | H720R+NV230A-TPC | H720R+NV230A-TPC |  | H720R | + | NV230A-TPC | Standard actuator | 0 | Scenario 2 |  | PPK¦SelectPro¦VDI3805¦Internet_EU |  |  | H720R+NV230A-TPC | Globe valve | 600 kPa | 400 kPa |  | EU\Inbox\Combinations\Folder..6/..7\ | 32
135132 | H720R/NV230A-TPC | H720R/NV230A-TPC |  | H720R | / | NV230A-TPC | Standard actuator | 0 | Scenario 2 |  | PPK¦SelectPro¦VDI3805¦Internet_EU |  |  | H720R/NV230A-TPC | Globe valve | 600 kPa | 400 kPa |  | EU\Inbox\Combinations\Folder..6/..7\ | 32
135239 | H764N+NV230A-TPC | H764N+NV230A-TPC |  | H764N | + | NV230A-TPC | Standard actuator | 0 | Scenario 2 |  | PPK¦SelectPro¦VDI3805¦Internet_EU |  |  | H764N+NV230A-TPC | Globe valve | 140 kPa | 140 kPa |  | EU\Inbox\Combinations\Folder..6/..7\ | 33
135191 | H740N+NV230A-TPC | H740N+NV230A-TPC |  | H740N | + | NV230A-TPC | Standard actuator | 1 | Scenario 2 |  | PPK¦SelectPro¦VDI3805¦Internet_EU |  |  | H740N+NV230A-TPC | Globe valve | 500 kPa | 400 kPa |  | EU\Inbox\Combinations\Folder..6/..7\ | 33
135240 | H764N/NV230A-TPC | H764N/NV230A-TPC |  | H764N | / | NV230A-TPC | Standard actuator | 0 | Scenario 2 |  | PPK¦SelectPro¦VDI3805¦Internet_EU |  |  | H764N/NV230A-TPC | Globe valve | 140 kPa | 140 kPa |  | EU\Inbox\Combinations\Folder..6/..7\ | 33
135192 | H740N/NV230A-TPC | H740N/NV230A-TPC |  | H740N | / | NV230A-TPC | Standard actuator | 1 | Scenario 2 |  | PPK¦SelectPro¦VDI3805¦Internet_EU |  |  | H740N/NV230A-TPC | Globe valve | 500 kPa | 400 kPa |  | EU\Inbox\Combinations\Folder..6/..7\ | 33
135143 | H725N+NV230A-TPC | H725N+NV230A-TPC |  | H725N | + | NV230A-TPC | Standard actuator | 0 | Scenario 2 |  | PPK¦SelectPro¦VDI3805¦Internet_EU |  |  | H725N+NV230A-TPC | Globe valve | 1300 kPa | 400 kPa |  | EU\Inbox\Combinations\Folder..6/..7\ | 38
135144 | H725N/NV230A-TPC | H725N/NV230A-TPC |  | H725N | / | NV230A-TPC | Standard actuator | 0 | Scenario 2 |  | PPK¦SelectPro¦VDI3805¦Internet_EU |  |  | H725N/NV230A-TPC | Globe valve | 1300 kPa | 400 kPa |  | EU\Inbox\Combinations\Folder..6/..7\ | 38
135095 | H715N+NV230A-TPC | H715N+NV230A-TPC |  | H715N | + | NV230A-TPC | Standard actuator | 0 | Scenario 2 |  | PPK¦SelectPro¦VDI3805¦Internet_EU |  |  | H715N+NV230A-TPC | Globe valve | 1600 kPa | 400 kPa |  | EU\Inbox\Combinations\Folder..6/..7\ | 33
135096 | H715N/NV230A-TPC | H715N/NV230A-TPC |  | H715N | / | NV230A-TPC | Standard actuator | 0 | Scenario 2 |  | PPK¦SelectPro¦VDI3805¦Internet_EU |  |  | H715N/NV230A-TPC | Globe valve | 1600 kPa | 400 kPa |  | EU\Inbox\Combinations\Folder..6/..7\ | 33
135203 | H740R+NV230A-TPC | H740R+NV230A-TPC |  | H740R | + | NV230A-TPC | Standard actuator | 1 | Scenario 2 |  | PPK¦SelectPro¦VDI3805¦Internet_EU |  |  | H740R+NV230A-TPC | Globe valve | 500 kPa | 400 kPa |  | EU\Inbox\Combinations\Folder..6/..7\ | 33
135204 | H740R/NV230A-TPC | H740R/NV230A-TPC |  | H740R | / | NV230A-TPC | Standard actuator | 1 | Scenario 2 |  | PPK¦SelectPro¦VDI3805¦Internet_EU |  |  | H740R/NV230A-TPC | Globe valve | 500 kPa | 400 kPa |  | EU\Inbox\Combinations\Folder..6/..7\ | 33
135251 | H764R+NV230A-TPC | H764R+NV230A-TPC |  | H764R | + | NV230A-TPC | Standard actuator | 0 | Scenario 2 |  | PPK¦SelectPro¦VDI3805¦Internet_EU |  |  | H764R+NV230A-TPC | Globe valve | 140 kPa | 140 kPa |  | EU\Inbox\Combinations\Folder..6/..7\ | 33
135252 | H764R/NV230A-TPC | H764R/NV230A-TPC |  | H764R | / | NV230A-TPC | Standard actuator | 0 | Scenario 2 |  | PPK¦SelectPro¦VDI3805¦Internet_EU |  |  | H764R/NV230A-TPC | Globe valve | 140 kPa | 140 kPa |  | EU\Inbox\Combinations\Folder..6/..7\ | 33
135155 | H725R+NV230A-TPC | H725R+NV230A-TPC |  | H725R | + | NV230A-TPC | Standard actuator | 0 | Scenario 2 |  | PPK¦SelectPro¦VDI3805¦Internet_EU |  |  | H725R+NV230A-TPC | Globe valve | 600 kPa | 400 kPa |  | EU\Inbox\Combinations\Folder..6/..7\ | 33
135156 | H725R/NV230A-TPC | H725R/NV230A-TPC |  | H725R | / | NV230A-TPC | Standard actuator | 0 | Scenario 2 |  | PPK¦SelectPro¦VDI3805¦Internet_EU |  |  | H725R/NV230A-TPC | Globe valve | 600 kPa | 400 kPa |  | EU\Inbox\Combinations\Folder..6/..7\ | 33
135107 | H715R+NV230A-TPC | H715R+NV230A-TPC |  | H715R | + | NV230A-TPC | Standard actuator | 0 | Scenario 2 |  | PPK¦SelectPro¦VDI3805¦Internet_EU |  |  | H715R+NV230A-TPC | Globe valve | 600 kPa | 400 kPa |  | EU\Inbox\Combinations\Folder..6/..7\ | 32
135108 | H715R/NV230A-TPC | H715R/NV230A-TPC |  | H715R | / | NV230A-TPC | Standard actuator | 0 | Scenario 2 |  | PPK¦SelectPro¦VDI3805¦Internet_EU |  |  | H715R/NV230A-TPC | Globe valve | 600 kPa | 400 kPa |  | EU\Inbox\Combinations\Folder..6/..7\ | 32
135215 | H750N+NV230A-TPC | H750N+NV230A-TPC |  | H750N | + | NV230A-TPC | Standard actuator | 0 | Scenario 2 |  | PPK¦SelectPro¦VDI3805¦Internet_EU |  |  | H750N+NV230A-TPC | Globe valve | 300 kPa | 300 kPa |  | EU\Inbox\Combinations\Folder..6/..7\ | 33
135216 | H750N/NV230A-TPC | H750N/NV230A-TPC |  | H750N | / | NV230A-TPC | Standard actuator | 0 | Scenario 2 |  | PPK¦SelectPro¦VDI3805¦Internet_EU |  |  | H750N/NV230A-TPC | Globe valve | 300 kPa | 300 kPa |  | EU\Inbox\Combinations\Folder..6/..7\ | 33
135263 | H779N+NV230A-TPC | H779N+NV230A-TPC |  | H779N | + | NV230A-TPC | Standard actuator | 0 | Scenario 2 |  | PPK¦SelectPro¦VDI3805¦Internet_EU |  |  | H779N+NV230A-TPC | Globe valve | 80 kPa | 80 kPa |  | EU\Inbox\Combinations\Folder..6/..7\ | 35
135167 | H732N+NV230A-TPC | H732N+NV230A-TPC |  | H732N | + | NV230A-TPC | Standard actuator | 1 | Scenario 2 |  | PPK¦SelectPro¦VDI3805¦Internet_EU |  |  | H732N+NV230A-TPC | Globe valve | 1000 kPa | 400 kPa |  | EU\Inbox\Combinations\Folder..6/..7\ | 33
135264 | H779N/NV230A-TPC | H779N/NV230A-TPC |  | H779N | / | NV230A-TPC | Standard actuator | 0 | Scenario 2 |  | PPK¦SelectPro¦VDI3805¦Internet_EU |  |  | H779N/NV230A-TPC | Globe valve | 80 kPa | 80 kPa |  | EU\Inbox\Combinations\Folder..6/..7\ | 36
135168 | H732N/NV230A-TPC | H732N/NV230A-TPC |  | H732N | / | NV230A-TPC | Standard actuator | 1 | Scenario 2 |  | PPK¦SelectPro¦VDI3805¦Internet_EU |  |  | H732N/NV230A-TPC | Globe valve | 1000 kPa | 400 kPa |  | EU\Inbox\Combinations\Folder..6/..7\ | 33
135119 | H720N+NV230A-TPC | H720N+NV230A-TPC |  | H720N | + | NV230A-TPC | Standard actuator | 0 | Scenario 2 |  | PPK¦SelectPro¦VDI3805¦Internet_EU |  |  | H720N+NV230A-TPC | Globe valve | 1600 kPa | 400 kPa |  | EU\Inbox\Combinations\Folder..6/..7\ | 33
135120 | H720N/NV230A-TPC | H720N/NV230A-TPC |  | H720N | / | NV230A-TPC | Standard actuator | 0 | Scenario 2 |  | PPK¦SelectPro¦VDI3805¦Internet_EU |  |  | H720N/NV230A-TPC | Globe valve | 1600 kPa | 400 kPa |  | EU\Inbox\Combinations\Folder..6/..7\ | 33
135227 | H750R+NV230A-TPC | H750R+NV230A-TPC |  | H750R | + | NV230A-TPC | Standard actuator | 0 | Scenario 2 |  | PPK¦SelectPro¦VDI3805¦Internet_EU |  |  | H750R+NV230A-TPC | Globe valve | 300 kPa | 300 kPa |  | EU\Inbox\Combinations\Folder..6/..7\ | 33
135228 | H750R/NV230A-TPC | H750R/NV230A-TPC |  | H750R | / | NV230A-TPC | Standard actuator | 0 | Scenario 2 |  | PPK¦SelectPro¦VDI3805¦Internet_EU |  |  | H750R/NV230A-TPC | Globe valve | 300 kPa | 300 kPa |  | EU\Inbox\Combinations\Folder..6/..7\ | 33
135179 | H732R+NV230A-TPC | H732R+NV230A-TPC |  | H732R | + | NV230A-TPC | Standard actuator | 1 | Scenario 2 |  | PPK¦SelectPro¦VDI3805¦Internet_EU |  |  | H732R+NV230A-TPC | Globe valve | 600 kPa | 400 kPa |  | EU\Inbox\Combinations\Folder..6/..7\ | 33
135275 | H779R+NV230A-TPC | H779R+NV230A-TPC |  | H779R | + | NV230A-TPC | Standard actuator | 0 | Scenario 2 |  | PPK¦SelectPro¦VDI3805¦Internet_EU |  |  | H779R+NV230A-TPC | Globe valve | 80 kPa | 80 kPa |  | EU\Inbox\Combinations\Folder..6/..7\ | 33
135276 | H779R/NV230A-TPC | H779R/NV230A-TPC |  | H779R | / | NV230A-TPC | Standard actuator | 0 | Scenario 2 |  | PPK¦SelectPro¦VDI3805¦Internet_EU |  |  | H779R/NV230A-TPC | Globe valve | 80 kPa | 80 kPa |  | EU\Inbox\Combinations\Folder..6/..7\ | 33
138068 | H550B/NVK24A-3-TPC | H550B/NVK24A-3-TPC |  | H550B | / | NVK24A-3-TPC | Actuator with emergency control function | 1 | Scenario 2 |  | PPK¦SelectPro¦VDI3805¦Internet_EU |  |  | H550B/NVK24A-3-TPC | Globe valve | 300 kPa | 300 kPa |  | EU\Inbox\Combinations\Folder..4/..5\ | 33
138073 | H6015X1-S2+NVK24A-3-TPC | H6015X1-S2+NVK24A-3-TPC |  | H6015X1-S2 | + | NVK24A-3-TPC | Actuator with emergency control function | 1 | Scenario 2 |  | PPK¦SelectPro¦VDI3805¦Internet_EU |  |  | H6015X1-S2+NVK24A-3-TPC | Globe valve | 2200 kPa | 1000 kPa |  | EU\Inbox\Combinations\Folder..6/..7\ | 34
138074 | H6015X1-S2/NVK24A-3-TPC | H6015X1-S2/NVK24A-3-TPC |  | H6015X1-S2 | / | NVK24A-3-TPC | Actuator with emergency control function | 1 | Scenario 2 |  | PPK¦SelectPro¦VDI3805¦Internet_EU |  |  | H6015X1-S2/NVK24A-3-TPC | Globe valve | 2200 kPa | 1000 kPa |  | EU\Inbox\Combinations\Folder..6/..7\ | 34
138440 | H6065X58-SP2/NVK24A-3-TPC | H6065X58-SP2/NVK24A-3-TPC |  | H6065X58-SP2 | / | NVK24A-3-TPC | Actuator with emergency control function | 1 | Scenario 2 |  | PPK¦SelectPro¦VDI3805¦Internet_EU |  |  | H6065X58-SP2/NVK24A-3-TPC | Globe valve (partial pressure-balanced) | 2100 kPa | 1000 kPa |  | EU\Inbox\Combinations\Folder..6/..7\ | 34
138079 | H6015X1P6-S2+NVK24A-3-TPC | H6015X1P6-S2+NVK24A-3-TPC |  | H6015X1P6-S2 | + | NVK24A-3-TPC | Actuator with emergency control function | 1 | Scenario 2 |  | PPK¦SelectPro¦VDI3805¦Internet_EU |  |  | H6015X1P6-S2+NVK24A-3-TPC | Globe valve | 2200 kPa | 1000 kPa |  | EU\Inbox\Combinations\Folder..6/..7\ | 34
138445 | H6080X90-SP2+NVK24A-3-TPC | H6080X90-SP2+NVK24A-3-TPC |  | H6080X90-SP2 | + | NVK24A-3-TPC | Actuator with emergency control function | 1 | Scenario 2 |  | PPK¦SelectPro¦VDI3805¦Internet_EU |  |  | H6080X90-SP2+NVK24A-3-TPC | Globe valve (partial pressure-balanced) | 1600 kPa | 1000 kPa |  | EU\Inbox\Combinations\Folder..6/..7\ | 34
138080 | H6015X1P6-S2/NVK24A-3-TPC | H6015X1P6-S2/NVK24A-3-TPC |  | H6015X1P6-S2 | / | NVK24A-3-TPC | Actuator with emergency control function | 1 | Scenario 2 |  | PPK¦SelectPro¦VDI3805¦Internet_EU |  |  | H6015X1P6-S2/NVK24A-3-TPC | Globe valve | 2200 kPa | 1000 kPa |  | EU\Inbox\Combinations\Folder..6/..7\ | 34
138446 | H6080X90-SP2/NVK24A-3-TPC | H6080X90-SP2/NVK24A-3-TPC |  | H6080X90-SP2 | / | NVK24A-3-TPC | Actuator with emergency control function | 1 | Scenario 2 |  | PPK¦SelectPro¦VDI3805¦Internet_EU |  |  | H6080X90-SP2/NVK24A-3-TPC | Globe valve (partial pressure-balanced) | 1600 kPa | 1000 kPa |  | EU\Inbox\Combinations\Folder..6/..7\ | 34
138451 | H6100X125-SP2+NVK24A-3-TPC | H6100X125-SP2+NVK24A-3-TPC |  | H6100X125-SP2 | + | NVK24A-3-TPC | Actuator with emergency control function | 1 | Scenario 2 |  | PPK¦SelectPro¦VDI3805¦Internet_EU |  |  | H6100X125-SP2+NVK24A-3-TPC | Globe valve (partial pressure-balanced) | 1000 kPa | 1000 kPa |  | EU\Inbox\Combinations\Folder..6/..7\ | 34
138452 | H6100X125-SP2/NVK24A-3-TPC | H6100X125-SP2/NVK24A-3-TPC |  | H6100X125-SP2 | / | NVK24A-3-TPC | Actuator with emergency control function | 1 | Scenario 2 |  | PPK¦SelectPro¦VDI3805¦Internet_EU |  |  | H6100X125-SP2/NVK24A-3-TPC | Globe valve (partial pressure-balanced) | 1000 kPa | 1000 kPa |  | EU\Inbox\Combinations\Folder..6/..7\ | 34
138457 | H610S+NVK24A-3-TPC | H610S+NVK24A-3-TPC |  | H610S | + | NVK24A-3-TPC | Actuator with emergency control function | 1 | Scenario 2 |  | PPK¦SelectPro¦VDI3805¦Internet_EU |  |  | H610S+NVK24A-3-TPC | Globe valve | 1600 kPa | 1000 kPa |  | EU\Inbox\Combinations\Folder..6/..7\ | 34
138458 | H610S/NVK24A-3-TPC | H610S/NVK24A-3-TPC |  | H610S | / | NVK24A-3-TPC | Actuator with emergency control function | 1 | Scenario 2 |  | PPK¦SelectPro¦VDI3805¦Internet_EU |  |  | H610S/NVK24A-3-TPC | Globe valve | 1600 kPa | 1000 kPa |  | EU\Inbox\Combinations\Folder..6/..7\ | 34
138463 | H611N+NVK24A-3-TPC | H611N+NVK24A-3-TPC |  | H611N | + | NVK24A-3-TPC | Actuator with emergency control function | 1 | Scenario 2 |  | PPK¦SelectPro¦VDI3805¦Internet_EU |  |  | H611N+NVK24A-3-TPC | Globe valve | 1600 kPa | 400 kPa |  | EU\Inbox\Combinations\Folder..6/..7\ | 34
138464 | H611N/NVK24A-3-TPC | H611N/NVK24A-3-TPC |  | H611N | / | NVK24A-3-TPC | Actuator with emergency control function | 1 | Scenario 2 |  | PPK¦SelectPro¦VDI3805¦Internet_EU |  |  | H611N/NVK24A-3-TPC | Globe valve | 1600 kPa | 400 kPa |  | EU\Inbox\Combinations\Folder..6/..7\ | 34
138469 | H611R+NVK24A-3-TPC | H611R+NVK24A-3-TPC |  | H611R | + | NVK24A-3-TPC | Actuator with emergency control function | 1 | Scenario 2 |  | PPK¦SelectPro¦VDI3805¦Internet_EU |  |  | H611R+NVK24A-3-TPC | Globe valve | 600 kPa | 400 kPa |  | EU\Inbox\Combinations\Folder..6/..7\ | 34
137953 | H411B+NVK24A-3-TPC | H411B+NVK24A-3-TPC |  | H411B | + | NVK24A-3-TPC | Actuator with emergency control function | 1 | Scenario 2 |  | PPK¦SelectPro¦VDI3805¦Internet_EU |  |  | H411B+NVK24A-3-TPC | Globe valve | 1600 kPa | 400 kPa |  | EU\Inbox\Combinations\Folder..4/..5\ | 35
138470 | H611R/NVK24A-3-TPC | H611R/NVK24A-3-TPC |  | H611R | / | NVK24A-3-TPC | Actuator with emergency control function | 1 | Scenario 2 |  | PPK¦SelectPro¦VDI3805¦Internet_EU |  |  | H611R/NVK24A-3-TPC | Globe valve | 600 kPa | 400 kPa |  | EU\Inbox\Combinations\Folder..6/..7\ | 34
138475 | H611S+NVK24A-3-TPC | H611S+NVK24A-3-TPC |  | H611S | + | NVK24A-3-TPC | Actuator with emergency control function | 1 | Scenario 2 |  | PPK¦SelectPro¦VDI3805¦Internet_EU |  |  | H611S+NVK24A-3-TPC | Globe valve | 1600 kPa | 1000 kPa |  | EU\Inbox\Combinations\Folder..6/..7\ | 34
137954 | H411B/NVK24A-3-TPC | H411B/NVK24A-3-TPC |  | H411B | / | NVK24A-3-TPC | Actuator with emergency control function | 1 | Scenario 2 |  | PPK¦SelectPro¦VDI3805¦Internet_EU |  |  | H411B/NVK24A-3-TPC | Globe valve | 1600 kPa | 400 kPa |  | EU\Inbox\Combinations\Folder..4/..5\ | 35
138476 | H611S/NVK24A-3-TPC | H611S/NVK24A-3-TPC |  | H611S | / | NVK24A-3-TPC | Actuator with emergency control function | 1 | Scenario 2 |  | PPK¦SelectPro¦VDI3805¦Internet_EU |  |  | H611S/NVK24A-3-TPC | Globe valve | 1600 kPa | 1000 kPa |  | EU\Inbox\Combinations\Folder..6/..7\ | 34
137959 | H412B+NVK24A-3-TPC | H412B+NVK24A-3-TPC |  | H412B | + | NVK24A-3-TPC | Actuator with emergency control function | 1 | Scenario 2 |  | PPK¦SelectPro¦VDI3805¦Internet_EU |  |  | H412B+NVK24A-3-TPC | Globe valve | 1600 kPa | 400 kPa |  | EU\Inbox\Combinations\Folder..4/..5\ | 35
137960 | H412B/NVK24A-3-TPC | H412B/NVK24A-3-TPC |  | H412B | / | NVK24A-3-TPC | Actuator with emergency control function | 1 | Scenario 2 |  | PPK¦SelectPro¦VDI3805¦Internet_EU |  |  | H412B/NVK24A-3-TPC | Globe valve | 1600 kPa | 400 kPa |  | EU\Inbox\Combinations\Folder..4/..5\ | 35
138481 | H612N+NVK24A-3-TPC | H612N+NVK24A-3-TPC |  | H612N | + | NVK24A-3-TPC | Actuator with emergency control function | 1 | Scenario 2 |  | PPK¦SelectPro¦VDI3805¦Internet_EU |  |  | H612N+NVK24A-3-TPC | Globe valve | 1600 kPa | 400 kPa |  | EU\Inbox\Combinations\Folder..6/..7\ | 34
137965 | H413B+NVK24A-3-TPC | H413B+NVK24A-3-TPC |  | H413B | + | NVK24A-3-TPC | Actuator with emergency control function | 1 | Scenario 2 |  | PPK¦SelectPro¦VDI3805¦Internet_EU |  |  | H413B+NVK24A-3-TPC | Globe valve | 1600 kPa | 400 kPa |  | EU\Inbox\Combinations\Folder..4/..5\ | 35
138482 | H612N/NVK24A-3-TPC | H612N/NVK24A-3-TPC |  | H612N | / | NVK24A-3-TPC | Actuator with emergency control function | 1 | Scenario 2 |  | PPK¦SelectPro¦VDI3805¦Internet_EU |  |  | H612N/NVK24A-3-TPC | Globe valve | 1600 kPa | 400 kPa |  | EU\Inbox\Combinations\Folder..6/..7\ | 34
137966 | H413B/NVK24A-3-TPC | H413B/NVK24A-3-TPC |  | H413B | / | NVK24A-3-TPC | Actuator with emergency control function | 1 | Scenario 2 |  | PPK¦SelectPro¦VDI3805¦Internet_EU |  |  | H413B/NVK24A-3-TPC | Globe valve | 1600 kPa | 400 kPa |  | EU\Inbox\Combinations\Folder..4/..5\ | 35
138487 | H612R+NVK24A-3-TPC | H612R+NVK24A-3-TPC |  | H612R | + | NVK24A-3-TPC | Actuator with emergency control function | 1 | Scenario 2 |  | PPK¦SelectPro¦VDI3805¦Internet_EU |  |  | H612R+NVK24A-3-TPC | Globe valve | 600 kPa | 400 kPa |  | EU\Inbox\Combinations\Folder..6/..7\ | 34
137971 | H414B+NVK24A-3-TPC | H414B+NVK24A-3-TPC |  | H414B | + | NVK24A-3-TPC | Actuator with emergency control function | 1 | Scenario 2 |  | PPK¦SelectPro¦VDI3805¦Internet_EU |  |  | H414B+NVK24A-3-TPC | Globe valve | 1600 kPa | 400 kPa |  | EU\Inbox\Combinations\Folder..4/..5\ | 35
138488 | H612R/NVK24A-3-TPC | H612R/NVK24A-3-TPC |  | H612R | / | NVK24A-3-TPC | Actuator with emergency control function | 1 | Scenario 2 |  | PPK¦SelectPro¦VDI3805¦Internet_EU |  |  | H612R/NVK24A-3-TPC | Globe valve | 600 kPa | 400 kPa |  | EU\Inbox\Combinations\Folder..6/..7\ | 34
138493 | H612S+NVK24A-3-TPC | H612S+NVK24A-3-TPC |  | H612S | + | NVK24A-3-TPC | Actuator with emergency control function | 1 | Scenario 2 |  | PPK¦SelectPro¦VDI3805¦Internet_EU |  |  | H612S+NVK24A-3-TPC | Globe valve | 1600 kPa | 1000 kPa |  | EU\Inbox\Combinations\Folder..6/..7\ | 34
137972 | H414B/NVK24A-3-TPC | H414B/NVK24A-3-TPC |  | H414B | / | NVK24A-3-TPC | Actuator with emergency control function | 1 | Scenario 2 |  | PPK¦SelectPro¦VDI3805¦Internet_EU |  |  | H414B/NVK24A-3-TPC | Globe valve | 1600 kPa | 400 kPa |  | EU\Inbox\Combinations\Folder..4/..5\ | 35
138494 | H612S/NVK24A-3-TPC | H612S/NVK24A-3-TPC |  | H612S | / | NVK24A-3-TPC | Actuator with emergency control function | 1 | Scenario 2 |  | PPK¦SelectPro¦VDI3805¦Internet_EU |  |  | H612S/NVK24A-3-TPC | Globe valve | 1600 kPa | 1000 kPa |  | EU\Inbox\Combinations\Folder..6/..7\ | 34
137977 | H415B+NVK24A-3-TPC | H415B+NVK24A-3-TPC |  | H415B | + | NVK24A-3-TPC | Actuator with emergency control function | 1 | Scenario 2 |  | PPK¦SelectPro¦VDI3805¦Internet_EU |  |  | H415B+NVK24A-3-TPC | Globe valve | 1600 kPa | 400 kPa |  | EU\Inbox\Combinations\Folder..4/..5\ | 34
138499 | H613N+NVK24A-3-TPC | H613N+NVK24A-3-TPC |  | H613N | + | NVK24A-3-TPC | Actuator with emergency control function | 1 | Scenario 2 |  | PPK¦SelectPro¦VDI3805¦Internet_EU |  |  | H613N+NVK24A-3-TPC | Globe valve | 1600 kPa | 400 kPa |  | EU\Inbox\Combinations\Folder..6/..7\ | 34
137978 | H415B/NVK24A-3-TPC | H415B/NVK24A-3-TPC |  | H415B | / | NVK24A-3-TPC | Actuator with emergency control function | 1 | Scenario 2 |  | PPK¦SelectPro¦VDI3805¦Internet_EU |  |  | H415B/NVK24A-3-TPC | Globe valve | 1600 kPa | 400 kPa |  | EU\Inbox\Combinations\Folder..4/..5\ | 34
138500 | H613N/NVK24A-3-TPC | H613N/NVK24A-3-TPC |  | H613N | / | NVK24A-3-TPC | Actuator with emergency control function | 1 | Scenario 2 |  | PPK¦SelectPro¦VDI3805¦Internet_EU |  |  | H613N/NVK24A-3-TPC | Globe valve | 1600 kPa | 400 kPa |  | EU\Inbox\Combinations\Folder..6/..7\ | 34
137983 | H420B+NVK24A-3-TPC | H420B+NVK24A-3-TPC |  | H420B | + | NVK24A-3-TPC | Actuator with emergency control function | 1 | Scenario 2 |  | PPK¦SelectPro¦VDI3805¦Internet_EU |  |  | H420B+NVK24A-3-TPC | Globe valve | 1600 kPa | 400 kPa |  | EU\Inbox\Combinations\Folder..4/..5\ | 34
138355 | H6015X2P5-S2+NVK24A-3-TPC | H6015X2P5-S2+NVK24A-3-TPC |  | H6015X2P5-S2 | + | NVK24A-3-TPC | Actuator with emergency control function | 1 | Scenario 2 |  | PPK¦SelectPro¦VDI3805¦Internet_EU |  |  | H6015X2P5-S2+NVK24A-3-TPC | Globe valve | 2200 kPa | 1000 kPa |  | EU\Inbox\Combinations\Folder..6/..7\ | 34
138505 | H613R+NVK24A-3-TPC | H613R+NVK24A-3-TPC |  | H613R | + | NVK24A-3-TPC | Actuator with emergency control function | 1 | Scenario 2 |  | PPK¦SelectPro¦VDI3805¦Internet_EU |  |  | H613R+NVK24A-3-TPC | Globe valve | 600 kPa | 400 kPa |  | EU\Inbox\Combinations\Folder..6/..7\ | 34
137984 | H420B/NVK24A-3-TPC | H420B/NVK24A-3-TPC |  | H420B | / | NVK24A-3-TPC | Actuator with emergency control function | 1 | Scenario 2 |  | PPK¦SelectPro¦VDI3805¦Internet_EU |  |  | H420B/NVK24A-3-TPC | Globe valve | 1600 kPa | 400 kPa |  | EU\Inbox\Combinations\Folder..4/..5\ | 34
138356 | H6015X2P5-S2/NVK24A-3-TPC | H6015X2P5-S2/NVK24A-3-TPC |  | H6015X2P5-S2 | / | NVK24A-3-TPC | Actuator with emergency control function | 1 | Scenario 2 |  | PPK¦SelectPro¦VDI3805¦Internet_EU |  |  | H6015X2P5-S2/NVK24A-3-TPC | Globe valve | 2200 kPa | 1000 kPa |  | EU\Inbox\Combinations\Folder..6/..7\ | 34
138506 | H613R/NVK24A-3-TPC | H613R/NVK24A-3-TPC |  | H613R | / | NVK24A-3-TPC | Actuator with emergency control function | 1 | Scenario 2 |  | PPK¦SelectPro¦VDI3805¦Internet_EU |  |  | H613R/NVK24A-3-TPC | Globe valve | 600 kPa | 400 kPa |  | EU\Inbox\Combinations\Folder..6/..7\ | 34
137989 | H425B+NVK24A-3-TPC | H425B+NVK24A-3-TPC |  | H425B | + | NVK24A-3-TPC | Actuator with emergency control function | 1 | Scenario 2 |  | PPK¦SelectPro¦VDI3805¦Internet_EU |  |  | H425B+NVK24A-3-TPC | Globe valve | 1300 kPa | 400 kPa |  | EU\Inbox\Combinations\Folder..4/..5\ | 34
138361 | H6015X4-S2+NVK24A-3-TPC | H6015X4-S2+NVK24A-3-TPC |  | H6015X4-S2 | + | NVK24A-3-TPC | Actuator with emergency control function | 1 | Scenario 2 |  | PPK¦SelectPro¦VDI3805¦Internet_EU |  |  | H6015X4-S2+NVK24A-3-TPC | Globe valve | 2200 kPa | 1000 kPa |  | EU\Inbox\Combinations\Folder..6/..7\ | 34
138511 | H613S+NVK24A-3-TPC | H613S+NVK24A-3-TPC |  | H613S | + | NVK24A-3-TPC | Actuator with emergency control function | 1 | Scenario 2 |  | PPK¦SelectPro¦VDI3805¦Internet_EU |  |  | H613S+NVK24A-3-TPC | Globe valve | 1600 kPa | 1000 kPa |  | EU\Inbox\Combinations\Folder..6/..7\ | 34
137990 | H425B/NVK24A-3-TPC | H425B/NVK24A-3-TPC |  | H425B | / | NVK24A-3-TPC | Actuator with emergency control function | 1 | Scenario 2 |  | PPK¦SelectPro¦VDI3805¦Internet_EU |  |  | H425B/NVK24A-3-TPC | Globe valve | 1300 kPa | 400 kPa |  | EU\Inbox\Combinations\Folder..4/..5\ | 34
138362 | H6015X4-S2/NVK24A-3-TPC | H6015X4-S2/NVK24A-3-TPC |  | H6015X4-S2 | / | NVK24A-3-TPC | Actuator with emergency control function | 1 | Scenario 2 |  | PPK¦SelectPro¦VDI3805¦Internet_EU |  |  | H6015X4-S2/NVK24A-3-TPC | Globe valve | 2200 kPa | 1000 kPa |  | EU\Inbox\Combinations\Folder..6/..7\ | 34
138512 | H613S/NVK24A-3-TPC | H613S/NVK24A-3-TPC |  | H613S | / | NVK24A-3-TPC | Actuator with emergency control function | 1 | Scenario 2 |  | PPK¦SelectPro¦VDI3805¦Internet_EU |  |  | H613S/NVK24A-3-TPC | Globe valve | 1600 kPa | 1000 kPa |  | EU\Inbox\Combinations\Folder..6/..7\ | 34
137995 | H432B+NVK24A-3-TPC | H432B+NVK24A-3-TPC |  | H432B | + | NVK24A-3-TPC | Actuator with emergency control function | 1 | Scenario 2 |  | PPK¦SelectPro¦VDI3805¦Internet_EU |  |  | H432B+NVK24A-3-TPC | Globe valve | 1000 kPa | 400 kPa |  | EU\Inbox\Combinations\Folder..4/..5\ | 39
138367 | H6015XP4-S2+NVK24A-3-TPC | H6015XP4-S2+NVK24A-3-TPC |  | H6015XP4-S2 | + | NVK24A-3-TPC | Actuator with emergency control function | 1 | Scenario 2 |  | PPK¦SelectPro¦VDI3805¦Internet_EU |  |  | H6015XP4-S2+NVK24A-3-TPC | Globe valve | 2500 kPa | 1000 kPa |  | EU\Inbox\Combinations\Folder..6/..7\ | 34
138517 | H614N+NVK24A-3-TPC | H614N+NVK24A-3-TPC |  | H614N | + | NVK24A-3-TPC | Actuator with emergency control function | 1 | Scenario 2 |  | PPK¦SelectPro¦VDI3805¦Internet_EU |  |  | H614N+NVK24A-3-TPC | Globe valve | 1600 kPa | 400 kPa |  | EU\Inbox\Combinations\Folder..6/..7\ | 34
137996 | H432B/NVK24A-3-TPC | H432B/NVK24A-3-TPC |  | H432B | / | NVK24A-3-TPC | Actuator with emergency control function | 1 | Scenario 2 |  | PPK¦SelectPro¦VDI3805¦Internet_EU |  |  | H432B/NVK24A-3-TPC | Globe valve | 1000 kPa | 400 kPa |  | EU\Inbox\Combinations\Folder..4/..5\ | 39
138368 | H6015XP4-S2/NVK24A-3-TPC | H6015XP4-S2/NVK24A-3-TPC |  | H6015XP4-S2 | / | NVK24A-3-TPC | Actuator with emergency control function | 1 | Scenario 2 |  | PPK¦SelectPro¦VDI3805¦Internet_EU |  |  | H6015XP4-S2/NVK24A-3-TPC | Globe valve | 2500 kPa | 1000 kPa |  | EU\Inbox\Combinations\Folder..6/..7\ | 34
138518 | H614N/NVK24A-3-TPC | H614N/NVK24A-3-TPC |  | H614N | / | NVK24A-3-TPC | Actuator with emergency control function | 1 | Scenario 2 |  | PPK¦SelectPro¦VDI3805¦Internet_EU |  |  | H614N/NVK24A-3-TPC | Globe valve | 1600 kPa | 400 kPa |  | EU\Inbox\Combinations\Folder..6/..7\ | 34
138001 | H440B+NVK24A-3-TPC | H440B+NVK24A-3-TPC |  | H440B | + | NVK24A-3-TPC | Actuator with emergency control function | 1 | Scenario 2 |  | PPK¦SelectPro¦VDI3805¦Internet_EU |  |  | H440B+NVK24A-3-TPC | Globe valve | 500 kPa | 400 kPa |  | EU\Inbox\Combinations\Folder..4/..5\ | 37
138373 | H6015XP63-S2+NVK24A-3-TPC | H6015XP63-S2+NVK24A-3-TPC |  | H6015XP63-S2 | + | NVK24A-3-TPC | Actuator with emergency control function | 1 | Scenario 2 |  | PPK¦SelectPro¦VDI3805¦Internet_EU |  |  | H6015XP63-S2+NVK24A-3-TPC | Globe valve | 2500 kPa | 1000 kPa |  | EU\Inbox\Combinations\Folder..6/..7\ | 34
138523 | H614R+NVK24A-3-TPC | H614R+NVK24A-3-TPC |  | H614R | + | NVK24A-3-TPC | Actuator with emergency control function | 1 | Scenario 2 |  | PPK¦SelectPro¦VDI3805¦Internet_EU |  |  | H614R+NVK24A-3-TPC | Globe valve | 600 kPa | 400 kPa |  | EU\Inbox\Combinations\Folder..6/..7\ | 34
138002 | H440B/NVK24A-3-TPC | H440B/NVK24A-3-TPC |  | H440B | / | NVK24A-3-TPC | Actuator with emergency control function | 1 | Scenario 2 |  | PPK¦SelectPro¦VDI3805¦Internet_EU |  |  | H440B/NVK24A-3-TPC | Globe valve | 500 kPa | 400 kPa |  | EU\Inbox\Combinations\Folder..4/..5\ | 36
138374 | H6015XP63-S2/NVK24A-3-TPC | H6015XP63-S2/NVK24A-3-TPC |  | H6015XP63-S2 | / | NVK24A-3-TPC | Actuator with emergency control function | 1 | Scenario 2 |  | PPK¦SelectPro¦VDI3805¦Internet_EU |  |  | H6015XP63-S2/NVK24A-3-TPC | Globe valve | 2500 kPa | 1000 kPa |  | EU\Inbox\Combinations\Folder..6/..7\ | 34
138524 | H614R/NVK24A-3-TPC | H614R/NVK24A-3-TPC |  | H614R | / | NVK24A-3-TPC | Actuator with emergency control function | 1 | Scenario 2 |  | PPK¦SelectPro¦VDI3805¦Internet_EU |  |  | H614R/NVK24A-3-TPC | Globe valve | 600 kPa | 400 kPa |  | EU\Inbox\Combinations\Folder..6/..7\ | 34
138007 | H450B+NVK24A-3-TPC | H450B+NVK24A-3-TPC |  | H450B | + | NVK24A-3-TPC | Actuator with emergency control function | 1 | Scenario 2 |  | PPK¦SelectPro¦VDI3805¦Internet_EU |  |  | H450B+NVK24A-3-TPC | Globe valve | 300 kPa | 300 kPa |  | EU\Inbox\Combinations\Folder..4/..5\ | 33
138379 | H6020X4-S2+NVK24A-3-TPC | H6020X4-S2+NVK24A-3-TPC |  | H6020X4-S2 | + | NVK24A-3-TPC | Actuator with emergency control function | 1 | Scenario 2 |  | PPK¦SelectPro¦VDI3805¦Internet_EU |  |  | H6020X4-S2+NVK24A-3-TPC | Globe valve | 2200 kPa | 1000 kPa |  | EU\Inbox\Combinations\Folder..6/..7\ | 34
138529 | H614S+NVK24A-3-TPC | H614S+NVK24A-3-TPC |  | H614S | + | NVK24A-3-TPC | Actuator with emergency control function | 1 | Scenario 2 |  | PPK¦SelectPro¦VDI3805¦Internet_EU |  |  | H614S+NVK24A-3-TPC | Globe valve | 1600 kPa | 1000 kPa |  | EU\Inbox\Combinations\Folder..6/..7\ | 34
138008 | H450B/NVK24A-3-TPC | H450B/NVK24A-3-TPC |  | H450B | / | NVK24A-3-TPC | Actuator with emergency control function | 1 | Scenario 2 |  | PPK¦SelectPro¦VDI3805¦Internet_EU |  |  | H450B/NVK24A-3-TPC | Globe valve | 300 kPa | 300 kPa |  | EU\Inbox\Combinations\Folder..4/..5\ | 33
138380 | H6020X4-S2/NVK24A-3-TPC | H6020X4-S2/NVK24A-3-TPC |  | H6020X4-S2 | / | NVK24A-3-TPC | Actuator with emergency control function | 1 | Scenario 2 |  | PPK¦SelectPro¦VDI3805¦Internet_EU |  |  | H6020X4-S2/NVK24A-3-TPC | Globe valve | 2200 kPa | 1000 kPa |  | EU\Inbox\Combinations\Folder..6/..7\ | 34
138530 | H614S/NVK24A-3-TPC | H614S/NVK24A-3-TPC |  | H614S | / | NVK24A-3-TPC | Actuator with emergency control function | 1 | Scenario 2 |  | PPK¦SelectPro¦VDI3805¦Internet_EU |  |  | H614S/NVK24A-3-TPC | Globe valve | 1600 kPa | 1000 kPa |  | EU\Inbox\Combinations\Folder..6/..7\ | 34
138013 | H511B+NVK24A-3-TPC | H511B+NVK24A-3-TPC |  | H511B | + | NVK24A-3-TPC | Actuator with emergency control function | 1 | Scenario 2 |  | PPK¦SelectPro¦VDI3805¦Internet_EU |  |  | H511B+NVK24A-3-TPC | Globe valve | 1600 kPa | 400 kPa |  | EU\Inbox\Combinations\Folder..4/..5\ | 35
138385 | H6020X6P3-S2+NVK24A-3-TPC | H6020X6P3-S2+NVK24A-3-TPC |  | H6020X6P3-S2 | + | NVK24A-3-TPC | Actuator with emergency control function | 1 | Scenario 2 |  | PPK¦SelectPro¦VDI3805¦Internet_EU |  |  | H6020X6P3-S2+NVK24A-3-TPC | Globe valve | 1500 kPa | 1000 kPa |  | EU\Inbox\Combinations\Folder..6/..7\ | 34
138535 | H615N+NVK24A-3-TPC | H615N+NVK24A-3-TPC |  | H615N | + | NVK24A-3-TPC | Actuator with emergency control function | 1 | Scenario 2 |  | PPK¦SelectPro¦VDI3805¦Internet_EU |  |  | H615N+NVK24A-3-TPC | Globe valve | 1600 kPa | 400 kPa |  | EU\Inbox\Combinations\Folder..6/..7\ | 34
138014 | H511B/NVK24A-3-TPC | H511B/NVK24A-3-TPC |  | H511B | / | NVK24A-3-TPC | Actuator with emergency control function | 1 | Scenario 2 |  | PPK¦SelectPro¦VDI3805¦Internet_EU |  |  | H511B/NVK24A-3-TPC | Globe valve | 1600 kPa | 400 kPa |  | EU\Inbox\Combinations\Folder..4/..5\ | 35
138386 | H6020X6P3-S2/NVK24A-3-TPC | H6020X6P3-S2/NVK24A-3-TPC |  | H6020X6P3-S2 | / | NVK24A-3-TPC | Actuator with emergency control function | 1 | Scenario 2 |  | PPK¦SelectPro¦VDI3805¦Internet_EU |  |  | H6020X6P3-S2/NVK24A-3-TPC | Globe valve | 1500 kPa | 1000 kPa |  | EU\Inbox\Combinations\Folder..6/..7\ | 34
138536 | H615N/NVK24A-3-TPC | H615N/NVK24A-3-TPC |  | H615N | / | NVK24A-3-TPC | Actuator with emergency control function | 1 | Scenario 2 |  | PPK¦SelectPro¦VDI3805¦Internet_EU |  |  | H615N/NVK24A-3-TPC | Globe valve | 1600 kPa | 400 kPa |  | EU\Inbox\Combinations\Folder..6/..7\ | 34
138019 | H512B+NVK24A-3-TPC | H512B+NVK24A-3-TPC |  | H512B | + | NVK24A-3-TPC | Actuator with emergency control function | 1 | Scenario 2 |  | PPK¦SelectPro¦VDI3805¦Internet_EU |  |  | H512B+NVK24A-3-TPC | Globe valve | 1600 kPa | 400 kPa |  | EU\Inbox\Combinations\Folder..4/..5\ | 34
138391 | H6025X10-S2+NVK24A-3-TPC | H6025X10-S2+NVK24A-3-TPC |  | H6025X10-S2 | + | NVK24A-3-TPC | Actuator with emergency control function | 1 | Scenario 2 |  | PPK¦SelectPro¦VDI3805¦Internet_EU |  |  | H6025X10-S2+NVK24A-3-TPC | Globe valve | 1300 kPa | 1000 kPa |  | EU\Inbox\Combinations\Folder..6/..7\ | 34
138541 | H615R+NVK24A-3-TPC | H615R+NVK24A-3-TPC |  | H615R | + | NVK24A-3-TPC | Actuator with emergency control function | 1 | Scenario 2 |  | PPK¦SelectPro¦VDI3805¦Internet_EU |  |  | H615R+NVK24A-3-TPC | Globe valve | 600 kPa | 400 kPa |  | EU\Inbox\Combinations\Folder..6/..7\ | 34
138392 | H6025X10-S2/NVK24A-3-TPC | H6025X10-S2/NVK24A-3-TPC |  | H6025X10-S2 | / | NVK24A-3-TPC | Actuator with emergency control function | 1 | Scenario 2 |  | PPK¦SelectPro¦VDI3805¦Internet_EU |  |  | H6025X10-S2/NVK24A-3-TPC | Globe valve | 1300 kPa | 1000 kPa |  | EU\Inbox\Combinations\Folder..6/..7\ | 34
138020 | H512B/NVK24A-3-TPC | H512B/NVK24A-3-TPC |  | H512B | / | NVK24A-3-TPC | Actuator with emergency control function | 1 | Scenario 2 |  | PPK¦SelectPro¦VDI3805¦Internet_EU |  |  | H512B/NVK24A-3-TPC | Globe valve | 1600 kPa | 400 kPa |  | EU\Inbox\Combinations\Folder..4/..5\ | 34
138542 | H615R/NVK24A-3-TPC | H615R/NVK24A-3-TPC |  | H615R | / | NVK24A-3-TPC | Actuator with emergency control function | 1 | Scenario 2 |  | PPK¦SelectPro¦VDI3805¦Internet_EU |  |  | H615R/NVK24A-3-TPC | Globe valve | 600 kPa | 400 kPa |  | EU\Inbox\Combinations\Folder..6/..7\ | 34
138397 | H6025X6P3-S2+NVK24A-3-TPC | H6025X6P3-S2+NVK24A-3-TPC |  | H6025X6P3-S2 | + | NVK24A-3-TPC | Actuator with emergency control function | 1 | Scenario 2 |  | PPK¦SelectPro¦VDI3805¦Internet_EU |  |  | H6025X6P3-S2+NVK24A-3-TPC | Globe valve | 1300 kPa | 1000 kPa |  | EU\Inbox\Combinations\Folder..6/..7\ | 34
138025 | H513B+NVK24A-3-TPC | H513B+NVK24A-3-TPC |  | H513B | + | NVK24A-3-TPC | Actuator with emergency control function | 1 | Scenario 2 |  | PPK¦SelectPro¦VDI3805¦Internet_EU |  |  | H513B+NVK24A-3-TPC | Globe valve | 1600 kPa | 400 kPa |  | EU\Inbox\Combinations\Folder..4/..5\ | 34
138547 | H615S+NVK24A-3-TPC | H615S+NVK24A-3-TPC |  | H615S | + | NVK24A-3-TPC | Actuator with emergency control function | 1 | Scenario 2 |  | PPK¦SelectPro¦VDI3805¦Internet_EU |  |  | H615S+NVK24A-3-TPC | Globe valve | 1600 kPa | 1000 kPa |  | EU\Inbox\Combinations\Folder..6/..7\ | 34
138398 | H6025X6P3-S2/NVK24A-3-TPC | H6025X6P3-S2/NVK24A-3-TPC |  | H6025X6P3-S2 | / | NVK24A-3-TPC | Actuator with emergency control function | 1 | Scenario 2 |  | PPK¦SelectPro¦VDI3805¦Internet_EU |  |  | H6025X6P3-S2/NVK24A-3-TPC | Globe valve | 1300 kPa | 1000 kPa |  | EU\Inbox\Combinations\Folder..6/..7\ | 34
138026 | H513B/NVK24A-3-TPC | H513B/NVK24A-3-TPC |  | H513B | / | NVK24A-3-TPC | Actuator with emergency control function | 1 | Scenario 2 |  | PPK¦SelectPro¦VDI3805¦Internet_EU |  |  | H513B/NVK24A-3-TPC | Globe valve | 1600 kPa | 400 kPa |  | EU\Inbox\Combinations\Folder..4/..5\ | 34
138548 | H615S/NVK24A-3-TPC | H615S/NVK24A-3-TPC |  | H615S | / | NVK24A-3-TPC | Actuator with emergency control function | 1 | Scenario 2 |  | PPK¦SelectPro¦VDI3805¦Internet_EU |  |  | H615S/NVK24A-3-TPC | Globe valve | 1600 kPa | 1000 kPa |  | EU\Inbox\Combinations\Folder..6/..7\ | 34
138403 | H6032X10-S2+NVK24A-3-TPC | H6032X10-S2+NVK24A-3-TPC |  | H6032X10-S2 | + | NVK24A-3-TPC | Actuator with emergency control function | 1 | Scenario 2 |  | PPK¦SelectPro¦VDI3805¦Internet_EU |  |  | H6032X10-S2+NVK24A-3-TPC | Globe valve | 900 kPa | 900 kPa |  | EU\Inbox\Combinations\Folder..6/..7\ | 34
138031 | H514B+NVK24A-3-TPC | H514B+NVK24A-3-TPC |  | H514B | + | NVK24A-3-TPC | Actuator with emergency control function | 1 | Scenario 2 |  | PPK¦SelectPro¦VDI3805¦Internet_EU |  |  | H514B+NVK24A-3-TPC | Globe valve | 1600 kPa | 400 kPa |  | EU\Inbox\Combinations\Folder..4/..5\ | 34
138553 | H619S+NVK24A-3-TPC | H619S+NVK24A-3-TPC |  | H619S | + | NVK24A-3-TPC | Actuator with emergency control function | 1 | Scenario 2 |  | PPK¦SelectPro¦VDI3805¦Internet_EU |  |  | H619S+NVK24A-3-TPC | Globe valve | 1600 kPa | 1000 kPa |  | EU\Inbox\Combinations\Folder..6/..7\ | 34
138404 | H6032X10-S2/NVK24A-3-TPC | H6032X10-S2/NVK24A-3-TPC |  | H6032X10-S2 | / | NVK24A-3-TPC | Actuator with emergency control function | 1 | Scenario 2 |  | PPK¦SelectPro¦VDI3805¦Internet_EU |  |  | H6032X10-S2/NVK24A-3-TPC | Globe valve | 900 kPa | 900 kPa |  | EU\Inbox\Combinations\Folder..6/..7\ | 34
138032 | H514B/NVK24A-3-TPC | H514B/NVK24A-3-TPC |  | H514B | / | NVK24A-3-TPC | Actuator with emergency control function | 1 | Scenario 2 |  | PPK¦SelectPro¦VDI3805¦Internet_EU |  |  | H514B/NVK24A-3-TPC | Globe valve | 1600 kPa | 400 kPa |  | EU\Inbox\Combinations\Folder..4/..5\ | 34
138554 | H619S/NVK24A-3-TPC | H619S/NVK24A-3-TPC |  | H619S | / | NVK24A-3-TPC | Actuator with emergency control function | 1 | Scenario 2 |  | PPK¦SelectPro¦VDI3805¦Internet_EU |  |  | H619S/NVK24A-3-TPC | Globe valve | 1600 kPa | 1000 kPa |  | EU\Inbox\Combinations\Folder..6/..7\ | 34
138409 | H6032X16-S2+NVK24A-3-TPC | H6032X16-S2+NVK24A-3-TPC |  | H6032X16-S2 | + | NVK24A-3-TPC | Actuator with emergency control function | 1 | Scenario 2 |  | PPK¦SelectPro¦VDI3805¦Internet_EU |  |  | H6032X16-S2+NVK24A-3-TPC | Globe valve | 900 kPa | 900 kPa |  | EU\Inbox\Combinations\Folder..6/..7\ | 34
138559 | H620N+NVK24A-3-TPC | H620N+NVK24A-3-TPC |  | H620N | + | NVK24A-3-TPC | Actuator with emergency control function | 1 | Scenario 2 |  | PPK¦SelectPro¦VDI3805¦Internet_EU |  |  | H620N+NVK24A-3-TPC | Globe valve | 1600 kPa | 400 kPa |  | EU\Inbox\Combinations\Folder..6/..7\ | 34
138037 | H515B+NVK24A-3-TPC | H515B+NVK24A-3-TPC |  | H515B | + | NVK24A-3-TPC | Actuator with emergency control function | 1 | Scenario 2 |  | PPK¦SelectPro¦VDI3805¦Internet_EU |  |  | H515B+NVK24A-3-TPC | Globe valve | 1600 kPa | 400 kPa |  | EU\Inbox\Combinations\Folder..4/..5\ | 34
138410 | H6032X16-S2/NVK24A-3-TPC | H6032X16-S2/NVK24A-3-TPC |  | H6032X16-S2 | / | NVK24A-3-TPC | Actuator with emergency control function | 1 | Scenario 2 |  | PPK¦SelectPro¦VDI3805¦Internet_EU |  |  | H6032X16-S2/NVK24A-3-TPC | Globe valve | 900 kPa | 900 kPa |  | EU\Inbox\Combinations\Folder..6/..7\ | 34
138560 | H620N/NVK24A-3-TPC | H620N/NVK24A-3-TPC |  | H620N | / | NVK24A-3-TPC | Actuator with emergency control function | 1 | Scenario 2 |  | PPK¦SelectPro¦VDI3805¦Internet_EU |  |  | H620N/NVK24A-3-TPC | Globe valve | 1600 kPa | 400 kPa |  | EU\Inbox\Combinations\Folder..6/..7\ | 34
138038 | H515B/NVK24A-3-TPC | H515B/NVK24A-3-TPC |  | H515B | / | NVK24A-3-TPC | Actuator with emergency control function | 1 | Scenario 2 |  | PPK¦SelectPro¦VDI3805¦Internet_EU |  |  | H515B/NVK24A-3-TPC | Globe valve | 1600 kPa | 400 kPa |  | EU\Inbox\Combinations\Folder..4/..5\ | 34
138415 | H6040X16-S2+NVK24A-3-TPC | H6040X16-S2+NVK24A-3-TPC |  | H6040X16-S2 | + | NVK24A-3-TPC | Actuator with emergency control function | 1 | Scenario 2 |  | PPK¦SelectPro¦VDI3805¦Internet_EU |  |  | H6040X16-S2+NVK24A-3-TPC | Globe valve | 500 kPa | 500 kPa |  | EU\Inbox\Combinations\Folder..6/..7\ | 35
138565 | H620R+NVK24A-3-TPC | H620R+NVK24A-3-TPC |  | H620R | + | NVK24A-3-TPC | Actuator with emergency control function | 1 | Scenario 2 |  | PPK¦SelectPro¦VDI3805¦Internet_EU |  |  | H620R+NVK24A-3-TPC | Globe valve | 600 kPa | 400 kPa |  | EU\Inbox\Combinations\Folder..6/..7\ | 34
138043 | H520B+NVK24A-3-TPC | H520B+NVK24A-3-TPC |  | H520B | + | NVK24A-3-TPC | Actuator with emergency control function | 1 | Scenario 2 |  | PPK¦SelectPro¦VDI3805¦Internet_EU |  |  | H520B+NVK24A-3-TPC | Globe valve | 1600 kPa | 400 kPa |  | EU\Inbox\Combinations\Folder..4/..5\ | 34
138416 | H6040X16-S2/NVK24A-3-TPC | H6040X16-S2/NVK24A-3-TPC |  | H6040X16-S2 | / | NVK24A-3-TPC | Actuator with emergency control function | 1 | Scenario 2 |  | PPK¦SelectPro¦VDI3805¦Internet_EU |  |  | H6040X16-S2/NVK24A-3-TPC | Globe valve | 500 kPa | 500 kPa |  | EU\Inbox\Combinations\Folder..6/..7\ | 35
138566 | H620R/NVK24A-3-TPC | H620R/NVK24A-3-TPC |  | H620R | / | NVK24A-3-TPC | Actuator with emergency control function | 1 | Scenario 2 |  | PPK¦SelectPro¦VDI3805¦Internet_EU |  |  | H620R/NVK24A-3-TPC | Globe valve | 600 kPa | 400 kPa |  | EU\Inbox\Combinations\Folder..6/..7\ | 34
138421 | H6040X25-S2+NVK24A-3-TPC | H6040X25-S2+NVK24A-3-TPC |  | H6040X25-S2 | + | NVK24A-3-TPC | Actuator with emergency control function | 1 | Scenario 2 |  | PPK¦SelectPro¦VDI3805¦Internet_EU |  |  | H6040X25-S2+NVK24A-3-TPC | Globe valve | 500 kPa | 500 kPa |  | EU\Inbox\Combinations\Folder..6/..7\ | 35
138044 | H520B/NVK24A-3-TPC | H520B/NVK24A-3-TPC |  | H520B | / | NVK24A-3-TPC | Actuator with emergency control function | 1 | Scenario 2 |  | PPK¦SelectPro¦VDI3805¦Internet_EU |  |  | H520B/NVK24A-3-TPC | Globe valve | 1600 kPa | 400 kPa |  | EU\Inbox\Combinations\Folder..4/..5\ | 34
138571 | H620S+NVK24A-3-TPC | H620S+NVK24A-3-TPC |  | H620S | + | NVK24A-3-TPC | Actuator with emergency control function | 1 | Scenario 2 |  | PPK¦SelectPro¦VDI3805¦Internet_EU |  |  | H620S+NVK24A-3-TPC | Globe valve | 1600 kPa | 1000 kPa |  | EU\Inbox\Combinations\Folder..6/..7\ | 34
138422 | H6040X25-S2/NVK24A-3-TPC | H6040X25-S2/NVK24A-3-TPC |  | H6040X25-S2 | / | NVK24A-3-TPC | Actuator with emergency control function | 1 | Scenario 2 |  | PPK¦SelectPro¦VDI3805¦Internet_EU |  |  | H6040X25-S2/NVK24A-3-TPC | Globe valve | 500 kPa | 500 kPa |  | EU\Inbox\Combinations\Folder..6/..7\ | 35
138049 | H525B+NVK24A-3-TPC | H525B+NVK24A-3-TPC |  | H525B | + | NVK24A-3-TPC | Actuator with emergency control function | 1 | Scenario 2 |  | PPK¦SelectPro¦VDI3805¦Internet_EU |  |  | H525B+NVK24A-3-TPC | Globe valve | 1300 kPa | 400 kPa |  | EU\Inbox\Combinations\Folder..4/..5\ | 34
138572 | H620S/NVK24A-3-TPC | H620S/NVK24A-3-TPC |  | H620S | / | NVK24A-3-TPC | Actuator with emergency control function | 1 | Scenario 2 |  | PPK¦SelectPro¦VDI3805¦Internet_EU |  |  | H620S/NVK24A-3-TPC | Globe valve | 1600 kPa | 1000 kPa |  | EU\Inbox\Combinations\Folder..6/..7\ | 34
138427 | H6050X25-S2+NVK24A-3-TPC | H6050X25-S2+NVK24A-3-TPC |  | H6050X25-S2 | + | NVK24A-3-TPC | Actuator with emergency control function | 1 | Scenario 2 |  | PPK¦SelectPro¦VDI3805¦Internet_EU |  |  | H6050X25-S2+NVK24A-3-TPC | Globe valve | 300 kPa | 300 kPa |  | EU\Inbox\Combinations\Folder..6/..7\ | 34
138050 | H525B/NVK24A-3-TPC | H525B/NVK24A-3-TPC |  | H525B | / | NVK24A-3-TPC | Actuator with emergency control function | 1 | Scenario 2 |  | PPK¦SelectPro¦VDI3805¦Internet_EU |  |  | H525B/NVK24A-3-TPC | Globe valve | 1300 kPa | 400 kPa |  | EU\Inbox\Combinations\Folder..4/..5\ | 34
138577 | H624S+NVK24A-3-TPC | H624S+NVK24A-3-TPC |  | H624S | + | NVK24A-3-TPC | Actuator with emergency control function | 1 | Scenario 2 |  | PPK¦SelectPro¦VDI3805¦Internet_EU |  |  | H624S+NVK24A-3-TPC | Globe valve | 1300 kPa | 1000 kPa |  | EU\Inbox\Combinations\Folder..6/..7\ | 34
138428 | H6050X25-S2/NVK24A-3-TPC | H6050X25-S2/NVK24A-3-TPC |  | H6050X25-S2 | / | NVK24A-3-TPC | Actuator with emergency control function | 1 | Scenario 2 |  | PPK¦SelectPro¦VDI3805¦Internet_EU |  |  | H6050X25-S2/NVK24A-3-TPC | Globe valve | 300 kPa | 300 kPa |  | EU\Inbox\Combinations\Folder..6/..7\ | 34
138055 | H532B+NVK24A-3-TPC | H532B+NVK24A-3-TPC |  | H532B | + | NVK24A-3-TPC | Actuator with emergency control function | 1 | Scenario 2 |  | PPK¦SelectPro¦VDI3805¦Internet_EU |  |  | H532B+NVK24A-3-TPC | Globe valve | 1000 kPa | 400 kPa |  | EU\Inbox\Combinations\Folder..4/..5\ | 34
138578 | H624S/NVK24A-3-TPC | H624S/NVK24A-3-TPC |  | H624S | / | NVK24A-3-TPC | Actuator with emergency control function | 1 | Scenario 2 |  | PPK¦SelectPro¦VDI3805¦Internet_EU |  |  | H624S/NVK24A-3-TPC | Globe valve | 1300 kPa | 1000 kPa |  | EU\Inbox\Combinations\Folder..6/..7\ | 34
138433 | H6050X40-S2+NVK24A-3-TPC | H6050X40-S2+NVK24A-3-TPC |  | H6050X40-S2 | + | NVK24A-3-TPC | Actuator with emergency control function | 1 | Scenario 2 |  | PPK¦SelectPro¦VDI3805¦Internet_EU |  |  | H6050X40-S2+NVK24A-3-TPC | Globe valve | 300 kPa | 300 kPa |  | EU\Inbox\Combinations\Folder..6/..7\ | 34
138056 | H532B/NVK24A-3-TPC | H532B/NVK24A-3-TPC |  | H532B | / | NVK24A-3-TPC | Actuator with emergency control function | 1 | Scenario 2 |  | PPK¦SelectPro¦VDI3805¦Internet_EU |  |  | H532B/NVK24A-3-TPC | Globe valve | 1000 kPa | 400 kPa |  | EU\Inbox\Combinations\Folder..4/..5\ | 34
138583 | H625N+NVK24A-3-TPC | H625N+NVK24A-3-TPC |  | H625N | + | NVK24A-3-TPC | Actuator with emergency control function | 1 | Scenario 2 |  | PPK¦SelectPro¦VDI3805¦Internet_EU |  |  | H625N+NVK24A-3-TPC | Globe valve | 1300 kPa | 400 kPa |  | EU\Inbox\Combinations\Folder..6/..7\ | 33
138434 | H6050X40-S2/NVK24A-3-TPC | H6050X40-S2/NVK24A-3-TPC |  | H6050X40-S2 | / | NVK24A-3-TPC | Actuator with emergency control function | 1 | Scenario 2 |  | PPK¦SelectPro¦VDI3805¦Internet_EU |  |  | H6050X40-S2/NVK24A-3-TPC | Globe valve | 300 kPa | 300 kPa |  | EU\Inbox\Combinations\Folder..6/..7\ | 34
138061 | H540B+NVK24A-3-TPC | H540B+NVK24A-3-TPC |  | H540B | + | NVK24A-3-TPC | Actuator with emergency control function | 1 | Scenario 2 |  | PPK¦SelectPro¦VDI3805¦Internet_EU |  |  | H540B+NVK24A-3-TPC | Globe valve | 500 kPa | 400 kPa |  | EU\Inbox\Combinations\Folder..4/..5\ | 36
138584 | H625N/NVK24A-3-TPC | H625N/NVK24A-3-TPC |  | H625N | / | NVK24A-3-TPC | Actuator with emergency control function | 1 | Scenario 2 |  | PPK¦SelectPro¦VDI3805¦Internet_EU |  |  | H625N/NVK24A-3-TPC | Globe valve | 1300 kPa | 400 kPa |  | EU\Inbox\Combinations\Folder..6/..7\ | 33
138439 | H6065X58-SP2+NVK24A-3-TPC | H6065X58-SP2+NVK24A-3-TPC |  | H6065X58-SP2 | + | NVK24A-3-TPC | Actuator with emergency control function | 1 | Scenario 2 |  | PPK¦SelectPro¦VDI3805¦Internet_EU |  |  | H6065X58-SP2+NVK24A-3-TPC | Globe valve (partial pressure-balanced) | 2100 kPa | 1000 kPa |  | EU\Inbox\Combinations\Folder..6/..7\ | 34
138062 | H540B/NVK24A-3-TPC | H540B/NVK24A-3-TPC |  | H540B | / | NVK24A-3-TPC | Actuator with emergency control function | 1 | Scenario 2 |  | PPK¦SelectPro¦VDI3805¦Internet_EU |  |  | H540B/NVK24A-3-TPC | Globe valve | 500 kPa | 400 kPa |  | EU\Inbox\Combinations\Folder..4/..5\ | 37
138589 | H625R+NVK24A-3-TPC | H625R+NVK24A-3-TPC |  | H625R | + | NVK24A-3-TPC | Actuator with emergency control function | 1 | Scenario 2 |  | PPK¦SelectPro¦VDI3805¦Internet_EU |  |  | H625R+NVK24A-3-TPC | Globe valve | 600 kPa | 400 kPa |  | EU\Inbox\Combinations\Folder..6/..7\ | 34
138067 | H550B+NVK24A-3-TPC | H550B+NVK24A-3-TPC |  | H550B | + | NVK24A-3-TPC | Actuator with emergency control function | 1 | Scenario 2 |  | PPK¦SelectPro¦VDI3805¦Internet_EU |  |  | H550B+NVK24A-3-TPC | Globe valve | 300 kPa | 300 kPa |  | EU\Inbox\Combinations\Folder..4/..5\ | 33
138994 | H740R/NVK24A-3-TPC | H740R/NVK24A-3-TPC |  | H740R | / | NVK24A-3-TPC | Actuator with emergency control function | 1 | Scenario 2 |  | PPK¦SelectPro¦VDI3805¦Internet_EU |  |  | H740R/NVK24A-3-TPC | Globe valve | 500 kPa | 400 kPa |  | EU\Inbox\Combinations\Folder..6/..7\ | 35
138844 | H7025X10-S2/NVK24A-3-TPC | H7025X10-S2/NVK24A-3-TPC |  | H7025X10-S2 | / | NVK24A-3-TPC | Actuator with emergency control function | 1 | Scenario 2 |  | PPK¦SelectPro¦VDI3805¦Internet_EU |  |  | H7025X10-S2/NVK24A-3-TPC | Globe valve | 1300 kPa | 1000 kPa |  | EU\Inbox\Combinations\Folder..6/..7\ | 35
138590 | H625R/NVK24A-3-TPC | H625R/NVK24A-3-TPC |  | H625R | / | NVK24A-3-TPC | Actuator with emergency control function | 1 | Scenario 2 |  | PPK¦SelectPro¦VDI3805¦Internet_EU |  |  | H625R/NVK24A-3-TPC | Globe valve | 600 kPa | 400 kPa |  | EU\Inbox\Combinations\Folder..6/..7\ | 34
138999 | H750N+NVK24A-3-TPC | H750N+NVK24A-3-TPC |  | H750N | + | NVK24A-3-TPC | Actuator with emergency control function | 1 | Scenario 2 |  | PPK¦SelectPro¦VDI3805¦Internet_EU |  |  | H750N+NVK24A-3-TPC | Globe valve | 300 kPa | 300 kPa |  | EU\Inbox\Combinations\Folder..6/..7\ | 35
138723 | R6125W250-S8+GRK24A-5 | R6125W250-S8+GRK24A-5 |  | R6125W250-S8 | + | GRK24A-5 | Actuator with emergency control function | 1 | Scenario 2 |  | PPK¦SelectPro¦VDI3805¦Internet_EU |  |  | R6125W250-S8+GRK24A-5 | Characterised control valve | 690 kPa | 400 kPa |  | EU\Inbox\Combinations\Folder..6/..7\ | 33
138849 | H7025Y10-S2+NVK24A-3-TPC | H7025Y10-S2+NVK24A-3-TPC |  | H7025Y10-S2 | + | NVK24A-3-TPC | Actuator with emergency control function | 1 | Scenario 2 |  | PPK¦SelectPro¦VDI3805¦Internet_EU |  |  | H7025Y10-S2+NVK24A-3-TPC | Globe valve | 1300 kPa | 1000 kPa |  | EU\Inbox\Combinations\Folder..6/..7\ | 35
138595 | H625S+NVK24A-3-TPC | H625S+NVK24A-3-TPC |  | H625S | + | NVK24A-3-TPC | Actuator with emergency control function | 1 | Scenario 2 |  | PPK¦SelectPro¦VDI3805¦Internet_EU |  |  | H625S+NVK24A-3-TPC | Globe valve | 1300 kPa | 1000 kPa |  | EU\Inbox\Combinations\Folder..6/..7\ | 34
139000 | H750N/NVK24A-3-TPC | H750N/NVK24A-3-TPC |  | H750N | / | NVK24A-3-TPC | Actuator with emergency control function | 1 | Scenario 2 |  | PPK¦SelectPro¦VDI3805¦Internet_EU |  |  | H750N/NVK24A-3-TPC | Globe valve | 300 kPa | 300 kPa |  | EU\Inbox\Combinations\Folder..6/..7\ | 35
138724 | R6125W250-S8/GRK24A-5 | R6125W250-S8/GRK24A-5 |  | R6125W250-S8 | / | GRK24A-5 | Actuator with emergency control function | 1 | Scenario 2 |  | PPK¦SelectPro¦VDI3805¦Internet_EU |  |  | R6125W250-S8/GRK24A-5 | Characterised control valve | 690 kPa | 400 kPa |  | EU\Inbox\Combinations\Folder..6/..7\ | 33
138850 | H7025Y10-S2/NVK24A-3-TPC | H7025Y10-S2/NVK24A-3-TPC |  | H7025Y10-S2 | / | NVK24A-3-TPC | Actuator with emergency control function | 1 | Scenario 2 |  | PPK¦SelectPro¦VDI3805¦Internet_EU |  |  | H7025Y10-S2/NVK24A-3-TPC | Globe valve | 1300 kPa | 1000 kPa |  | EU\Inbox\Combinations\Folder..6/..7\ | 35
138596 | H625S/NVK24A-3-TPC | H625S/NVK24A-3-TPC |  | H625S | / | NVK24A-3-TPC | Actuator with emergency control function | 1 | Scenario 2 |  | PPK¦SelectPro¦VDI3805¦Internet_EU |  |  | H625S/NVK24A-3-TPC | Globe valve | 1300 kPa | 1000 kPa |  | EU\Inbox\Combinations\Folder..6/..7\ | 34
139005 | H750R+NVK24A-3-TPC | H750R+NVK24A-3-TPC |  | H750R | + | NVK24A-3-TPC | Actuator with emergency control function | 1 | Scenario 2 |  | PPK¦SelectPro¦VDI3805¦Internet_EU |  |  | H750R+NVK24A-3-TPC | Globe valve | 300 kPa | 300 kPa |  | EU\Inbox\Combinations\Folder..6/..7\ | 35
138725 | R6125W250-S8+GRK24A-SR-5 | R6125W250-S8+GRK24A-SR-5 |  | R6125W250-S8 | + | GRK24A-SR-5 | Actuator with emergency control function | 1 | Scenario 2 |  | PPK¦SelectPro¦VDI3805¦Internet_EU |  |  | R6125W250-S8+GRK24A-SR-5 | Characterised control valve | 690 kPa | 400 kPa |  | EU\Inbox\Combinations\Folder..6/..7\ | 31
138855 | H7032X16-S2+NVK24A-3-TPC | H7032X16-S2+NVK24A-3-TPC |  | H7032X16-S2 | + | NVK24A-3-TPC | Actuator with emergency control function | 1 | Scenario 2 |  | PPK¦SelectPro¦VDI3805¦Internet_EU |  |  | H7032X16-S2+NVK24A-3-TPC | Globe valve | 900 kPa | 900 kPa |  | EU\Inbox\Combinations\Folder..6/..7\ | 35
138601 | H632N+NVK24A-3-TPC | H632N+NVK24A-3-TPC |  | H632N | + | NVK24A-3-TPC | Actuator with emergency control function | 1 | Scenario 2 |  | PPK¦SelectPro¦VDI3805¦Internet_EU |  |  | H632N+NVK24A-3-TPC | Globe valve | 1000 kPa | 400 kPa |  | EU\Inbox\Combinations\Folder..6/..7\ | 33
139006 | H750R/NVK24A-3-TPC | H750R/NVK24A-3-TPC |  | H750R | / | NVK24A-3-TPC | Actuator with emergency control function | 1 | Scenario 2 |  | PPK¦SelectPro¦VDI3805¦Internet_EU |  |  | H750R/NVK24A-3-TPC | Globe valve | 300 kPa | 300 kPa |  | EU\Inbox\Combinations\Folder..6/..7\ | 35
138726 | R6125W250-S8/GRK24A-SR-5 | R6125W250-S8/GRK24A-SR-5 |  | R6125W250-S8 | / | GRK24A-SR-5 | Actuator with emergency control function | 1 | Scenario 2 |  | PPK¦SelectPro¦VDI3805¦Internet_EU |  |  | R6125W250-S8/GRK24A-SR-5 | Characterised control valve | 690 kPa | 400 kPa |  | EU\Inbox\Combinations\Folder..6/..7\ | 31
138856 | H7032X16-S2/NVK24A-3-TPC | H7032X16-S2/NVK24A-3-TPC |  | H7032X16-S2 | / | NVK24A-3-TPC | Actuator with emergency control function | 1 | Scenario 2 |  | PPK¦SelectPro¦VDI3805¦Internet_EU |  |  | H7032X16-S2/NVK24A-3-TPC | Globe valve | 900 kPa | 900 kPa |  | EU\Inbox\Combinations\Folder..6/..7\ | 35
138602 | H632N/NVK24A-3-TPC | H632N/NVK24A-3-TPC |  | H632N | / | NVK24A-3-TPC | Actuator with emergency control function | 1 | Scenario 2 |  | PPK¦SelectPro¦VDI3805¦Internet_EU |  |  | H632N/NVK24A-3-TPC | Globe valve | 1000 kPa | 400 kPa |  | EU\Inbox\Combinations\Folder..6/..7\ | 33
139011 | H764N+NVK24A-3-TPC | H764N+NVK24A-3-TPC |  | H764N | + | NVK24A-3-TPC | Actuator with emergency control function | 1 | Scenario 2 |  | PPK¦SelectPro¦VDI3805¦Internet_EU |  |  | H764N+NVK24A-3-TPC | Globe valve | 140 kPa | 140 kPa |  | EU\Inbox\Combinations\Folder..6/..7\ | 36
138861 | H7032Y16-S2+NVK24A-3-TPC | H7032Y16-S2+NVK24A-3-TPC |  | H7032Y16-S2 | + | NVK24A-3-TPC | Actuator with emergency control function | 1 | Scenario 2 |  | PPK¦SelectPro¦VDI3805¦Internet_EU |  |  | H7032Y16-S2+NVK24A-3-TPC | Globe valve | 900 kPa | 900 kPa |  | EU\Inbox\Combinations\Folder..6/..7\ | 35
138607 | H632R+NVK24A-3-TPC | H632R+NVK24A-3-TPC |  | H632R | + | NVK24A-3-TPC | Actuator with emergency control function | 1 | Scenario 2 |  | PPK¦SelectPro¦VDI3805¦Internet_EU |  |  | H632R+NVK24A-3-TPC | Globe valve | 600 kPa | 400 kPa |  | EU\Inbox\Combinations\Folder..6/..7\ | 34
139012 | H764N/NVK24A-3-TPC | H764N/NVK24A-3-TPC |  | H764N | / | NVK24A-3-TPC | Actuator with emergency control function | 1 | Scenario 2 |  | PPK¦SelectPro¦VDI3805¦Internet_EU |  |  | H764N/NVK24A-3-TPC | Globe valve | 140 kPa | 140 kPa |  | EU\Inbox\Combinations\Folder..6/..7\ | 36
138862 | H7032Y16-S2/NVK24A-3-TPC | H7032Y16-S2/NVK24A-3-TPC |  | H7032Y16-S2 | / | NVK24A-3-TPC | Actuator with emergency control function | 1 | Scenario 2 |  | PPK¦SelectPro¦VDI3805¦Internet_EU |  |  | H7032Y16-S2/NVK24A-3-TPC | Globe valve | 900 kPa | 900 kPa |  | EU\Inbox\Combinations\Folder..6/..7\ | 35
138608 | H632R/NVK24A-3-TPC | H632R/NVK24A-3-TPC |  | H632R | / | NVK24A-3-TPC | Actuator with emergency control function | 1 | Scenario 2 |  | PPK¦SelectPro¦VDI3805¦Internet_EU |  |  | H632R/NVK24A-3-TPC | Globe valve | 600 kPa | 400 kPa |  | EU\Inbox\Combinations\Folder..6/..7\ | 34
139017 | H764R+NVK24A-3-TPC | H764R+NVK24A-3-TPC |  | H764R | + | NVK24A-3-TPC | Actuator with emergency control function | 1 | Scenario 2 |  | PPK¦SelectPro¦VDI3805¦Internet_EU |  |  | H764R+NVK24A-3-TPC | Globe valve | 140 kPa | 140 kPa |  | EU\Inbox\Combinations\Folder..6/..7\ | 35
138729 | R6150W320-S8+GRK24A-5 | R6150W320-S8+GRK24A-5 |  | R6150W320-S8 | + | GRK24A-5 | Actuator with emergency control function | 1 | Scenario 2 |  | PPK¦SelectPro¦VDI3805¦Internet_EU |  |  | R6150W320-S8+GRK24A-5 | Characterised control valve | 690 kPa | 400 kPa |  | EU\Inbox\Combinations\Folder..6/..7\ | 33
138867 | H7040X25-S2+NVK24A-3-TPC | H7040X25-S2+NVK24A-3-TPC |  | H7040X25-S2 | + | NVK24A-3-TPC | Actuator with emergency control function | 1 | Scenario 2 |  | PPK¦SelectPro¦VDI3805¦Internet_EU |  |  | H7040X25-S2+NVK24A-3-TPC | Globe valve | 500 kPa | 500 kPa |  | EU\Inbox\Combinations\Folder..6/..7\ | 35
138613 | H632S+NVK24A-3-TPC | H632S+NVK24A-3-TPC |  | H632S | + | NVK24A-3-TPC | Actuator with emergency control function | 1 | Scenario 2 |  | PPK¦SelectPro¦VDI3805¦Internet_EU |  |  | H632S+NVK24A-3-TPC | Globe valve | 950 kPa | 950 kPa |  | EU\Inbox\Combinations\Folder..6/..7\ | 34
139018 | H764R/NVK24A-3-TPC | H764R/NVK24A-3-TPC |  | H764R | / | NVK24A-3-TPC | Actuator with emergency control function | 1 | Scenario 2 |  | PPK¦SelectPro¦VDI3805¦Internet_EU |  |  | H764R/NVK24A-3-TPC | Globe valve | 140 kPa | 140 kPa |  | EU\Inbox\Combinations\Folder..6/..7\ | 36
138868 | H7040X25-S2/NVK24A-3-TPC | H7040X25-S2/NVK24A-3-TPC |  | H7040X25-S2 | / | NVK24A-3-TPC | Actuator with emergency control function | 1 | Scenario 2 |  | PPK¦SelectPro¦VDI3805¦Internet_EU |  |  | H7040X25-S2/NVK24A-3-TPC | Globe valve | 500 kPa | 500 kPa |  | EU\Inbox\Combinations\Folder..6/..7\ | 35
138730 | R6150W320-S8/GRK24A-5 | R6150W320-S8/GRK24A-5 |  | R6150W320-S8 | / | GRK24A-5 | Actuator with emergency control function | 1 | Scenario 2 |  | PPK¦SelectPro¦VDI3805¦Internet_EU |  |  | R6150W320-S8/GRK24A-5 | Characterised control valve | 690 kPa | 400 kPa |  | EU\Inbox\Combinations\Folder..6/..7\ | 33
138614 | H632S/NVK24A-3-TPC | H632S/NVK24A-3-TPC |  | H632S | / | NVK24A-3-TPC | Actuator with emergency control function | 1 | Scenario 2 |  | PPK¦SelectPro¦VDI3805¦Internet_EU |  |  | H632S/NVK24A-3-TPC | Globe valve | 950 kPa | 950 kPa |  | EU\Inbox\Combinations\Folder..6/..7\ | 34
139023 | H779N+NVK24A-3-TPC | H779N+NVK24A-3-TPC |  | H779N | + | NVK24A-3-TPC | Actuator with emergency control function | 1 | Scenario 2 |  | PPK¦SelectPro¦VDI3805¦Internet_EU |  |  | H779N+NVK24A-3-TPC | Globe valve | 80 kPa | 80 kPa |  | EU\Inbox\Combinations\Folder..6/..7\ | 39
138873 | H7040Y25-S2+NVK24A-3-TPC | H7040Y25-S2+NVK24A-3-TPC |  | H7040Y25-S2 | + | NVK24A-3-TPC | Actuator with emergency control function | 1 | Scenario 2 |  | PPK¦SelectPro¦VDI3805¦Internet_EU |  |  | H7040Y25-S2+NVK24A-3-TPC | Globe valve | 500 kPa | 500 kPa |  | EU\Inbox\Combinations\Folder..6/..7\ | 35
138731 | R6150W320-S8+GRK24A-SR-5 | R6150W320-S8+GRK24A-SR-5 |  | R6150W320-S8 | + | GRK24A-SR-5 | Actuator with emergency control function | 1 | Scenario 2 |  | PPK¦SelectPro¦VDI3805¦Internet_EU |  |  | R6150W320-S8+GRK24A-SR-5 | Characterised control valve | 690 kPa | 400 kPa |  | EU\Inbox\Combinations\Folder..6/..7\ | 31
138619 | H640N+NVK24A-3-TPC | H640N+NVK24A-3-TPC |  | H640N | + | NVK24A-3-TPC | Actuator with emergency control function | 1 | Scenario 2 |  | PPK¦SelectPro¦VDI3805¦Internet_EU |  |  | H640N+NVK24A-3-TPC | Globe valve | 500 kPa | 400 kPa |  | EU\Inbox\Combinations\Folder..6/..7\ | 34
139024 | H779N/NVK24A-3-TPC | H779N/NVK24A-3-TPC |  | H779N | / | NVK24A-3-TPC | Actuator with emergency control function | 1 | Scenario 2 |  | PPK¦SelectPro¦VDI3805¦Internet_EU |  |  | H779N/NVK24A-3-TPC | Globe valve | 80 kPa | 80 kPa |  | EU\Inbox\Combinations\Folder..6/..7\ | 38
138874 | H7040Y25-S2/NVK24A-3-TPC | H7040Y25-S2/NVK24A-3-TPC |  | H7040Y25-S2 | / | NVK24A-3-TPC | Actuator with emergency control function | 1 | Scenario 2 |  | PPK¦SelectPro¦VDI3805¦Internet_EU |  |  | H7040Y25-S2/NVK24A-3-TPC | Globe valve | 500 kPa | 500 kPa |  | EU\Inbox\Combinations\Folder..6/..7\ | 35
138732 | R6150W320-S8/GRK24A-SR-5 | R6150W320-S8/GRK24A-SR-5 |  | R6150W320-S8 | / | GRK24A-SR-5 | Actuator with emergency control function | 1 | Scenario 2 |  | PPK¦SelectPro¦VDI3805¦Internet_EU |  |  | R6150W320-S8/GRK24A-SR-5 | Characterised control valve | 690 kPa | 400 kPa |  | EU\Inbox\Combinations\Folder..6/..7\ | 31
138620 | H640N/NVK24A-3-TPC | H640N/NVK24A-3-TPC |  | H640N | / | NVK24A-3-TPC | Actuator with emergency control function | 1 | Scenario 2 |  | PPK¦SelectPro¦VDI3805¦Internet_EU |  |  | H640N/NVK24A-3-TPC | Globe valve | 500 kPa | 400 kPa |  | EU\Inbox\Combinations\Folder..6/..7\ | 34
139029 | H779R+NVK24A-3-TPC | H779R+NVK24A-3-TPC |  | H779R | + | NVK24A-3-TPC | Actuator with emergency control function | 1 | Scenario 2 |  | PPK¦SelectPro¦VDI3805¦Internet_EU |  |  | H779R+NVK24A-3-TPC | Globe valve | 80 kPa | 80 kPa |  | EU\Inbox\Combinations\Folder..6/..7\ | 36
138879 | H7050X40-S2+NVK24A-3-TPC | H7050X40-S2+NVK24A-3-TPC |  | H7050X40-S2 | + | NVK24A-3-TPC | Actuator with emergency control function | 1 | Scenario 2 |  | PPK¦SelectPro¦VDI3805¦Internet_EU |  |  | H7050X40-S2+NVK24A-3-TPC | Globe valve | 300 kPa | 300 kPa |  | EU\Inbox\Combinations\Folder..6/..7\ | 35
139030 | H779R/NVK24A-3-TPC | H779R/NVK24A-3-TPC |  | H779R | / | NVK24A-3-TPC | Actuator with emergency control function | 1 | Scenario 2 |  | PPK¦SelectPro¦VDI3805¦Internet_EU |  |  | H779R/NVK24A-3-TPC | Globe valve | 80 kPa | 80 kPa |  | EU\Inbox\Combinations\Folder..6/..7\ | 36
138880 | H7050X40-S2/NVK24A-3-TPC | H7050X40-S2/NVK24A-3-TPC |  | H7050X40-S2 | / | NVK24A-3-TPC | Actuator with emergency control function | 1 | Scenario 2 |  | PPK¦SelectPro¦VDI3805¦Internet_EU |  |  | H7050X40-S2/NVK24A-3-TPC | Globe valve | 300 kPa | 300 kPa |  | EU\Inbox\Combinations\Folder..6/..7\ | 35
138885 | H7050Y40-S2+NVK24A-3-TPC | H7050Y40-S2+NVK24A-3-TPC |  | H7050Y40-S2 | + | NVK24A-3-TPC | Actuator with emergency control function | 1 | Scenario 2 |  | PPK¦SelectPro¦VDI3805¦Internet_EU |  |  | H7050Y40-S2+NVK24A-3-TPC | Globe valve | 300 kPa | 300 kPa |  | EU\Inbox\Combinations\Folder..6/..7\ | 35
138735 | H640R+NVK24A-3-TPC | H640R+NVK24A-3-TPC |  | H640R | + | NVK24A-3-TPC | Actuator with emergency control function | 1 | Scenario 2 |  | PPK¦SelectPro¦VDI3805¦Internet_EU |  |  | H640R+NVK24A-3-TPC | Globe valve | 500 kPa | 400 kPa |  | EU\Inbox\Combinations\Folder..6/..7\ | 35
138886 | H7050Y40-S2/NVK24A-3-TPC | H7050Y40-S2/NVK24A-3-TPC |  | H7050Y40-S2 | / | NVK24A-3-TPC | Actuator with emergency control function | 1 | Scenario 2 |  | PPK¦SelectPro¦VDI3805¦Internet_EU |  |  | H7050Y40-S2/NVK24A-3-TPC | Globe valve | 300 kPa | 300 kPa |  | EU\Inbox\Combinations\Folder..6/..7\ | 35
138736 | H640R/NVK24A-3-TPC | H640R/NVK24A-3-TPC |  | H640R | / | NVK24A-3-TPC | Actuator with emergency control function | 1 | Scenario 2 |  | PPK¦SelectPro¦VDI3805¦Internet_EU |  |  | H640R/NVK24A-3-TPC | Globe valve | 500 kPa | 400 kPa |  | EU\Inbox\Combinations\Folder..6/..7\ | 35
138891 | H711N+NVK24A-3-TPC | H711N+NVK24A-3-TPC |  | H711N | + | NVK24A-3-TPC | Actuator with emergency control function | 1 | Scenario 2 |  | PPK¦SelectPro¦VDI3805¦Internet_EU |  |  | H711N+NVK24A-3-TPC | Globe valve | 1600 kPa | 400 kPa |  | EU\Inbox\Combinations\Folder..6/..7\ | 35
138741 | H640S+NVK24A-3-TPC | H640S+NVK24A-3-TPC |  | H640S | + | NVK24A-3-TPC | Actuator with emergency control function | 1 | Scenario 2 |  | PPK¦SelectPro¦VDI3805¦Internet_EU |  |  | H640S+NVK24A-3-TPC | Globe valve | 500 kPa | 500 kPa |  | EU\Inbox\Combinations\Folder..6/..7\ | 35
138892 | H711N/NVK24A-3-TPC | H711N/NVK24A-3-TPC |  | H711N | / | NVK24A-3-TPC | Actuator with emergency control function | 1 | Scenario 2 |  | PPK¦SelectPro¦VDI3805¦Internet_EU |  |  | H711N/NVK24A-3-TPC | Globe valve | 1600 kPa | 400 kPa |  | EU\Inbox\Combinations\Folder..6/..7\ | 35
138742 | H640S/NVK24A-3-TPC | H640S/NVK24A-3-TPC |  | H640S | / | NVK24A-3-TPC | Actuator with emergency control function | 1 | Scenario 2 |  | PPK¦SelectPro¦VDI3805¦Internet_EU |  |  | H640S/NVK24A-3-TPC | Globe valve | 500 kPa | 500 kPa |  | EU\Inbox\Combinations\Folder..6/..7\ | 35
138897 | H711R+NVK24A-3-TPC | H711R+NVK24A-3-TPC |  | H711R | + | NVK24A-3-TPC | Actuator with emergency control function | 1 | Scenario 2 |  | PPK¦SelectPro¦VDI3805¦Internet_EU |  |  | H711R+NVK24A-3-TPC | Globe valve | 600 kPa | 400 kPa |  | EU\Inbox\Combinations\Folder..6/..7\ | 36
138747 | H640SP+NVK24A-3-TPC | H640SP+NVK24A-3-TPC |  | H640SP | + | NVK24A-3-TPC | Actuator with emergency control function | 1 | Scenario 2 |  | PPK¦SelectPro¦VDI3805¦Internet_EU |  |  | H640SP+NVK24A-3-TPC | Globe valve (partial pressure-balanced) | 1600 kPa | 1000 kPa |  | EU\Inbox\Combinations\Folder..6/..7\ | 35
138898 | H711R/NVK24A-3-TPC | H711R/NVK24A-3-TPC |  | H711R | / | NVK24A-3-TPC | Actuator with emergency control function | 1 | Scenario 2 |  | PPK¦SelectPro¦VDI3805¦Internet_EU |  |  | H711R/NVK24A-3-TPC | Globe valve | 600 kPa | 400 kPa |  | EU\Inbox\Combinations\Folder..6/..7\ | 36
138748 | H640SP/NVK24A-3-TPC | H640SP/NVK24A-3-TPC |  | H640SP | / | NVK24A-3-TPC | Actuator with emergency control function | 1 | Scenario 2 |  | PPK¦SelectPro¦VDI3805¦Internet_EU |  |  | H640SP/NVK24A-3-TPC | Globe valve (partial pressure-balanced) | 1600 kPa | 1000 kPa |  | EU\Inbox\Combinations\Folder..6/..7\ | 35
138903 | H712N+NVK24A-3-TPC | H712N+NVK24A-3-TPC |  | H712N | + | NVK24A-3-TPC | Actuator with emergency control function | 1 | Scenario 2 |  | PPK¦SelectPro¦VDI3805¦Internet_EU |  |  | H712N+NVK24A-3-TPC | Globe valve | 1600 kPa | 400 kPa |  | EU\Inbox\Combinations\Folder..6/..7\ | 35
138753 | H650N+NVK24A-3-TPC | H650N+NVK24A-3-TPC |  | H650N | + | NVK24A-3-TPC | Actuator with emergency control function | 1 | Scenario 2 |  | PPK¦SelectPro¦VDI3805¦Internet_EU |  |  | H650N+NVK24A-3-TPC | Globe valve | 300 kPa | 300 kPa |  | EU\Inbox\Combinations\Folder..6/..7\ | 34
138904 | H712N/NVK24A-3-TPC | H712N/NVK24A-3-TPC |  | H712N | / | NVK24A-3-TPC | Actuator with emergency control function | 1 | Scenario 2 |  | PPK¦SelectPro¦VDI3805¦Internet_EU |  |  | H712N/NVK24A-3-TPC | Globe valve | 1600 kPa | 400 kPa |  | EU\Inbox\Combinations\Folder..6/..7\ | 35
138754 | H650N/NVK24A-3-TPC | H650N/NVK24A-3-TPC |  | H650N | / | NVK24A-3-TPC | Actuator with emergency control function | 1 | Scenario 2 |  | PPK¦SelectPro¦VDI3805¦Internet_EU |  |  | H650N/NVK24A-3-TPC | Globe valve | 300 kPa | 300 kPa |  | EU\Inbox\Combinations\Folder..6/..7\ | 34
138909 | H712R+NVK24A-3-TPC | H712R+NVK24A-3-TPC |  | H712R | + | NVK24A-3-TPC | Actuator with emergency control function | 1 | Scenario 2 |  | PPK¦SelectPro¦VDI3805¦Internet_EU |  |  | H712R+NVK24A-3-TPC | Globe valve | 600 kPa | 400 kPa |  | EU\Inbox\Combinations\Folder..6/..7\ | 35
138759 | H650R+NVK24A-3-TPC | H650R+NVK24A-3-TPC |  | H650R | + | NVK24A-3-TPC | Actuator with emergency control function | 1 | Scenario 2 |  | PPK¦SelectPro¦VDI3805¦Internet_EU |  |  | H650R+NVK24A-3-TPC | Globe valve | 300 kPa | 300 kPa |  | EU\Inbox\Combinations\Folder..6/..7\ | 35
138695 | D680N+GRK24A-SR-5 | D680N+GRK24A-SR-5 |  | D680N | + | GRK24A-SR-5 | Actuator with emergency control function | 0 | Scenario 2 |  | PPK¦SelectPro¦VDI3805¦Internet_EU |  |  | D680N+GRK24A-SR-5 | Butterfly valve | 1200 kPa | 2.4 kPa |  | EU\Inbox\Combinations\Folder..6/..7\ | 31
138910 | H712R/NVK24A-3-TPC | H712R/NVK24A-3-TPC |  | H712R | / | NVK24A-3-TPC | Actuator with emergency control function | 1 | Scenario 2 |  | PPK¦SelectPro¦VDI3805¦Internet_EU |  |  | H712R/NVK24A-3-TPC | Globe valve | 600 kPa | 400 kPa |  | EU\Inbox\Combinations\Folder..6/..7\ | 35
138760 | H650R/NVK24A-3-TPC | H650R/NVK24A-3-TPC |  | H650R | / | NVK24A-3-TPC | Actuator with emergency control function | 1 | Scenario 2 |  | PPK¦SelectPro¦VDI3805¦Internet_EU |  |  | H650R/NVK24A-3-TPC | Globe valve | 300 kPa | 300 kPa |  | EU\Inbox\Combinations\Folder..6/..7\ | 35
138696 | D680N/GRK24A-SR-5 | D680N/GRK24A-SR-5 |  | D680N | / | GRK24A-SR-5 | Actuator with emergency control function | 0 | Scenario 2 |  | PPK¦SelectPro¦VDI3805¦Internet_EU |  |  | D680N/GRK24A-SR-5 | Butterfly valve | 1200 kPa | 2.4 kPa |  | EU\Inbox\Combinations\Folder..6/..7\ | 31
138915 | H713N+NVK24A-3-TPC | H713N+NVK24A-3-TPC |  | H713N | + | NVK24A-3-TPC | Actuator with emergency control function | 1 | Scenario 2 |  | PPK¦SelectPro¦VDI3805¦Internet_EU |  |  | H713N+NVK24A-3-TPC | Globe valve | 1600 kPa | 400 kPa |  | EU\Inbox\Combinations\Folder..6/..7\ | 35
138765 | H650S+NVK24A-3-TPC | H650S+NVK24A-3-TPC |  | H650S | + | NVK24A-3-TPC | Actuator with emergency control function | 1 | Scenario 2 |  | PPK¦SelectPro¦VDI3805¦Internet_EU |  |  | H650S+NVK24A-3-TPC | Globe valve | 300 kPa | 300 kPa |  | EU\Inbox\Combinations\Folder..6/..7\ | 35
138916 | H713N/NVK24A-3-TPC | H713N/NVK24A-3-TPC |  | H713N | / | NVK24A-3-TPC | Actuator with emergency control function | 1 | Scenario 2 |  | PPK¦SelectPro¦VDI3805¦Internet_EU |  |  | H713N/NVK24A-3-TPC | Globe valve | 1600 kPa | 400 kPa |  | EU\Inbox\Combinations\Folder..6/..7\ | 35
138766 | H650S/NVK24A-3-TPC | H650S/NVK24A-3-TPC |  | H650S | / | NVK24A-3-TPC | Actuator with emergency control function | 1 | Scenario 2 |  | PPK¦SelectPro¦VDI3805¦Internet_EU |  |  | H650S/NVK24A-3-TPC | Globe valve | 300 kPa | 300 kPa |  | EU\Inbox\Combinations\Folder..6/..7\ | 35
138921 | H713R+NVK24A-3-TPC | H713R+NVK24A-3-TPC |  | H713R | + | NVK24A-3-TPC | Actuator with emergency control function | 1 | Scenario 2 |  | PPK¦SelectPro¦VDI3805¦Internet_EU |  |  | H713R+NVK24A-3-TPC | Globe valve | 600 kPa | 400 kPa |  | EU\Inbox\Combinations\Folder..6/..7\ | 35
138771 | H650SP+NVK24A-3-TPC | H650SP+NVK24A-3-TPC |  | H650SP | + | NVK24A-3-TPC | Actuator with emergency control function | 1 | Scenario 2 |  | PPK¦SelectPro¦VDI3805¦Internet_EU |  |  | H650SP+NVK24A-3-TPC | Globe valve (partial pressure-balanced) | 1600 kPa | 1000 kPa |  | EU\Inbox\Combinations\Folder..6/..7\ | 35
138922 | H713R/NVK24A-3-TPC | H713R/NVK24A-3-TPC |  | H713R | / | NVK24A-3-TPC | Actuator with emergency control function | 1 | Scenario 2 |  | PPK¦SelectPro¦VDI3805¦Internet_EU |  |  | H713R/NVK24A-3-TPC | Globe valve | 600 kPa | 400 kPa |  | EU\Inbox\Combinations\Folder..6/..7\ | 35
138772 | H650SP/NVK24A-3-TPC | H650SP/NVK24A-3-TPC |  | H650SP | / | NVK24A-3-TPC | Actuator with emergency control function | 1 | Scenario 2 |  | PPK¦SelectPro¦VDI3805¦Internet_EU |  |  | H650SP/NVK24A-3-TPC | Globe valve (partial pressure-balanced) | 1600 kPa | 1000 kPa |  | EU\Inbox\Combinations\Folder..6/..7\ | 35
138927 | H714N+NVK24A-3-TPC | H714N+NVK24A-3-TPC |  | H714N | + | NVK24A-3-TPC | Actuator with emergency control function | 1 | Scenario 2 |  | PPK¦SelectPro¦VDI3805¦Internet_EU |  |  | H714N+NVK24A-3-TPC | Globe valve | 1600 kPa | 400 kPa |  | EU\Inbox\Combinations\Folder..6/..7\ | 35
138777 | H664N+NVK24A-3-TPC | H664N+NVK24A-3-TPC |  | H664N | + | NVK24A-3-TPC | Actuator with emergency control function | 1 | Scenario 2 |  | PPK¦SelectPro¦VDI3805¦Internet_EU |  |  | H664N+NVK24A-3-TPC | Globe valve | 140 kPa | 140 kPa |  | EU\Inbox\Combinations\Folder..6/..7\ | 38
138701 | D680NL+GRK24A-SR-5 | D680NL+GRK24A-SR-5 |  | D680NL | + | GRK24A-SR-5 | Actuator with emergency control function | 0 | Scenario 2 |  | PPK¦SelectPro¦VDI3805¦Internet_EU |  |  | D680NL+GRK24A-SR-5 | Butterfly valve | 1200 kPa | 2.4 kPa |  | EU\Inbox\Combinations\Folder..6/..7\ | 31
138928 | H714N/NVK24A-3-TPC | H714N/NVK24A-3-TPC |  | H714N | / | NVK24A-3-TPC | Actuator with emergency control function | 1 | Scenario 2 |  | PPK¦SelectPro¦VDI3805¦Internet_EU |  |  | H714N/NVK24A-3-TPC | Globe valve | 1600 kPa | 400 kPa |  | EU\Inbox\Combinations\Folder..6/..7\ | 35
138778 | H664N/NVK24A-3-TPC | H664N/NVK24A-3-TPC |  | H664N | / | NVK24A-3-TPC | Actuator with emergency control function | 1 | Scenario 2 |  | PPK¦SelectPro¦VDI3805¦Internet_EU |  |  | H664N/NVK24A-3-TPC | Globe valve | 140 kPa | 140 kPa |  | EU\Inbox\Combinations\Folder..6/..7\ | 38
138702 | D680NL/GRK24A-SR-5 | D680NL/GRK24A-SR-5 |  | D680NL | / | GRK24A-SR-5 | Actuator with emergency control function | 0 | Scenario 2 |  | PPK¦SelectPro¦VDI3805¦Internet_EU |  |  | D680NL/GRK24A-SR-5 | Butterfly valve | 1200 kPa | 2.4 kPa |  | EU\Inbox\Combinations\Folder..6/..7\ | 31
138933 | H714R+NVK24A-3-TPC | H714R+NVK24A-3-TPC |  | H714R | + | NVK24A-3-TPC | Actuator with emergency control function | 1 | Scenario 2 |  | PPK¦SelectPro¦VDI3805¦Internet_EU |  |  | H714R+NVK24A-3-TPC | Globe valve | 600 kPa | 400 kPa |  | EU\Inbox\Combinations\Folder..6/..7\ | 35
138783 | H664R+NVK24A-3-TPC | H664R+NVK24A-3-TPC |  | H664R | + | NVK24A-3-TPC | Actuator with emergency control function | 1 | Scenario 2 |  | PPK¦SelectPro¦VDI3805¦Internet_EU |  |  | H664R+NVK24A-3-TPC | Globe valve | 140 kPa | 140 kPa |  | EU\Inbox\Combinations\Folder..6/..7\ | 35
138934 | H714R/NVK24A-3-TPC | H714R/NVK24A-3-TPC |  | H714R | / | NVK24A-3-TPC | Actuator with emergency control function | 1 | Scenario 2 |  | PPK¦SelectPro¦VDI3805¦Internet_EU |  |  | H714R/NVK24A-3-TPC | Globe valve | 600 kPa | 400 kPa |  | EU\Inbox\Combinations\Folder..6/..7\ | 35
138784 | H664R/NVK24A-3-TPC | H664R/NVK24A-3-TPC |  | H664R | / | NVK24A-3-TPC | Actuator with emergency control function | 1 | Scenario 2 |  | PPK¦SelectPro¦VDI3805¦Internet_EU |  |  | H664R/NVK24A-3-TPC | Globe valve | 140 kPa | 140 kPa |  | EU\Inbox\Combinations\Folder..6/..7\ | 35
138939 | H715N+NVK24A-3-TPC | H715N+NVK24A-3-TPC |  | H715N | + | NVK24A-3-TPC | Actuator with emergency control function | 1 | Scenario 2 |  | PPK¦SelectPro¦VDI3805¦Internet_EU |  |  | H715N+NVK24A-3-TPC | Globe valve | 1600 kPa | 400 kPa |  | EU\Inbox\Combinations\Folder..6/..7\ | 35
138789 | H664S+NVK24A-3-TPC | H664S+NVK24A-3-TPC |  | H664S | + | NVK24A-3-TPC | Actuator with emergency control function | 1 | Scenario 2 |  | PPK¦SelectPro¦VDI3805¦Internet_EU |  |  | H664S+NVK24A-3-TPC | Globe valve | 130 kPa | 130 kPa |  | EU\Inbox\Combinations\Folder..6/..7\ | 35
138940 | H715N/NVK24A-3-TPC | H715N/NVK24A-3-TPC |  | H715N | / | NVK24A-3-TPC | Actuator with emergency control function | 1 | Scenario 2 |  | PPK¦SelectPro¦VDI3805¦Internet_EU |  |  | H715N/NVK24A-3-TPC | Globe valve | 1600 kPa | 400 kPa |  | EU\Inbox\Combinations\Folder..6/..7\ | 35
138790 | H664S/NVK24A-3-TPC | H664S/NVK24A-3-TPC |  | H664S | / | NVK24A-3-TPC | Actuator with emergency control function | 1 | Scenario 2 |  | PPK¦SelectPro¦VDI3805¦Internet_EU |  |  | H664S/NVK24A-3-TPC | Globe valve | 130 kPa | 130 kPa |  | EU\Inbox\Combinations\Folder..6/..7\ | 35
138945 | H715R+NVK24A-3-TPC | H715R+NVK24A-3-TPC |  | H715R | + | NVK24A-3-TPC | Actuator with emergency control function | 1 | Scenario 2 |  | PPK¦SelectPro¦VDI3805¦Internet_EU |  |  | H715R+NVK24A-3-TPC | Globe valve | 600 kPa | 400 kPa |  | EU\Inbox\Combinations\Folder..6/..7\ | 35
138795 | H664SP+NVK24A-3-TPC | H664SP+NVK24A-3-TPC |  | H664SP | + | NVK24A-3-TPC | Actuator with emergency control function | 1 | Scenario 2 |  | PPK¦SelectPro¦VDI3805¦Internet_EU |  |  | H664SP+NVK24A-3-TPC | Globe valve (partial pressure-balanced) | 1600 kPa | 1000 kPa |  | EU\Inbox\Combinations\Folder..6/..7\ | 35
138946 | H715R/NVK24A-3-TPC | H715R/NVK24A-3-TPC |  | H715R | / | NVK24A-3-TPC | Actuator with emergency control function | 1 | Scenario 2 |  | PPK¦SelectPro¦VDI3805¦Internet_EU |  |  | H715R/NVK24A-3-TPC | Globe valve | 600 kPa | 400 kPa |  | EU\Inbox\Combinations\Folder..6/..7\ | 35
138796 | H664SP/NVK24A-3-TPC | H664SP/NVK24A-3-TPC |  | H664SP | / | NVK24A-3-TPC | Actuator with emergency control function | 1 | Scenario 2 |  | PPK¦SelectPro¦VDI3805¦Internet_EU |  |  | H664SP/NVK24A-3-TPC | Globe valve (partial pressure-balanced) | 1600 kPa | 1000 kPa |  | EU\Inbox\Combinations\Folder..6/..7\ | 35
138951 | H720N+NVK24A-3-TPC | H720N+NVK24A-3-TPC |  | H720N | + | NVK24A-3-TPC | Actuator with emergency control function | 1 | Scenario 2 |  | PPK¦SelectPro¦VDI3805¦Internet_EU |  |  | H720N+NVK24A-3-TPC | Globe valve | 1600 kPa | 400 kPa |  | EU\Inbox\Combinations\Folder..6/..7\ | 35
138801 | H679N+NVK24A-3-TPC | H679N+NVK24A-3-TPC |  | H679N | + | NVK24A-3-TPC | Actuator with emergency control function | 1 | Scenario 2 |  | PPK¦SelectPro¦VDI3805¦Internet_EU |  |  | H679N+NVK24A-3-TPC | Globe valve | 80 kPa | 80 kPa |  | EU\Inbox\Combinations\Folder..6/..7\ | 38
138952 | H720N/NVK24A-3-TPC | H720N/NVK24A-3-TPC |  | H720N | / | NVK24A-3-TPC | Actuator with emergency control function | 1 | Scenario 2 |  | PPK¦SelectPro¦VDI3805¦Internet_EU |  |  | H720N/NVK24A-3-TPC | Globe valve | 1600 kPa | 400 kPa |  | EU\Inbox\Combinations\Folder..6/..7\ | 35
138802 | H679N/NVK24A-3-TPC | H679N/NVK24A-3-TPC |  | H679N | / | NVK24A-3-TPC | Actuator with emergency control function | 1 | Scenario 2 |  | PPK¦SelectPro¦VDI3805¦Internet_EU |  |  | H679N/NVK24A-3-TPC | Globe valve | 80 kPa | 80 kPa |  | EU\Inbox\Combinations\Folder..6/..7\ | 36
138957 | H720R+NVK24A-3-TPC | H720R+NVK24A-3-TPC |  | H720R | + | NVK24A-3-TPC | Actuator with emergency control function | 1 | Scenario 2 |  | PPK¦SelectPro¦VDI3805¦Internet_EU |  |  | H720R+NVK24A-3-TPC | Globe valve | 600 kPa | 400 kPa |  | EU\Inbox\Combinations\Folder..6/..7\ | 35
138807 | H679R+NVK24A-3-TPC | H679R+NVK24A-3-TPC |  | H679R | + | NVK24A-3-TPC | Actuator with emergency control function | 1 | Scenario 2 |  | PPK¦SelectPro¦VDI3805¦Internet_EU |  |  | H679R+NVK24A-3-TPC | Globe valve | 80 kPa | 80 kPa |  | EU\Inbox\Combinations\Folder..6/..7\ | 35
138958 | H720R/NVK24A-3-TPC | H720R/NVK24A-3-TPC |  | H720R | / | NVK24A-3-TPC | Actuator with emergency control function | 1 | Scenario 2 |  | PPK¦SelectPro¦VDI3805¦Internet_EU |  |  | H720R/NVK24A-3-TPC | Globe valve | 600 kPa | 400 kPa |  | EU\Inbox\Combinations\Folder..6/..7\ | 35
138808 | H679R/NVK24A-3-TPC | H679R/NVK24A-3-TPC |  | H679R | / | NVK24A-3-TPC | Actuator with emergency control function | 1 | Scenario 2 |  | PPK¦SelectPro¦VDI3805¦Internet_EU |  |  | H679R/NVK24A-3-TPC | Globe valve | 80 kPa | 80 kPa |  | EU\Inbox\Combinations\Folder..6/..7\ | 35
138963 | H725N+NVK24A-3-TPC | H725N+NVK24A-3-TPC |  | H725N | + | NVK24A-3-TPC | Actuator with emergency control function | 1 | Scenario 2 |  | PPK¦SelectPro¦VDI3805¦Internet_EU |  |  | H725N+NVK24A-3-TPC | Globe valve | 1300 kPa | 400 kPa |  | EU\Inbox\Combinations\Folder..6/..7\ | 40
138813 | H679SP+NVK24A-3-TPC | H679SP+NVK24A-3-TPC |  | H679SP | + | NVK24A-3-TPC | Actuator with emergency control function | 1 | Scenario 2 |  | PPK¦SelectPro¦VDI3805¦Internet_EU |  |  | H679SP+NVK24A-3-TPC | Globe valve (partial pressure-balanced) | 1600 kPa | 1000 kPa |  | EU\Inbox\Combinations\Folder..6/..7\ | 35
138814 | H679SP/NVK24A-3-TPC | H679SP/NVK24A-3-TPC |  | H679SP | / | NVK24A-3-TPC | Actuator with emergency control function | 1 | Scenario 2 |  | PPK¦SelectPro¦VDI3805¦Internet_EU |  |  | H679SP/NVK24A-3-TPC | Globe valve (partial pressure-balanced) | 1600 kPa | 1000 kPa |  | EU\Inbox\Combinations\Folder..6/..7\ | 35
138964 | H725N/NVK24A-3-TPC | H725N/NVK24A-3-TPC |  | H725N | / | NVK24A-3-TPC | Actuator with emergency control function | 1 | Scenario 2 |  | PPK¦SelectPro¦VDI3805¦Internet_EU |  |  | H725N/NVK24A-3-TPC | Globe valve | 1300 kPa | 400 kPa |  | EU\Inbox\Combinations\Folder..6/..7\ | 40
138819 | H7015X4-S2+NVK24A-3-TPC | H7015X4-S2+NVK24A-3-TPC |  | H7015X4-S2 | + | NVK24A-3-TPC | Actuator with emergency control function | 1 | Scenario 2 |  | PPK¦SelectPro¦VDI3805¦Internet_EU |  |  | H7015X4-S2+NVK24A-3-TPC | Globe valve | 2200 kPa | 1000 kPa |  | EU\Inbox\Combinations\Folder..6/..7\ | 35
138969 | H725R+NVK24A-3-TPC | H725R+NVK24A-3-TPC |  | H725R | + | NVK24A-3-TPC | Actuator with emergency control function | 1 | Scenario 2 |  | PPK¦SelectPro¦VDI3805¦Internet_EU |  |  | H725R+NVK24A-3-TPC | Globe valve | 600 kPa | 400 kPa |  | EU\Inbox\Combinations\Folder..6/..7\ | 35
138820 | H7015X4-S2/NVK24A-3-TPC | H7015X4-S2/NVK24A-3-TPC |  | H7015X4-S2 | / | NVK24A-3-TPC | Actuator with emergency control function | 1 | Scenario 2 |  | PPK¦SelectPro¦VDI3805¦Internet_EU |  |  | H7015X4-S2/NVK24A-3-TPC | Globe valve | 2200 kPa | 1000 kPa |  | EU\Inbox\Combinations\Folder..6/..7\ | 35
138970 | H725R/NVK24A-3-TPC | H725R/NVK24A-3-TPC |  | H725R | / | NVK24A-3-TPC | Actuator with emergency control function | 1 | Scenario 2 |  | PPK¦SelectPro¦VDI3805¦Internet_EU |  |  | H725R/NVK24A-3-TPC | Globe valve | 600 kPa | 400 kPa |  | EU\Inbox\Combinations\Folder..6/..7\ | 35
138825 | H7015Y4-S2+NVK24A-3-TPC | H7015Y4-S2+NVK24A-3-TPC |  | H7015Y4-S2 | + | NVK24A-3-TPC | Actuator with emergency control function | 1 | Scenario 2 |  | PPK¦SelectPro¦VDI3805¦Internet_EU |  |  | H7015Y4-S2+NVK24A-3-TPC | Globe valve | 2200 kPa | 1000 kPa |  | EU\Inbox\Combinations\Folder..6/..7\ | 35
138975 | H732N+NVK24A-3-TPC | H732N+NVK24A-3-TPC |  | H732N | + | NVK24A-3-TPC | Actuator with emergency control function | 1 | Scenario 2 |  | PPK¦SelectPro¦VDI3805¦Internet_EU |  |  | H732N+NVK24A-3-TPC | Globe valve | 1000 kPa | 400 kPa |  | EU\Inbox\Combinations\Folder..6/..7\ | 34
138717 | R6100W160-S8+GRK24A-5 | R6100W160-S8+GRK24A-5 |  | R6100W160-S8 | + | GRK24A-5 | Actuator with emergency control function | 1 | Scenario 2 |  | PPK¦SelectPro¦VDI3805¦Internet_EU |  |  | R6100W160-S8+GRK24A-5 | Characterised control valve | 690 kPa | 400 kPa |  | EU\Inbox\Combinations\Folder..6/..7\ | 32
138826 | H7015Y4-S2/NVK24A-3-TPC | H7015Y4-S2/NVK24A-3-TPC |  | H7015Y4-S2 | / | NVK24A-3-TPC | Actuator with emergency control function | 1 | Scenario 2 |  | PPK¦SelectPro¦VDI3805¦Internet_EU |  |  | H7015Y4-S2/NVK24A-3-TPC | Globe valve | 2200 kPa | 1000 kPa |  | EU\Inbox\Combinations\Folder..6/..7\ | 35
138976 | H732N/NVK24A-3-TPC | H732N/NVK24A-3-TPC |  | H732N | / | NVK24A-3-TPC | Actuator with emergency control function | 1 | Scenario 2 |  | PPK¦SelectPro¦VDI3805¦Internet_EU |  |  | H732N/NVK24A-3-TPC | Globe valve | 1000 kPa | 400 kPa |  | EU\Inbox\Combinations\Folder..6/..7\ | 34
138718 | R6100W160-S8/GRK24A-5 | R6100W160-S8/GRK24A-5 |  | R6100W160-S8 | / | GRK24A-5 | Actuator with emergency control function | 1 | Scenario 2 |  | PPK¦SelectPro¦VDI3805¦Internet_EU |  |  | R6100W160-S8/GRK24A-5 | Characterised control valve | 690 kPa | 400 kPa |  | EU\Inbox\Combinations\Folder..6/..7\ | 32
138831 | H7020X6P3-S2+NVK24A-3-TPC | H7020X6P3-S2+NVK24A-3-TPC |  | H7020X6P3-S2 | + | NVK24A-3-TPC | Actuator with emergency control function | 1 | Scenario 2 |  | PPK¦SelectPro¦VDI3805¦Internet_EU |  |  | H7020X6P3-S2+NVK24A-3-TPC | Globe valve | 1500 kPa | 1000 kPa |  | EU\Inbox\Combinations\Folder..6/..7\ | 35
138981 | H732R+NVK24A-3-TPC | H732R+NVK24A-3-TPC |  | H732R | + | NVK24A-3-TPC | Actuator with emergency control function | 1 | Scenario 2 |  | PPK¦SelectPro¦VDI3805¦Internet_EU |  |  | H732R+NVK24A-3-TPC | Globe valve | 600 kPa | 400 kPa |  | EU\Inbox\Combinations\Folder..6/..7\ | 35
138719 | R6100W160-S8+GRK24A-SR-5 | R6100W160-S8+GRK24A-SR-5 |  | R6100W160-S8 | + | GRK24A-SR-5 | Actuator with emergency control function | 1 | Scenario 2 |  | PPK¦SelectPro¦VDI3805¦Internet_EU |  |  | R6100W160-S8+GRK24A-SR-5 | Characterised control valve | 690 kPa | 400 kPa |  | EU\Inbox\Combinations\Folder..6/..7\ | 31
138832 | H7020X6P3-S2/NVK24A-3-TPC | H7020X6P3-S2/NVK24A-3-TPC |  | H7020X6P3-S2 | / | NVK24A-3-TPC | Actuator with emergency control function | 1 | Scenario 2 |  | PPK¦SelectPro¦VDI3805¦Internet_EU |  |  | H7020X6P3-S2/NVK24A-3-TPC | Globe valve | 1500 kPa | 1000 kPa |  | EU\Inbox\Combinations\Folder..6/..7\ | 35
138982 | H732R/NVK24A-3-TPC | H732R/NVK24A-3-TPC |  | H732R | / | NVK24A-3-TPC | Actuator with emergency control function | 1 | Scenario 2 |  | PPK¦SelectPro¦VDI3805¦Internet_EU |  |  | H732R/NVK24A-3-TPC | Globe valve | 600 kPa | 400 kPa |  | EU\Inbox\Combinations\Folder..6/..7\ | 35
138720 | R6100W160-S8/GRK24A-SR-5 | R6100W160-S8/GRK24A-SR-5 |  | R6100W160-S8 | / | GRK24A-SR-5 | Actuator with emergency control function | 1 | Scenario 2 |  | PPK¦SelectPro¦VDI3805¦Internet_EU |  |  | R6100W160-S8/GRK24A-SR-5 | Characterised control valve | 690 kPa | 400 kPa |  | EU\Inbox\Combinations\Folder..6/..7\ | 31
138837 | H7020Y6P3-S2+NVK24A-3-TPC | H7020Y6P3-S2+NVK24A-3-TPC |  | H7020Y6P3-S2 | + | NVK24A-3-TPC | Actuator with emergency control function | 1 | Scenario 2 |  | PPK¦SelectPro¦VDI3805¦Internet_EU |  |  | H7020Y6P3-S2+NVK24A-3-TPC | Globe valve | 1500 kPa | 1000 kPa |  | EU\Inbox\Combinations\Folder..6/..7\ | 35
138987 | H740N+NVK24A-3-TPC | H740N+NVK24A-3-TPC |  | H740N | + | NVK24A-3-TPC | Actuator with emergency control function | 1 | Scenario 2 |  | PPK¦SelectPro¦VDI3805¦Internet_EU |  |  | H740N+NVK24A-3-TPC | Globe valve | 500 kPa | 400 kPa |  | EU\Inbox\Combinations\Folder..6/..7\ | 34
138988 | H740N/NVK24A-3-TPC | H740N/NVK24A-3-TPC |  | H740N | / | NVK24A-3-TPC | Actuator with emergency control function | 1 | Scenario 2 |  | PPK¦SelectPro¦VDI3805¦Internet_EU |  |  | H740N/NVK24A-3-TPC | Globe valve | 500 kPa | 400 kPa |  | EU\Inbox\Combinations\Folder..6/..7\ | 34
138838 | H7020Y6P3-S2/NVK24A-3-TPC | H7020Y6P3-S2/NVK24A-3-TPC |  | H7020Y6P3-S2 | / | NVK24A-3-TPC | Actuator with emergency control function | 1 | Scenario 2 |  | PPK¦SelectPro¦VDI3805¦Internet_EU |  |  | H7020Y6P3-S2/NVK24A-3-TPC | Globe valve | 1500 kPa | 1000 kPa |  | EU\Inbox\Combinations\Folder..6/..7\ | 35
138843 | H7025X10-S2+NVK24A-3-TPC | H7025X10-S2+NVK24A-3-TPC |  | H7025X10-S2 | + | NVK24A-3-TPC | Actuator with emergency control function | 1 | Scenario 2 |  | PPK¦SelectPro¦VDI3805¦Internet_EU |  |  | H7025X10-S2+NVK24A-3-TPC | Globe valve | 1300 kPa | 1000 kPa |  | EU\Inbox\Combinations\Folder..6/..7\ | 35
138993 | H740R+NVK24A-3-TPC | H740R+NVK24A-3-TPC |  | H740R | + | NVK24A-3-TPC | Actuator with emergency control function | 1 | Scenario 2 |  | PPK¦SelectPro¦VDI3805¦Internet_EU |  |  | H740R+NVK24A-3-TPC | Globe valve | 500 kPa | 400 kPa |  | EU\Inbox\Combinations\Folder..6/..7\ | 35
139842 | H625N/NV230A-TPC | H625N/NV230A-TPC |  | H625N | / | NV230A-TPC | Standard actuator | 0 | Scenario 2 |  | PPK¦SelectPro¦VDI3805¦Internet_EU |  |  | H625N/NV230A-TPC | Globe valve | 1300 kPa | 400 kPa |  | EU\Inbox\Combinations\Folder..6/..7\ | 37
140332 | H415B/SV24A-TPC | H415B/SV24A-TPC |  | H415B | / | SV24A-TPC | Standard actuator | 0 | Scenario 2 |  | PPK¦SelectPro¦VDI3805¦Internet_EU |  |  | H415B/SV24A-TPC | Globe valve | 1600 kPa | 400 kPa |  | EU\Inbox\Combinations\Folder..4/..5\ | 37
140433 | H6025X6P3-S2/SV24A-TPC | H6025X6P3-S2/SV24A-TPC |  | H6025X6P3-S2 | / | SV24A-TPC | Standard actuator | 0 | Scenario 2 |  | PPK¦SelectPro¦VDI3805¦Internet_EU |  |  | H6025X6P3-S2/SV24A-TPC | Globe valve | 2100 kPa | 1000 kPa |  | EU\Inbox\Combinations\Folder..6/..7\ | 39
140383 | H532B/SV230A-TPC | H532B/SV230A-TPC |  | H532B | / | SV230A-TPC | Standard actuator | 0 | Scenario 2 |  | PPK¦SelectPro¦VDI3805¦Internet_EU |  |  | H532B/SV230A-TPC | Globe valve | 1600 kPa | 400 kPa |  | EU\Inbox\Combinations\Folder..4/..5\ | 36
140333 | H420B+SV230A-TPC | H420B+SV230A-TPC |  | H420B | + | SV230A-TPC | Standard actuator | 0 | Scenario 2 |  | PPK¦SelectPro¦VDI3805¦Internet_EU |  |  | H420B+SV230A-TPC | Globe valve | 1600 kPa | 400 kPa |  | EU\Inbox\Combinations\Folder..4/..5\ | 34
140434 | H6032X10-S2+SV230A-TPC | H6032X10-S2+SV230A-TPC |  | H6032X10-S2 | + | SV230A-TPC | Standard actuator | 1 | Scenario 2 |  | PPK¦SelectPro¦VDI3805¦Internet_EU |  |  | H6032X10-S2+SV230A-TPC | Globe valve | 1500 kPa | 1000 kPa |  | EU\Inbox\Combinations\Folder..6/..7\ | 37
140384 | H532B+SV24A-TPC | H532B+SV24A-TPC |  | H532B | + | SV24A-TPC | Standard actuator | 0 | Scenario 2 |  | PPK¦SelectPro¦VDI3805¦Internet_EU |  |  | H532B+SV24A-TPC | Globe valve | 1600 kPa | 400 kPa |  | EU\Inbox\Combinations\Folder..4/..5\ | 41
140334 | H420B/SV230A-TPC | H420B/SV230A-TPC |  | H420B | / | SV230A-TPC | Standard actuator | 0 | Scenario 2 |  | PPK¦SelectPro¦VDI3805¦Internet_EU |  |  | H420B/SV230A-TPC | Globe valve | 1600 kPa | 400 kPa |  | EU\Inbox\Combinations\Folder..4/..5\ | 34
140435 | H6032X10-S2/SV230A-TPC | H6032X10-S2/SV230A-TPC |  | H6032X10-S2 | / | SV230A-TPC | Standard actuator | 1 | Scenario 2 |  | PPK¦SelectPro¦VDI3805¦Internet_EU |  |  | H6032X10-S2/SV230A-TPC | Globe valve | 1500 kPa | 1000 kPa |  | EU\Inbox\Combinations\Folder..6/..7\ | 37
140385 | H532B/SV24A-TPC | H532B/SV24A-TPC |  | H532B | / | SV24A-TPC | Standard actuator | 0 | Scenario 2 |  | PPK¦SelectPro¦VDI3805¦Internet_EU |  |  | H532B/SV24A-TPC | Globe valve | 1600 kPa | 400 kPa |  | EU\Inbox\Combinations\Folder..4/..5\ | 41
140335 | H420B+SV24A-TPC | H420B+SV24A-TPC |  | H420B | + | SV24A-TPC | Standard actuator | 0 | Scenario 2 |  | PPK¦SelectPro¦VDI3805¦Internet_EU |  |  | H420B+SV24A-TPC | Globe valve | 1600 kPa | 400 kPa |  | EU\Inbox\Combinations\Folder..4/..5\ | 37
140045 | H664SP+NV230A-TPC | H664SP+NV230A-TPC |  | H664SP | + | NV230A-TPC | Standard actuator | 1 | Scenario 2 |  | PPK¦SelectPro¦VDI3805¦Internet_EU |  |  | H664SP+NV230A-TPC | Globe valve (partial pressure-balanced) | 1600 kPa | 1000 kPa |  | EU\Inbox\Combinations\Folder..6/..7\ | 37
140436 | H6032X10-S2+SV24A-TPC | H6032X10-S2+SV24A-TPC |  | H6032X10-S2 | + | SV24A-TPC | Standard actuator | 1 | Scenario 2 |  | PPK¦SelectPro¦VDI3805¦Internet_EU |  |  | H6032X10-S2+SV24A-TPC | Globe valve | 1500 kPa | 1000 kPa |  | EU\Inbox\Combinations\Folder..6/..7\ | 39
140386 | H540B+SV230A-TPC | H540B+SV230A-TPC |  | H540B | + | SV230A-TPC | Standard actuator | 0 | Scenario 2 |  | PPK¦SelectPro¦VDI3805¦Internet_EU |  |  | H540B+SV230A-TPC | Globe valve | 900 kPa | 400 kPa |  | EU\Inbox\Combinations\Folder..4/..5\ | 36
140336 | H420B/SV24A-TPC | H420B/SV24A-TPC |  | H420B | / | SV24A-TPC | Standard actuator | 0 | Scenario 2 |  | PPK¦SelectPro¦VDI3805¦Internet_EU |  |  | H420B/SV24A-TPC | Globe valve | 1600 kPa | 400 kPa |  | EU\Inbox\Combinations\Folder..4/..5\ | 37
140046 | H664SP/NV230A-TPC | H664SP/NV230A-TPC |  | H664SP | / | NV230A-TPC | Standard actuator | 1 | Scenario 2 |  | PPK¦SelectPro¦VDI3805¦Internet_EU |  |  | H664SP/NV230A-TPC | Globe valve (partial pressure-balanced) | 1600 kPa | 1000 kPa |  | EU\Inbox\Combinations\Folder..6/..7\ | 37
139997 | H650SP+NV230A-TPC | H650SP+NV230A-TPC |  | H650SP | + | NV230A-TPC | Standard actuator | 1 | Scenario 2 |  | PPK¦SelectPro¦VDI3805¦Internet_EU |  |  | H650SP+NV230A-TPC | Globe valve (partial pressure-balanced) | 1600 kPa | 1000 kPa |  | EU\Inbox\Combinations\Folder..6/..7\ | 37
140437 | H6032X10-S2/SV24A-TPC | H6032X10-S2/SV24A-TPC |  | H6032X10-S2 | / | SV24A-TPC | Standard actuator | 1 | Scenario 2 |  | PPK¦SelectPro¦VDI3805¦Internet_EU |  |  | H6032X10-S2/SV24A-TPC | Globe valve | 1500 kPa | 1000 kPa |  | EU\Inbox\Combinations\Folder..6/..7\ | 39
140387 | H540B/SV230A-TPC | H540B/SV230A-TPC |  | H540B | / | SV230A-TPC | Standard actuator | 0 | Scenario 2 |  | PPK¦SelectPro¦VDI3805¦Internet_EU |  |  | H540B/SV230A-TPC | Globe valve | 900 kPa | 400 kPa |  | EU\Inbox\Combinations\Folder..4/..5\ | 36
140338 | H425B+SV230A-TPC | H425B+SV230A-TPC |  | H425B | + | SV230A-TPC | Standard actuator | 0 | Scenario 2 |  | PPK¦SelectPro¦VDI3805¦Internet_EU |  |  | H425B+SV230A-TPC | Globe valve | 1600 kPa | 400 kPa |  | EU\Inbox\Combinations\Folder..4/..5\ | 35
140438 | H6032X16-S2+SV230A-TPC | H6032X16-S2+SV230A-TPC |  | H6032X16-S2 | + | SV230A-TPC | Standard actuator | 1 | Scenario 2 |  | PPK¦SelectPro¦VDI3805¦Internet_EU |  |  | H6032X16-S2+SV230A-TPC | Globe valve | 1500 kPa | 1000 kPa |  | EU\Inbox\Combinations\Folder..6/..7\ | 37
139998 | H650SP/NV230A-TPC | H650SP/NV230A-TPC |  | H650SP | / | NV230A-TPC | Standard actuator | 1 | Scenario 2 |  | PPK¦SelectPro¦VDI3805¦Internet_EU |  |  | H650SP/NV230A-TPC | Globe valve (partial pressure-balanced) | 1600 kPa | 1000 kPa |  | EU\Inbox\Combinations\Folder..6/..7\ | 37
140388 | H540B+SV24A-TPC | H540B+SV24A-TPC |  | H540B | + | SV24A-TPC | Standard actuator | 0 | Scenario 2 |  | PPK¦SelectPro¦VDI3805¦Internet_EU |  |  | H540B+SV24A-TPC | Globe valve | 900 kPa | 400 kPa |  | EU\Inbox\Combinations\Folder..4/..5\ | 40
140339 | H425B/SV230A-TPC | H425B/SV230A-TPC |  | H425B | / | SV230A-TPC | Standard actuator | 0 | Scenario 2 |  | PPK¦SelectPro¦VDI3805¦Internet_EU |  |  | H425B/SV230A-TPC | Globe valve | 1600 kPa | 400 kPa |  | EU\Inbox\Combinations\Folder..4/..5\ | 35
139949 | H640SP+NV230A-TPC | H640SP+NV230A-TPC |  | H640SP | + | NV230A-TPC | Standard actuator | 1 | Scenario 2 |  | PPK¦SelectPro¦VDI3805¦Internet_EU |  |  | H640SP+NV230A-TPC | Globe valve (partial pressure-balanced) | 1600 kPa | 1000 kPa |  | EU\Inbox\Combinations\Folder..6/..7\ | 37
140439 | H6032X16-S2/SV230A-TPC | H6032X16-S2/SV230A-TPC |  | H6032X16-S2 | / | SV230A-TPC | Standard actuator | 1 | Scenario 2 |  | PPK¦SelectPro¦VDI3805¦Internet_EU |  |  | H6032X16-S2/SV230A-TPC | Globe valve | 1500 kPa | 1000 kPa |  | EU\Inbox\Combinations\Folder..6/..7\ | 37
140389 | H540B/SV24A-TPC | H540B/SV24A-TPC |  | H540B | / | SV24A-TPC | Standard actuator | 0 | Scenario 2 |  | PPK¦SelectPro¦VDI3805¦Internet_EU |  |  | H540B/SV24A-TPC | Globe valve | 900 kPa | 400 kPa |  | EU\Inbox\Combinations\Folder..4/..5\ | 39
139950 | H640SP/NV230A-TPC | H640SP/NV230A-TPC |  | H640SP | / | NV230A-TPC | Standard actuator | 1 | Scenario 2 |  | PPK¦SelectPro¦VDI3805¦Internet_EU |  |  | H640SP/NV230A-TPC | Globe valve (partial pressure-balanced) | 1600 kPa | 1000 kPa |  | EU\Inbox\Combinations\Folder..6/..7\ | 37
140340 | H425B+SV24A-TPC | H425B+SV24A-TPC |  | H425B | + | SV24A-TPC | Standard actuator | 0 | Scenario 2 |  | PPK¦SelectPro¦VDI3805¦Internet_EU |  |  | H425B+SV24A-TPC | Globe valve | 1600 kPa | 400 kPa |  | EU\Inbox\Combinations\Folder..4/..5\ | 38
140440 | H6032X16-S2+SV24A-TPC | H6032X16-S2+SV24A-TPC |  | H6032X16-S2 | + | SV24A-TPC | Standard actuator | 1 | Scenario 2 |  | PPK¦SelectPro¦VDI3805¦Internet_EU |  |  | H6032X16-S2+SV24A-TPC | Globe valve | 1500 kPa | 1000 kPa |  | EU\Inbox\Combinations\Folder..6/..7\ | 39
140390 | H550B+SV230A-TPC | H550B+SV230A-TPC |  | H550B | + | SV230A-TPC | Standard actuator | 1 | Scenario 2 |  | PPK¦SelectPro¦VDI3805¦Internet_EU |  |  | H550B+SV230A-TPC | Globe valve | 550 kPa | 400 kPa |  | EU\Inbox\Combinations\Folder..4/..5\ | 37
140341 | H425B/SV24A-TPC | H425B/SV24A-TPC |  | H425B | / | SV24A-TPC | Standard actuator | 0 | Scenario 2 |  | PPK¦SelectPro¦VDI3805¦Internet_EU |  |  | H425B/SV24A-TPC | Globe valve | 1600 kPa | 400 kPa |  | EU\Inbox\Combinations\Folder..4/..5\ | 38
139901 | H632S+NV230A-TPC | H632S+NV230A-TPC |  | H632S | + | NV230A-TPC | Standard actuator | 0 | Scenario 2 |  | PPK¦SelectPro¦VDI3805¦Internet_EU |  |  | H632S+NV230A-TPC | Globe valve | 950 kPa | 950 kPa |  | EU\Inbox\Combinations\Folder..6/..7\ | 37
140441 | H6032X16-S2/SV24A-TPC | H6032X16-S2/SV24A-TPC |  | H6032X16-S2 | / | SV24A-TPC | Standard actuator | 1 | Scenario 2 |  | PPK¦SelectPro¦VDI3805¦Internet_EU |  |  | H6032X16-S2/SV24A-TPC | Globe valve | 1500 kPa | 1000 kPa |  | EU\Inbox\Combinations\Folder..6/..7\ | 39
140391 | H550B/SV230A-TPC | H550B/SV230A-TPC |  | H550B | / | SV230A-TPC | Standard actuator | 1 | Scenario 2 |  | PPK¦SelectPro¦VDI3805¦Internet_EU |  |  | H550B/SV230A-TPC | Globe valve | 550 kPa | 400 kPa |  | EU\Inbox\Combinations\Folder..4/..5\ | 37
140342 | H432B+SV230A-TPC | H432B+SV230A-TPC |  | H432B | + | SV230A-TPC | Standard actuator | 0 | Scenario 2 |  | PPK¦SelectPro¦VDI3805¦Internet_EU |  |  | H432B+SV230A-TPC | Globe valve | 1600 kPa | 400 kPa |  | EU\Inbox\Combinations\Folder..4/..5\ | 36
139902 | H632S/NV230A-TPC | H632S/NV230A-TPC |  | H632S | / | NV230A-TPC | Standard actuator | 0 | Scenario 2 |  | PPK¦SelectPro¦VDI3805¦Internet_EU |  |  | H632S/NV230A-TPC | Globe valve | 950 kPa | 950 kPa |  | EU\Inbox\Combinations\Folder..6/..7\ | 37
140442 | H6040X16-S2+SV230A-TPC | H6040X16-S2+SV230A-TPC |  | H6040X16-S2 | + | SV230A-TPC | Standard actuator | 1 | Scenario 2 |  | PPK¦SelectPro¦VDI3805¦Internet_EU |  |  | H6040X16-S2+SV230A-TPC | Globe valve | 850 kPa | 850 kPa |  | EU\Inbox\Combinations\Folder..6/..7\ | 37
139853 | H625R+NV230A-TPC | H625R+NV230A-TPC |  | H625R | + | NV230A-TPC | Standard actuator | 0 | Scenario 2 |  | PPK¦SelectPro¦VDI3805¦Internet_EU |  |  | H625R+NV230A-TPC | Globe valve | 600 kPa | 400 kPa |  | EU\Inbox\Combinations\Folder..6/..7\ | 37
140392 | H550B+SV24A-TPC | H550B+SV24A-TPC |  | H550B | + | SV24A-TPC | Standard actuator | 1 | Scenario 2 |  | PPK¦SelectPro¦VDI3805¦Internet_EU |  |  | H550B+SV24A-TPC | Globe valve | 550 kPa | 400 kPa |  | EU\Inbox\Combinations\Folder..4/..5\ | 41
140343 | H432B/SV230A-TPC | H432B/SV230A-TPC |  | H432B | / | SV230A-TPC | Standard actuator | 0 | Scenario 2 |  | PPK¦SelectPro¦VDI3805¦Internet_EU |  |  | H432B/SV230A-TPC | Globe valve | 1600 kPa | 400 kPa |  | EU\Inbox\Combinations\Folder..4/..5\ | 36
140443 | H6040X16-S2/SV230A-TPC | H6040X16-S2/SV230A-TPC |  | H6040X16-S2 | / | SV230A-TPC | Standard actuator | 1 | Scenario 2 |  | PPK¦SelectPro¦VDI3805¦Internet_EU |  |  | H6040X16-S2/SV230A-TPC | Globe valve | 850 kPa | 850 kPa |  | EU\Inbox\Combinations\Folder..6/..7\ | 37
140393 | H550B/SV24A-TPC | H550B/SV24A-TPC |  | H550B | / | SV24A-TPC | Standard actuator | 1 | Scenario 2 |  | PPK¦SelectPro¦VDI3805¦Internet_EU |  |  | H550B/SV24A-TPC | Globe valve | 550 kPa | 400 kPa |  | EU\Inbox\Combinations\Folder..4/..5\ | 39
139854 | H625R/NV230A-TPC | H625R/NV230A-TPC |  | H625R | / | NV230A-TPC | Standard actuator | 0 | Scenario 2 |  | PPK¦SelectPro¦VDI3805¦Internet_EU |  |  | H625R/NV230A-TPC | Globe valve | 600 kPa | 400 kPa |  | EU\Inbox\Combinations\Folder..6/..7\ | 37
140344 | H432B+SV24A-TPC | H432B+SV24A-TPC |  | H432B | + | SV24A-TPC | Standard actuator | 0 | Scenario 2 |  | PPK¦SelectPro¦VDI3805¦Internet_EU |  |  | H432B+SV24A-TPC | Globe valve | 1600 kPa | 400 kPa |  | EU\Inbox\Combinations\Folder..4/..5\ | 40
140444 | H6040X16-S2+SV24A-TPC | H6040X16-S2+SV24A-TPC |  | H6040X16-S2 | + | SV24A-TPC | Standard actuator | 1 | Scenario 2 |  | PPK¦SelectPro¦VDI3805¦Internet_EU |  |  | H6040X16-S2+SV24A-TPC | Globe valve | 850 kPa | 850 kPa |  | EU\Inbox\Combinations\Folder..6/..7\ | 39
140394 | H6015X1-S2+SV230A-TPC | H6015X1-S2+SV230A-TPC |  | H6015X1-S2 | + | SV230A-TPC | Standard actuator | 0 | Scenario 2 |  | PPK¦SelectPro¦VDI3805¦Internet_EU |  |  | H6015X1-S2+SV230A-TPC | Globe valve | 2500 kPa | 1000 kPa |  | EU\Inbox\Combinations\Folder..6/..7\ | 37
140345 | H432B/SV24A-TPC | H432B/SV24A-TPC |  | H432B | / | SV24A-TPC | Standard actuator | 0 | Scenario 2 |  | PPK¦SelectPro¦VDI3805¦Internet_EU |  |  | H432B/SV24A-TPC | Globe valve | 1600 kPa | 400 kPa |  | EU\Inbox\Combinations\Folder..4/..5\ | 40
139805 | H620R+NV230A-TPC | H620R+NV230A-TPC |  | H620R | + | NV230A-TPC | Standard actuator | 0 | Scenario 2 |  | PPK¦SelectPro¦VDI3805¦Internet_EU |  |  | H620R+NV230A-TPC | Globe valve | 600 kPa | 400 kPa |  | EU\Inbox\Combinations\Folder..6/..7\ | 37
140445 | H6040X16-S2/SV24A-TPC | H6040X16-S2/SV24A-TPC |  | H6040X16-S2 | / | SV24A-TPC | Standard actuator | 1 | Scenario 2 |  | PPK¦SelectPro¦VDI3805¦Internet_EU |  |  | H6040X16-S2/SV24A-TPC | Globe valve | 850 kPa | 850 kPa |  | EU\Inbox\Combinations\Folder..6/..7\ | 39
140395 | H6015X1-S2/SV230A-TPC | H6015X1-S2/SV230A-TPC |  | H6015X1-S2 | / | SV230A-TPC | Standard actuator | 0 | Scenario 2 |  | PPK¦SelectPro¦VDI3805¦Internet_EU |  |  | H6015X1-S2/SV230A-TPC | Globe valve | 2500 kPa | 1000 kPa |  | EU\Inbox\Combinations\Folder..6/..7\ | 37
140346 | H440B+SV230A-TPC | H440B+SV230A-TPC |  | H440B | + | SV230A-TPC | Standard actuator | 0 | Scenario 2 |  | PPK¦SelectPro¦VDI3805¦Internet_EU |  |  | H440B+SV230A-TPC | Globe valve | 900 kPa | 400 kPa |  | EU\Inbox\Combinations\Folder..4/..5\ | 39
139806 | H620R/NV230A-TPC | H620R/NV230A-TPC |  | H620R | / | NV230A-TPC | Standard actuator | 0 | Scenario 2 |  | PPK¦SelectPro¦VDI3805¦Internet_EU |  |  | H620R/NV230A-TPC | Globe valve | 600 kPa | 400 kPa |  | EU\Inbox\Combinations\Folder..6/..7\ | 37
140396 | H6015X1-S2+SV24A-TPC | H6015X1-S2+SV24A-TPC |  | H6015X1-S2 | + | SV24A-TPC | Standard actuator | 0 | Scenario 2 |  | PPK¦SelectPro¦VDI3805¦Internet_EU |  |  | H6015X1-S2+SV24A-TPC | Globe valve | 2500 kPa | 1000 kPa |  | EU\Inbox\Combinations\Folder..6/..7\ | 42
140347 | H440B/SV230A-TPC | H440B/SV230A-TPC |  | H440B | / | SV230A-TPC | Standard actuator | 0 | Scenario 2 |  | PPK¦SelectPro¦VDI3805¦Internet_EU |  |  | H440B/SV230A-TPC | Globe valve | 900 kPa | 400 kPa |  | EU\Inbox\Combinations\Folder..4/..5\ | 39
140397 | H6015X1-S2/SV24A-TPC | H6015X1-S2/SV24A-TPC |  | H6015X1-S2 | / | SV24A-TPC | Standard actuator | 0 | Scenario 2 |  | PPK¦SelectPro¦VDI3805¦Internet_EU |  |  | H6015X1-S2/SV24A-TPC | Globe valve | 2500 kPa | 1000 kPa |  | EU\Inbox\Combinations\Folder..6/..7\ | 40
140057 | H679N+NV230A-TPC | H679N+NV230A-TPC |  | H679N | + | NV230A-TPC | Standard actuator | 0 | Scenario 2 |  | PPK¦SelectPro¦VDI3805¦Internet_EU |  |  | H679N+NV230A-TPC | Globe valve | 80 kPa | 80 kPa |  | EU\Inbox\Combinations\Folder..6/..7\ | 37
140348 | H440B+SV24A-TPC | H440B+SV24A-TPC |  | H440B | + | SV24A-TPC | Standard actuator | 0 | Scenario 2 |  | PPK¦SelectPro¦VDI3805¦Internet_EU |  |  | H440B+SV24A-TPC | Globe valve | 900 kPa | 400 kPa |  | EU\Inbox\Combinations\Folder..4/..5\ | 43
140398 | H6015X1P6-S2+SV230A-TPC | H6015X1P6-S2+SV230A-TPC |  | H6015X1P6-S2 | + | SV230A-TPC | Standard actuator | 0 | Scenario 2 |  | PPK¦SelectPro¦VDI3805¦Internet_EU |  |  | H6015X1P6-S2+SV230A-TPC | Globe valve | 2500 kPa | 1000 kPa |  | EU\Inbox\Combinations\Folder..6/..7\ | 37
140349 | H440B/SV24A-TPC | H440B/SV24A-TPC |  | H440B | / | SV24A-TPC | Standard actuator | 0 | Scenario 2 |  | PPK¦SelectPro¦VDI3805¦Internet_EU |  |  | H440B/SV24A-TPC | Globe valve | 900 kPa | 400 kPa |  | EU\Inbox\Combinations\Folder..4/..5\ | 42
140058 | H679N/NV230A-TPC | H679N/NV230A-TPC |  | H679N | / | NV230A-TPC | Standard actuator | 0 | Scenario 2 |  | PPK¦SelectPro¦VDI3805¦Internet_EU |  |  | H679N/NV230A-TPC | Globe valve | 80 kPa | 80 kPa |  | EU\Inbox\Combinations\Folder..6/..7\ | 37
140399 | H6015X1P6-S2/SV230A-TPC | H6015X1P6-S2/SV230A-TPC |  | H6015X1P6-S2 | / | SV230A-TPC | Standard actuator | 0 | Scenario 2 |  | PPK¦SelectPro¦VDI3805¦Internet_EU |  |  | H6015X1P6-S2/SV230A-TPC | Globe valve | 2500 kPa | 1000 kPa |  | EU\Inbox\Combinations\Folder..6/..7\ | 37
140009 | H664N+NV230A-TPC | H664N+NV230A-TPC |  | H664N | + | NV230A-TPC | Standard actuator | 0 | Scenario 2 |  | PPK¦SelectPro¦VDI3805¦Internet_EU |  |  | H664N+NV230A-TPC | Globe valve | 140 kPa | 140 kPa |  | EU\Inbox\Combinations\Folder..6/..7\ | 40
140350 | H450B+SV230A-TPC | H450B+SV230A-TPC |  | H450B | + | SV230A-TPC | Standard actuator | 1 | Scenario 2 |  | PPK¦SelectPro¦VDI3805¦Internet_EU |  |  | H450B+SV230A-TPC | Globe valve | 550 kPa | 400 kPa |  | EU\Inbox\Combinations\Folder..4/..5\ | 37
140400 | H6015X1P6-S2+SV24A-TPC | H6015X1P6-S2+SV24A-TPC |  | H6015X1P6-S2 | + | SV24A-TPC | Standard actuator | 0 | Scenario 2 |  | PPK¦SelectPro¦VDI3805¦Internet_EU |  |  | H6015X1P6-S2+SV24A-TPC | Globe valve | 2500 kPa | 1000 kPa |  | EU\Inbox\Combinations\Folder..6/..7\ | 42
140010 | H664N/NV230A-TPC | H664N/NV230A-TPC |  | H664N | / | NV230A-TPC | Standard actuator | 0 | Scenario 2 |  | PPK¦SelectPro¦VDI3805¦Internet_EU |  |  | H664N/NV230A-TPC | Globe valve | 140 kPa | 140 kPa |  | EU\Inbox\Combinations\Folder..6/..7\ | 40
139961 | H650N+NV230A-TPC | H650N+NV230A-TPC |  | H650N | + | NV230A-TPC | Standard actuator | 0 | Scenario 2 |  | PPK¦SelectPro¦VDI3805¦Internet_EU |  |  | H650N+NV230A-TPC | Globe valve | 300 kPa | 300 kPa |  | EU\Inbox\Combinations\Folder..6/..7\ | 37
140351 | H450B/SV230A-TPC | H450B/SV230A-TPC |  | H450B | / | SV230A-TPC | Standard actuator | 1 | Scenario 2 |  | PPK¦SelectPro¦VDI3805¦Internet_EU |  |  | H450B/SV230A-TPC | Globe valve | 550 kPa | 400 kPa |  | EU\Inbox\Combinations\Folder..4/..5\ | 37
140401 | H6015X1P6-S2/SV24A-TPC | H6015X1P6-S2/SV24A-TPC |  | H6015X1P6-S2 | / | SV24A-TPC | Standard actuator | 0 | Scenario 2 |  | PPK¦SelectPro¦VDI3805¦Internet_EU |  |  | H6015X1P6-S2/SV24A-TPC | Globe valve | 2500 kPa | 1000 kPa |  | EU\Inbox\Combinations\Folder..6/..7\ | 41
139962 | H650N/NV230A-TPC | H650N/NV230A-TPC |  | H650N | / | NV230A-TPC | Standard actuator | 0 | Scenario 2 |  | PPK¦SelectPro¦VDI3805¦Internet_EU |  |  | H650N/NV230A-TPC | Globe valve | 300 kPa | 300 kPa |  | EU\Inbox\Combinations\Folder..6/..7\ | 37
140352 | H450B+SV24A-TPC | H450B+SV24A-TPC |  | H450B | + | SV24A-TPC | Standard actuator | 1 | Scenario 2 |  | PPK¦SelectPro¦VDI3805¦Internet_EU |  |  | H450B+SV24A-TPC | Globe valve | 550 kPa | 400 kPa |  | EU\Inbox\Combinations\Folder..4/..5\ | 41
140402 | H6015X2P5-S2+SV230A-TPC | H6015X2P5-S2+SV230A-TPC |  | H6015X2P5-S2 | + | SV230A-TPC | Standard actuator | 0 | Scenario 2 |  | PPK¦SelectPro¦VDI3805¦Internet_EU |  |  | H6015X2P5-S2+SV230A-TPC | Globe valve | 2500 kPa | 1000 kPa |  | EU\Inbox\Combinations\Folder..6/..7\ | 37
140353 | H450B/SV24A-TPC | H450B/SV24A-TPC |  | H450B | / | SV24A-TPC | Standard actuator | 1 | Scenario 2 |  | PPK¦SelectPro¦VDI3805¦Internet_EU |  |  | H450B/SV24A-TPC | Globe valve | 550 kPa | 400 kPa |  | EU\Inbox\Combinations\Folder..4/..5\ | 40
140403 | H6015X2P5-S2/SV230A-TPC | H6015X2P5-S2/SV230A-TPC |  | H6015X2P5-S2 | / | SV230A-TPC | Standard actuator | 0 | Scenario 2 |  | PPK¦SelectPro¦VDI3805¦Internet_EU |  |  | H6015X2P5-S2/SV230A-TPC | Globe valve | 2500 kPa | 1000 kPa |  | EU\Inbox\Combinations\Folder..6/..7\ | 37
139913 | H640N+NV230A-TPC | H640N+NV230A-TPC |  | H640N | + | NV230A-TPC | Standard actuator | 1 | Scenario 2 |  | PPK¦SelectPro¦VDI3805¦Internet_EU |  |  | H640N+NV230A-TPC | Globe valve | 500 kPa | 400 kPa |  | EU\Inbox\Combinations\Folder..6/..7\ | 37
140354 | H511B+SV230A-TPC | H511B+SV230A-TPC |  | H511B | + | SV230A-TPC | Standard actuator | 0 | Scenario 2 |  | PPK¦SelectPro¦VDI3805¦Internet_EU |  |  | H511B+SV230A-TPC | Globe valve | 1600 kPa | 400 kPa |  | EU\Inbox\Combinations\Folder..4/..5\ | 35
140404 | H6015X2P5-S2+SV24A-TPC | H6015X2P5-S2+SV24A-TPC |  | H6015X2P5-S2 | + | SV24A-TPC | Standard actuator | 0 | Scenario 2 |  | PPK¦SelectPro¦VDI3805¦Internet_EU |  |  | H6015X2P5-S2+SV24A-TPC | Globe valve | 2500 kPa | 1000 kPa |  | EU\Inbox\Combinations\Folder..6/..7\ | 42
139865 | H625S+NV230A-TPC | H625S+NV230A-TPC |  | H625S | + | NV230A-TPC | Standard actuator | 1 | Scenario 2 |  | PPK¦SelectPro¦VDI3805¦Internet_EU |  |  | H625S+NV230A-TPC | Globe valve | 1300 kPa | 1000 kPa |  | EU\Inbox\Combinations\Folder..6/..7\ | 37
139914 | H640N/NV230A-TPC | H640N/NV230A-TPC |  | H640N | / | NV230A-TPC | Standard actuator | 1 | Scenario 2 |  | PPK¦SelectPro¦VDI3805¦Internet_EU |  |  | H640N/NV230A-TPC | Globe valve | 500 kPa | 400 kPa |  | EU\Inbox\Combinations\Folder..6/..7\ | 37
140355 | H511B/SV230A-TPC | H511B/SV230A-TPC |  | H511B | / | SV230A-TPC | Standard actuator | 0 | Scenario 2 |  | PPK¦SelectPro¦VDI3805¦Internet_EU |  |  | H511B/SV230A-TPC | Globe valve | 1600 kPa | 400 kPa |  | EU\Inbox\Combinations\Folder..4/..5\ | 35
140405 | H6015X2P5-S2/SV24A-TPC | H6015X2P5-S2/SV24A-TPC |  | H6015X2P5-S2 | / | SV24A-TPC | Standard actuator | 0 | Scenario 2 |  | PPK¦SelectPro¦VDI3805¦Internet_EU |  |  | H6015X2P5-S2/SV24A-TPC | Globe valve | 2500 kPa | 1000 kPa |  | EU\Inbox\Combinations\Folder..6/..7\ | 40
139866 | H625S/NV230A-TPC | H625S/NV230A-TPC |  | H625S | / | NV230A-TPC | Standard actuator | 1 | Scenario 2 |  | PPK¦SelectPro¦VDI3805¦Internet_EU |  |  | H625S/NV230A-TPC | Globe valve | 1300 kPa | 1000 kPa |  | EU\Inbox\Combinations\Folder..6/..7\ | 37
140356 | H511B+SV24A-TPC | H511B+SV24A-TPC |  | H511B | + | SV24A-TPC | Standard actuator | 0 | Scenario 2 |  | PPK¦SelectPro¦VDI3805¦Internet_EU |  |  | H511B+SV24A-TPC | Globe valve | 1600 kPa | 400 kPa |  | EU\Inbox\Combinations\Folder..4/..5\ | 40
140406 | H6015X4-S2+SV230A-TPC | H6015X4-S2+SV230A-TPC |  | H6015X4-S2 | + | SV230A-TPC | Standard actuator | 0 | Scenario 2 |  | PPK¦SelectPro¦VDI3805¦Internet_EU |  |  | H6015X4-S2+SV230A-TPC | Globe valve | 2500 kPa | 1000 kPa |  | EU\Inbox\Combinations\Folder..6/..7\ | 37
139817 | H620S+NV230A-TPC | H620S+NV230A-TPC |  | H620S | + | NV230A-TPC | Standard actuator | 1 | Scenario 2 |  | PPK¦SelectPro¦VDI3805¦Internet_EU |  |  | H620S+NV230A-TPC | Globe valve | 1600 kPa | 1000 kPa |  | EU\Inbox\Combinations\Folder..6/..7\ | 37
140357 | H511B/SV24A-TPC | H511B/SV24A-TPC |  | H511B | / | SV24A-TPC | Standard actuator | 0 | Scenario 2 |  | PPK¦SelectPro¦VDI3805¦Internet_EU |  |  | H511B/SV24A-TPC | Globe valve | 1600 kPa | 400 kPa |  | EU\Inbox\Combinations\Folder..4/..5\ | 36
140407 | H6015X4-S2/SV230A-TPC | H6015X4-S2/SV230A-TPC |  | H6015X4-S2 | / | SV230A-TPC | Standard actuator | 0 | Scenario 2 |  | PPK¦SelectPro¦VDI3805¦Internet_EU |  |  | H6015X4-S2/SV230A-TPC | Globe valve | 2500 kPa | 1000 kPa |  | EU\Inbox\Combinations\Folder..6/..7\ | 37
139818 | H620S/NV230A-TPC | H620S/NV230A-TPC |  | H620S | / | NV230A-TPC | Standard actuator | 1 | Scenario 2 |  | PPK¦SelectPro¦VDI3805¦Internet_EU |  |  | H620S/NV230A-TPC | Globe valve | 1600 kPa | 1000 kPa |  | EU\Inbox\Combinations\Folder..6/..7\ | 37
140358 | H512B+SV230A-TPC | H512B+SV230A-TPC |  | H512B | + | SV230A-TPC | Standard actuator | 0 | Scenario 2 |  | PPK¦SelectPro¦VDI3805¦Internet_EU |  |  | H512B+SV230A-TPC | Globe valve | 1600 kPa | 400 kPa |  | EU\Inbox\Combinations\Folder..4/..5\ | 35
140408 | H6015X4-S2+SV24A-TPC | H6015X4-S2+SV24A-TPC |  | H6015X4-S2 | + | SV24A-TPC | Standard actuator | 0 | Scenario 2 |  | PPK¦SelectPro¦VDI3805¦Internet_EU |  |  | H6015X4-S2+SV24A-TPC | Globe valve | 2500 kPa | 1000 kPa |  | EU\Inbox\Combinations\Folder..6/..7\ | 42
140359 | H512B/SV230A-TPC | H512B/SV230A-TPC |  | H512B | / | SV230A-TPC | Standard actuator | 0 | Scenario 2 |  | PPK¦SelectPro¦VDI3805¦Internet_EU |  |  | H512B/SV230A-TPC | Globe valve | 1600 kPa | 400 kPa |  | EU\Inbox\Combinations\Folder..4/..5\ | 35
140409 | H6015X4-S2/SV24A-TPC | H6015X4-S2/SV24A-TPC |  | H6015X4-S2 | / | SV24A-TPC | Standard actuator | 0 | Scenario 2 |  | PPK¦SelectPro¦VDI3805¦Internet_EU |  |  | H6015X4-S2/SV24A-TPC | Globe valve | 2500 kPa | 1000 kPa |  | EU\Inbox\Combinations\Folder..6/..7\ | 39
140069 | H679R+NV230A-TPC | H679R+NV230A-TPC |  | H679R | + | NV230A-TPC | Standard actuator | 0 | Scenario 2 |  | PPK¦SelectPro¦VDI3805¦Internet_EU |  |  | H679R+NV230A-TPC | Globe valve | 80 kPa | 80 kPa |  | EU\Inbox\Combinations\Folder..6/..7\ | 37
140360 | H512B+SV24A-TPC | H512B+SV24A-TPC |  | H512B | + | SV24A-TPC | Standard actuator | 0 | Scenario 2 |  | PPK¦SelectPro¦VDI3805¦Internet_EU |  |  | H512B+SV24A-TPC | Globe valve | 1600 kPa | 400 kPa |  | EU\Inbox\Combinations\Folder..4/..5\ | 40
140410 | H6015XP4-S2+SV230A-TPC | H6015XP4-S2+SV230A-TPC |  | H6015XP4-S2 | + | SV230A-TPC | Standard actuator | 0 | Scenario 2 |  | PPK¦SelectPro¦VDI3805¦Internet_EU |  |  | H6015XP4-S2+SV230A-TPC | Globe valve | 2500 kPa | 1000 kPa |  | EU\Inbox\Combinations\Folder..6/..7\ | 36
140070 | H679R/NV230A-TPC | H679R/NV230A-TPC |  | H679R | / | NV230A-TPC | Standard actuator | 0 | Scenario 2 |  | PPK¦SelectPro¦VDI3805¦Internet_EU |  |  | H679R/NV230A-TPC | Globe valve | 80 kPa | 80 kPa |  | EU\Inbox\Combinations\Folder..6/..7\ | 37
140361 | H512B/SV24A-TPC | H512B/SV24A-TPC |  | H512B | / | SV24A-TPC | Standard actuator | 0 | Scenario 2 |  | PPK¦SelectPro¦VDI3805¦Internet_EU |  |  | H512B/SV24A-TPC | Globe valve | 1600 kPa | 400 kPa |  | EU\Inbox\Combinations\Folder..4/..5\ | 38
140411 | H6015XP4-S2/SV230A-TPC | H6015XP4-S2/SV230A-TPC |  | H6015XP4-S2 | / | SV230A-TPC | Standard actuator | 0 | Scenario 2 |  | PPK¦SelectPro¦VDI3805¦Internet_EU |  |  | H6015XP4-S2/SV230A-TPC | Globe valve | 2500 kPa | 1000 kPa |  | EU\Inbox\Combinations\Folder..6/..7\ | 36
140362 | H513B+SV230A-TPC | H513B+SV230A-TPC |  | H513B | + | SV230A-TPC | Standard actuator | 0 | Scenario 2 |  | PPK¦SelectPro¦VDI3805¦Internet_EU |  |  | H513B+SV230A-TPC | Globe valve | 1600 kPa | 400 kPa |  | EU\Inbox\Combinations\Folder..4/..5\ | 35
140412 | H6015XP4-S2+SV24A-TPC | H6015XP4-S2+SV24A-TPC |  | H6015XP4-S2 | + | SV24A-TPC | Standard actuator | 0 | Scenario 2 |  | PPK¦SelectPro¦VDI3805¦Internet_EU |  |  | H6015XP4-S2+SV24A-TPC | Globe valve | 2500 kPa | 1000 kPa |  | EU\Inbox\Combinations\Folder..6/..7\ | 37
139973 | H650R+NV230A-TPC | H650R+NV230A-TPC |  | H650R | + | NV230A-TPC | Standard actuator | 0 | Scenario 2 |  | PPK¦SelectPro¦VDI3805¦Internet_EU |  |  | H650R+NV230A-TPC | Globe valve | 300 kPa | 300 kPa |  | EU\Inbox\Combinations\Folder..6/..7\ | 37
140021 | H664R+NV230A-TPC | H664R+NV230A-TPC |  | H664R | + | NV230A-TPC | Standard actuator | 0 | Scenario 2 |  | PPK¦SelectPro¦VDI3805¦Internet_EU |  |  | H664R+NV230A-TPC | Globe valve | 140 kPa | 140 kPa |  | EU\Inbox\Combinations\Folder..6/..7\ | 37
140363 | H513B/SV230A-TPC | H513B/SV230A-TPC |  | H513B | / | SV230A-TPC | Standard actuator | 0 | Scenario 2 |  | PPK¦SelectPro¦VDI3805¦Internet_EU |  |  | H513B/SV230A-TPC | Globe valve | 1600 kPa | 400 kPa |  | EU\Inbox\Combinations\Folder..4/..5\ | 35
140413 | H6015XP4-S2/SV24A-TPC | H6015XP4-S2/SV24A-TPC |  | H6015XP4-S2 | / | SV24A-TPC | Standard actuator | 0 | Scenario 2 |  | PPK¦SelectPro¦VDI3805¦Internet_EU |  |  | H6015XP4-S2/SV24A-TPC | Globe valve | 2500 kPa | 1000 kPa |  | EU\Inbox\Combinations\Folder..6/..7\ | 37
139974 | H650R/NV230A-TPC | H650R/NV230A-TPC |  | H650R | / | NV230A-TPC | Standard actuator | 0 | Scenario 2 |  | PPK¦SelectPro¦VDI3805¦Internet_EU |  |  | H650R/NV230A-TPC | Globe valve | 300 kPa | 300 kPa |  | EU\Inbox\Combinations\Folder..6/..7\ | 37
140022 | H664R/NV230A-TPC | H664R/NV230A-TPC |  | H664R | / | NV230A-TPC | Standard actuator | 0 | Scenario 2 |  | PPK¦SelectPro¦VDI3805¦Internet_EU |  |  | H664R/NV230A-TPC | Globe valve | 140 kPa | 140 kPa |  | EU\Inbox\Combinations\Folder..6/..7\ | 37
140313 | H411B+SV230A-TPC | H411B+SV230A-TPC |  | H411B | + | SV230A-TPC | Standard actuator | 0 | Scenario 2 |  | PPK¦SelectPro¦VDI3805¦Internet_EU |  |  | H411B+SV230A-TPC | Globe valve | 1600 kPa | 400 kPa |  | EU\Inbox\Combinations\Folder..4/..5\ | 34
140414 | H6015XP63-S2+SV230A-TPC | H6015XP63-S2+SV230A-TPC |  | H6015XP63-S2 | + | SV230A-TPC | Standard actuator | 0 | Scenario 2 |  | PPK¦SelectPro¦VDI3805¦Internet_EU |  |  | H6015XP63-S2+SV230A-TPC | Globe valve | 2500 kPa | 1000 kPa |  | EU\Inbox\Combinations\Folder..6/..7\ | 37
140364 | H513B+SV24A-TPC | H513B+SV24A-TPC |  | H513B | + | SV24A-TPC | Standard actuator | 0 | Scenario 2 |  | PPK¦SelectPro¦VDI3805¦Internet_EU |  |  | H513B+SV24A-TPC | Globe valve | 1600 kPa | 400 kPa |  | EU\Inbox\Combinations\Folder..4/..5\ | 40
140314 | H411B/SV230A-TPC | H411B/SV230A-TPC |  | H411B | / | SV230A-TPC | Standard actuator | 0 | Scenario 2 |  | PPK¦SelectPro¦VDI3805¦Internet_EU |  |  | H411B/SV230A-TPC | Globe valve | 1600 kPa | 400 kPa |  | EU\Inbox\Combinations\Folder..4/..5\ | 34
140415 | H6015XP63-S2/SV230A-TPC | H6015XP63-S2/SV230A-TPC |  | H6015XP63-S2 | / | SV230A-TPC | Standard actuator | 0 | Scenario 2 |  | PPK¦SelectPro¦VDI3805¦Internet_EU |  |  | H6015XP63-S2/SV230A-TPC | Globe valve | 2500 kPa | 1000 kPa |  | EU\Inbox\Combinations\Folder..6/..7\ | 37
140365 | H513B/SV24A-TPC | H513B/SV24A-TPC |  | H513B | / | SV24A-TPC | Standard actuator | 0 | Scenario 2 |  | PPK¦SelectPro¦VDI3805¦Internet_EU |  |  | H513B/SV24A-TPC | Globe valve | 1600 kPa | 400 kPa |  | EU\Inbox\Combinations\Folder..4/..5\ | 36
139925 | H640R+NV230A-TPC | H640R+NV230A-TPC |  | H640R | + | NV230A-TPC | Standard actuator | 1 | Scenario 2 |  | PPK¦SelectPro¦VDI3805¦Internet_EU |  |  | H640R+NV230A-TPC | Globe valve | 500 kPa | 400 kPa |  | EU\Inbox\Combinations\Folder..6/..7\ | 37
140315 | H411B+SV24A-TPC | H411B+SV24A-TPC |  | H411B | + | SV24A-TPC | Standard actuator | 0 | Scenario 2 |  | PPK¦SelectPro¦VDI3805¦Internet_EU |  |  | H411B+SV24A-TPC | Globe valve | 1600 kPa | 400 kPa |  | EU\Inbox\Combinations\Folder..4/..5\ | 37
140416 | H6015XP63-S2+SV24A-TPC | H6015XP63-S2+SV24A-TPC |  | H6015XP63-S2 | + | SV24A-TPC | Standard actuator | 0 | Scenario 2 |  | PPK¦SelectPro¦VDI3805¦Internet_EU |  |  | H6015XP63-S2+SV24A-TPC | Globe valve | 2500 kPa | 1000 kPa |  | EU\Inbox\Combinations\Folder..6/..7\ | 37
140366 | H514B+SV230A-TPC | H514B+SV230A-TPC |  | H514B | + | SV230A-TPC | Standard actuator | 0 | Scenario 2 |  | PPK¦SelectPro¦VDI3805¦Internet_EU |  |  | H514B+SV230A-TPC | Globe valve | 1600 kPa | 400 kPa |  | EU\Inbox\Combinations\Folder..4/..5\ | 35
139877 | H632N+NV230A-TPC | H632N+NV230A-TPC |  | H632N | + | NV230A-TPC | Standard actuator | 1 | Scenario 2 |  | PPK¦SelectPro¦VDI3805¦Internet_EU |  |  | H632N+NV230A-TPC | Globe valve | 1000 kPa | 400 kPa |  | EU\Inbox\Combinations\Folder..6/..7\ | 37
139926 | H640R/NV230A-TPC | H640R/NV230A-TPC |  | H640R | / | NV230A-TPC | Standard actuator | 1 | Scenario 2 |  | PPK¦SelectPro¦VDI3805¦Internet_EU |  |  | H640R/NV230A-TPC | Globe valve | 500 kPa | 400 kPa |  | EU\Inbox\Combinations\Folder..6/..7\ | 37
140316 | H411B/SV24A-TPC | H411B/SV24A-TPC |  | H411B | / | SV24A-TPC | Standard actuator | 0 | Scenario 2 |  | PPK¦SelectPro¦VDI3805¦Internet_EU |  |  | H411B/SV24A-TPC | Globe valve | 1600 kPa | 400 kPa |  | EU\Inbox\Combinations\Folder..4/..5\ | 37
140417 | H6015XP63-S2/SV24A-TPC | H6015XP63-S2/SV24A-TPC |  | H6015XP63-S2 | / | SV24A-TPC | Standard actuator | 0 | Scenario 2 |  | PPK¦SelectPro¦VDI3805¦Internet_EU |  |  | H6015XP63-S2/SV24A-TPC | Globe valve | 2500 kPa | 1000 kPa |  | EU\Inbox\Combinations\Folder..6/..7\ | 37
140367 | H514B/SV230A-TPC | H514B/SV230A-TPC |  | H514B | / | SV230A-TPC | Standard actuator | 0 | Scenario 2 |  | PPK¦SelectPro¦VDI3805¦Internet_EU |  |  | H514B/SV230A-TPC | Globe valve | 1600 kPa | 400 kPa |  | EU\Inbox\Combinations\Folder..4/..5\ | 35
139878 | H632N/NV230A-TPC | H632N/NV230A-TPC |  | H632N | / | NV230A-TPC | Standard actuator | 1 | Scenario 2 |  | PPK¦SelectPro¦VDI3805¦Internet_EU |  |  | H632N/NV230A-TPC | Globe valve | 1000 kPa | 400 kPa |  | EU\Inbox\Combinations\Folder..6/..7\ | 37
140317 | H412B+SV230A-TPC | H412B+SV230A-TPC |  | H412B | + | SV230A-TPC | Standard actuator | 0 | Scenario 2 |  | PPK¦SelectPro¦VDI3805¦Internet_EU |  |  | H412B+SV230A-TPC | Globe valve | 1600 kPa | 400 kPa |  | EU\Inbox\Combinations\Folder..4/..5\ | 34
140418 | H6020X4-S2+SV230A-TPC | H6020X4-S2+SV230A-TPC |  | H6020X4-S2 | + | SV230A-TPC | Standard actuator | 0 | Scenario 2 |  | PPK¦SelectPro¦VDI3805¦Internet_EU |  |  | H6020X4-S2+SV230A-TPC | Globe valve | 2500 kPa | 1000 kPa |  | EU\Inbox\Combinations\Folder..6/..7\ | 37
140368 | H514B+SV24A-TPC | H514B+SV24A-TPC |  | H514B | + | SV24A-TPC | Standard actuator | 0 | Scenario 2 |  | PPK¦SelectPro¦VDI3805¦Internet_EU |  |  | H514B+SV24A-TPC | Globe valve | 1600 kPa | 400 kPa |  | EU\Inbox\Combinations\Folder..4/..5\ | 40
140318 | H412B/SV230A-TPC | H412B/SV230A-TPC |  | H412B | / | SV230A-TPC | Standard actuator | 0 | Scenario 2 |  | PPK¦SelectPro¦VDI3805¦Internet_EU |  |  | H412B/SV230A-TPC | Globe valve | 1600 kPa | 400 kPa |  | EU\Inbox\Combinations\Folder..4/..5\ | 34
140419 | H6020X4-S2/SV230A-TPC | H6020X4-S2/SV230A-TPC |  | H6020X4-S2 | / | SV230A-TPC | Standard actuator | 0 | Scenario 2 |  | PPK¦SelectPro¦VDI3805¦Internet_EU |  |  | H6020X4-S2/SV230A-TPC | Globe valve | 2500 kPa | 1000 kPa |  | EU\Inbox\Combinations\Folder..6/..7\ | 37
139829 | H624S+NV230A-TPC | H624S+NV230A-TPC |  | H624S | + | NV230A-TPC | Standard actuator | 1 | Scenario 2 |  | PPK¦SelectPro¦VDI3805¦Internet_EU |  |  | H624S+NV230A-TPC | Globe valve | 1300 kPa | 1000 kPa |  | EU\Inbox\Combinations\Folder..6/..7\ | 37
140369 | H514B/SV24A-TPC | H514B/SV24A-TPC |  | H514B | / | SV24A-TPC | Standard actuator | 0 | Scenario 2 |  | PPK¦SelectPro¦VDI3805¦Internet_EU |  |  | H514B/SV24A-TPC | Globe valve | 1600 kPa | 400 kPa |  | EU\Inbox\Combinations\Folder..4/..5\ | 36
140319 | H412B+SV24A-TPC | H412B+SV24A-TPC |  | H412B | + | SV24A-TPC | Standard actuator | 0 | Scenario 2 |  | PPK¦SelectPro¦VDI3805¦Internet_EU |  |  | H412B+SV24A-TPC | Globe valve | 1600 kPa | 400 kPa |  | EU\Inbox\Combinations\Folder..4/..5\ | 37
140420 | H6020X4-S2+SV24A-TPC | H6020X4-S2+SV24A-TPC |  | H6020X4-S2 | + | SV24A-TPC | Standard actuator | 0 | Scenario 2 |  | PPK¦SelectPro¦VDI3805¦Internet_EU |  |  | H6020X4-S2+SV24A-TPC | Globe valve | 2500 kPa | 1000 kPa |  | EU\Inbox\Combinations\Folder..6/..7\ | 38
139830 | H624S/NV230A-TPC | H624S/NV230A-TPC |  | H624S | / | NV230A-TPC | Standard actuator | 1 | Scenario 2 |  | PPK¦SelectPro¦VDI3805¦Internet_EU |  |  | H624S/NV230A-TPC | Globe valve | 1300 kPa | 1000 kPa |  | EU\Inbox\Combinations\Folder..6/..7\ | 37
140370 | H515B+SV230A-TPC | H515B+SV230A-TPC |  | H515B | + | SV230A-TPC | Standard actuator | 0 | Scenario 2 |  | PPK¦SelectPro¦VDI3805¦Internet_EU |  |  | H515B+SV230A-TPC | Globe valve | 1600 kPa | 400 kPa |  | EU\Inbox\Combinations\Folder..4/..5\ | 35
140320 | H412B/SV24A-TPC | H412B/SV24A-TPC |  | H412B | / | SV24A-TPC | Standard actuator | 0 | Scenario 2 |  | PPK¦SelectPro¦VDI3805¦Internet_EU |  |  | H412B/SV24A-TPC | Globe valve | 1600 kPa | 400 kPa |  | EU\Inbox\Combinations\Folder..4/..5\ | 37
140421 | H6020X4-S2/SV24A-TPC | H6020X4-S2/SV24A-TPC |  | H6020X4-S2 | / | SV24A-TPC | Standard actuator | 0 | Scenario 2 |  | PPK¦SelectPro¦VDI3805¦Internet_EU |  |  | H6020X4-S2/SV24A-TPC | Globe valve | 2500 kPa | 1000 kPa |  | EU\Inbox\Combinations\Folder..6/..7\ | 38
140371 | H515B/SV230A-TPC | H515B/SV230A-TPC |  | H515B | / | SV230A-TPC | Standard actuator | 0 | Scenario 2 |  | PPK¦SelectPro¦VDI3805¦Internet_EU |  |  | H515B/SV230A-TPC | Globe valve | 1600 kPa | 400 kPa |  | EU\Inbox\Combinations\Folder..4/..5\ | 35
140321 | H413B+SV230A-TPC | H413B+SV230A-TPC |  | H413B | + | SV230A-TPC | Standard actuator | 0 | Scenario 2 |  | PPK¦SelectPro¦VDI3805¦Internet_EU |  |  | H413B+SV230A-TPC | Globe valve | 1600 kPa | 400 kPa |  | EU\Inbox\Combinations\Folder..4/..5\ | 34
140422 | H6020X6P3-S2+SV230A-TPC | H6020X6P3-S2+SV230A-TPC |  | H6020X6P3-S2 | + | SV230A-TPC | Standard actuator | 0 | Scenario 2 |  | PPK¦SelectPro¦VDI3805¦Internet_EU |  |  | H6020X6P3-S2+SV230A-TPC | Globe valve | 2500 kPa | 1000 kPa |  | EU\Inbox\Combinations\Folder..6/..7\ | 37
140372 | H515B+SV24A-TPC | H515B+SV24A-TPC |  | H515B | + | SV24A-TPC | Standard actuator | 0 | Scenario 2 |  | PPK¦SelectPro¦VDI3805¦Internet_EU |  |  | H515B+SV24A-TPC | Globe valve | 1600 kPa | 400 kPa |  | EU\Inbox\Combinations\Folder..4/..5\ | 40
140322 | H413B/SV230A-TPC | H413B/SV230A-TPC |  | H413B | / | SV230A-TPC | Standard actuator | 0 | Scenario 2 |  | PPK¦SelectPro¦VDI3805¦Internet_EU |  |  | H413B/SV230A-TPC | Globe valve | 1600 kPa | 400 kPa |  | EU\Inbox\Combinations\Folder..4/..5\ | 34
140423 | H6020X6P3-S2/SV230A-TPC | H6020X6P3-S2/SV230A-TPC |  | H6020X6P3-S2 | / | SV230A-TPC | Standard actuator | 0 | Scenario 2 |  | PPK¦SelectPro¦VDI3805¦Internet_EU |  |  | H6020X6P3-S2/SV230A-TPC | Globe valve | 2500 kPa | 1000 kPa |  | EU\Inbox\Combinations\Folder..6/..7\ | 37
140373 | H515B/SV24A-TPC | H515B/SV24A-TPC |  | H515B | / | SV24A-TPC | Standard actuator | 0 | Scenario 2 |  | PPK¦SelectPro¦VDI3805¦Internet_EU |  |  | H515B/SV24A-TPC | Globe valve | 1600 kPa | 400 kPa |  | EU\Inbox\Combinations\Folder..4/..5\ | 36
140323 | H413B+SV24A-TPC | H413B+SV24A-TPC |  | H413B | + | SV24A-TPC | Standard actuator | 0 | Scenario 2 |  | PPK¦SelectPro¦VDI3805¦Internet_EU |  |  | H413B+SV24A-TPC | Globe valve | 1600 kPa | 400 kPa |  | EU\Inbox\Combinations\Folder..4/..5\ | 37
140424 | H6020X6P3-S2+SV24A-TPC | H6020X6P3-S2+SV24A-TPC |  | H6020X6P3-S2 | + | SV24A-TPC | Standard actuator | 0 | Scenario 2 |  | PPK¦SelectPro¦VDI3805¦Internet_EU |  |  | H6020X6P3-S2+SV24A-TPC | Globe valve | 2500 kPa | 1000 kPa |  | EU\Inbox\Combinations\Folder..6/..7\ | 38
140374 | H520B+SV230A-TPC | H520B+SV230A-TPC |  | H520B | + | SV230A-TPC | Standard actuator | 0 | Scenario 2 |  | PPK¦SelectPro¦VDI3805¦Internet_EU |  |  | H520B+SV230A-TPC | Globe valve | 1600 kPa | 400 kPa |  | EU\Inbox\Combinations\Folder..4/..5\ | 35
140324 | H413B/SV24A-TPC | H413B/SV24A-TPC |  | H413B | / | SV24A-TPC | Standard actuator | 0 | Scenario 2 |  | PPK¦SelectPro¦VDI3805¦Internet_EU |  |  | H413B/SV24A-TPC | Globe valve | 1600 kPa | 400 kPa |  | EU\Inbox\Combinations\Folder..4/..5\ | 37
139985 | H650S+NV230A-TPC | H650S+NV230A-TPC |  | H650S | + | NV230A-TPC | Standard actuator | 0 | Scenario 2 |  | PPK¦SelectPro¦VDI3805¦Internet_EU |  |  | H650S+NV230A-TPC | Globe valve | 300 kPa | 300 kPa |  | EU\Inbox\Combinations\Folder..6/..7\ | 37
140425 | H6020X6P3-S2/SV24A-TPC | H6020X6P3-S2/SV24A-TPC |  | H6020X6P3-S2 | / | SV24A-TPC | Standard actuator | 0 | Scenario 2 |  | PPK¦SelectPro¦VDI3805¦Internet_EU |  |  | H6020X6P3-S2/SV24A-TPC | Globe valve | 2500 kPa | 1000 kPa |  | EU\Inbox\Combinations\Folder..6/..7\ | 38
140375 | H520B/SV230A-TPC | H520B/SV230A-TPC |  | H520B | / | SV230A-TPC | Standard actuator | 0 | Scenario 2 |  | PPK¦SelectPro¦VDI3805¦Internet_EU |  |  | H520B/SV230A-TPC | Globe valve | 1600 kPa | 400 kPa |  | EU\Inbox\Combinations\Folder..4/..5\ | 35
140325 | H414B+SV230A-TPC | H414B+SV230A-TPC |  | H414B | + | SV230A-TPC | Standard actuator | 0 | Scenario 2 |  | PPK¦SelectPro¦VDI3805¦Internet_EU |  |  | H414B+SV230A-TPC | Globe valve | 1600 kPa | 400 kPa |  | EU\Inbox\Combinations\Folder..4/..5\ | 34
140033 | H664S+NV230A-TPC | H664S+NV230A-TPC |  | H664S | + | NV230A-TPC | Standard actuator | 0 | Scenario 2 |  | PPK¦SelectPro¦VDI3805¦Internet_EU |  |  | H664S+NV230A-TPC | Globe valve | 130 kPa | 130 kPa |  | EU\Inbox\Combinations\Folder..6/..7\ | 39
139986 | H650S/NV230A-TPC | H650S/NV230A-TPC |  | H650S | / | NV230A-TPC | Standard actuator | 0 | Scenario 2 |  | PPK¦SelectPro¦VDI3805¦Internet_EU |  |  | H650S/NV230A-TPC | Globe valve | 300 kPa | 300 kPa |  | EU\Inbox\Combinations\Folder..6/..7\ | 37
140426 | H6025X10-S2+SV230A-TPC | H6025X10-S2+SV230A-TPC |  | H6025X10-S2 | + | SV230A-TPC | Standard actuator | 0 | Scenario 2 |  | PPK¦SelectPro¦VDI3805¦Internet_EU |  |  | H6025X10-S2+SV230A-TPC | Globe valve | 2100 kPa | 1000 kPa |  | EU\Inbox\Combinations\Folder..6/..7\ | 37
140376 | H520B+SV24A-TPC | H520B+SV24A-TPC |  | H520B | + | SV24A-TPC | Standard actuator | 0 | Scenario 2 |  | PPK¦SelectPro¦VDI3805¦Internet_EU |  |  | H520B+SV24A-TPC | Globe valve | 1600 kPa | 400 kPa |  | EU\Inbox\Combinations\Folder..4/..5\ | 40
140326 | H414B/SV230A-TPC | H414B/SV230A-TPC |  | H414B | / | SV230A-TPC | Standard actuator | 0 | Scenario 2 |  | PPK¦SelectPro¦VDI3805¦Internet_EU |  |  | H414B/SV230A-TPC | Globe valve | 1600 kPa | 400 kPa |  | EU\Inbox\Combinations\Folder..4/..5\ | 34
140034 | H664S/NV230A-TPC | H664S/NV230A-TPC |  | H664S | / | NV230A-TPC | Standard actuator | 0 | Scenario 2 |  | PPK¦SelectPro¦VDI3805¦Internet_EU |  |  | H664S/NV230A-TPC | Globe valve | 130 kPa | 130 kPa |  | EU\Inbox\Combinations\Folder..6/..7\ | 37
140427 | H6025X10-S2/SV230A-TPC | H6025X10-S2/SV230A-TPC |  | H6025X10-S2 | / | SV230A-TPC | Standard actuator | 0 | Scenario 2 |  | PPK¦SelectPro¦VDI3805¦Internet_EU |  |  | H6025X10-S2/SV230A-TPC | Globe valve | 2100 kPa | 1000 kPa |  | EU\Inbox\Combinations\Folder..6/..7\ | 37
140377 | H520B/SV24A-TPC | H520B/SV24A-TPC |  | H520B | / | SV24A-TPC | Standard actuator | 0 | Scenario 2 |  | PPK¦SelectPro¦VDI3805¦Internet_EU |  |  | H520B/SV24A-TPC | Globe valve | 1600 kPa | 400 kPa |  | EU\Inbox\Combinations\Folder..4/..5\ | 37
140327 | H414B+SV24A-TPC | H414B+SV24A-TPC |  | H414B | + | SV24A-TPC | Standard actuator | 0 | Scenario 2 |  | PPK¦SelectPro¦VDI3805¦Internet_EU |  |  | H414B+SV24A-TPC | Globe valve | 1600 kPa | 400 kPa |  | EU\Inbox\Combinations\Folder..4/..5\ | 37
140428 | H6025X10-S2+SV24A-TPC | H6025X10-S2+SV24A-TPC |  | H6025X10-S2 | + | SV24A-TPC | Standard actuator | 0 | Scenario 2 |  | PPK¦SelectPro¦VDI3805¦Internet_EU |  |  | H6025X10-S2+SV24A-TPC | Globe valve | 2100 kPa | 1000 kPa |  | EU\Inbox\Combinations\Folder..6/..7\ | 38
140378 | H525B+SV230A-TPC | H525B+SV230A-TPC |  | H525B | + | SV230A-TPC | Standard actuator | 0 | Scenario 2 |  | PPK¦SelectPro¦VDI3805¦Internet_EU |  |  | H525B+SV230A-TPC | Globe valve | 1600 kPa | 400 kPa |  | EU\Inbox\Combinations\Folder..4/..5\ | 36
139937 | H640S+NV230A-TPC | H640S+NV230A-TPC |  | H640S | + | NV230A-TPC | Standard actuator | 0 | Scenario 2 |  | PPK¦SelectPro¦VDI3805¦Internet_EU |  |  | H640S+NV230A-TPC | Globe valve | 500 kPa | 500 kPa |  | EU\Inbox\Combinations\Folder..6/..7\ | 37
139889 | H632R+NV230A-TPC | H632R+NV230A-TPC |  | H632R | + | NV230A-TPC | Standard actuator | 1 | Scenario 2 |  | PPK¦SelectPro¦VDI3805¦Internet_EU |  |  | H632R+NV230A-TPC | Globe valve | 600 kPa | 400 kPa |  | EU\Inbox\Combinations\Folder..6/..7\ | 37
140328 | H414B/SV24A-TPC | H414B/SV24A-TPC |  | H414B | / | SV24A-TPC | Standard actuator | 0 | Scenario 2 |  | PPK¦SelectPro¦VDI3805¦Internet_EU |  |  | H414B/SV24A-TPC | Globe valve | 1600 kPa | 400 kPa |  | EU\Inbox\Combinations\Folder..4/..5\ | 37
140429 | H6025X10-S2/SV24A-TPC | H6025X10-S2/SV24A-TPC |  | H6025X10-S2 | / | SV24A-TPC | Standard actuator | 0 | Scenario 2 |  | PPK¦SelectPro¦VDI3805¦Internet_EU |  |  | H6025X10-S2/SV24A-TPC | Globe valve | 2100 kPa | 1000 kPa |  | EU\Inbox\Combinations\Folder..6/..7\ | 38
140379 | H525B/SV230A-TPC | H525B/SV230A-TPC |  | H525B | / | SV230A-TPC | Standard actuator | 0 | Scenario 2 |  | PPK¦SelectPro¦VDI3805¦Internet_EU |  |  | H525B/SV230A-TPC | Globe valve | 1600 kPa | 400 kPa |  | EU\Inbox\Combinations\Folder..4/..5\ | 36
139938 | H640S/NV230A-TPC | H640S/NV230A-TPC |  | H640S | / | NV230A-TPC | Standard actuator | 0 | Scenario 2 |  | PPK¦SelectPro¦VDI3805¦Internet_EU |  |  | H640S/NV230A-TPC | Globe valve | 500 kPa | 500 kPa |  | EU\Inbox\Combinations\Folder..6/..7\ | 37
139890 | H632R/NV230A-TPC | H632R/NV230A-TPC |  | H632R | / | NV230A-TPC | Standard actuator | 1 | Scenario 2 |  | PPK¦SelectPro¦VDI3805¦Internet_EU |  |  | H632R/NV230A-TPC | Globe valve | 600 kPa | 400 kPa |  | EU\Inbox\Combinations\Folder..6/..7\ | 37
140329 | H415B+SV230A-TPC | H415B+SV230A-TPC |  | H415B | + | SV230A-TPC | Standard actuator | 0 | Scenario 2 |  | PPK¦SelectPro¦VDI3805¦Internet_EU |  |  | H415B+SV230A-TPC | Globe valve | 1600 kPa | 400 kPa |  | EU\Inbox\Combinations\Folder..4/..5\ | 34
140430 | H6025X6P3-S2+SV230A-TPC | H6025X6P3-S2+SV230A-TPC |  | H6025X6P3-S2 | + | SV230A-TPC | Standard actuator | 0 | Scenario 2 |  | PPK¦SelectPro¦VDI3805¦Internet_EU |  |  | H6025X6P3-S2+SV230A-TPC | Globe valve | 2100 kPa | 1000 kPa |  | EU\Inbox\Combinations\Folder..6/..7\ | 37
140380 | H525B+SV24A-TPC | H525B+SV24A-TPC |  | H525B | + | SV24A-TPC | Standard actuator | 0 | Scenario 2 |  | PPK¦SelectPro¦VDI3805¦Internet_EU |  |  | H525B+SV24A-TPC | Globe valve | 1600 kPa | 400 kPa |  | EU\Inbox\Combinations\Folder..4/..5\ | 40
140431 | H6025X6P3-S2/SV230A-TPC | H6025X6P3-S2/SV230A-TPC |  | H6025X6P3-S2 | / | SV230A-TPC | Standard actuator | 0 | Scenario 2 |  | PPK¦SelectPro¦VDI3805¦Internet_EU |  |  | H6025X6P3-S2/SV230A-TPC | Globe valve | 2100 kPa | 1000 kPa |  | EU\Inbox\Combinations\Folder..6/..7\ | 37
140330 | H415B/SV230A-TPC | H415B/SV230A-TPC |  | H415B | / | SV230A-TPC | Standard actuator | 0 | Scenario 2 |  | PPK¦SelectPro¦VDI3805¦Internet_EU |  |  | H415B/SV230A-TPC | Globe valve | 1600 kPa | 400 kPa |  | EU\Inbox\Combinations\Folder..4/..5\ | 34
140381 | H525B/SV24A-TPC | H525B/SV24A-TPC |  | H525B | / | SV24A-TPC | Standard actuator | 0 | Scenario 2 |  | PPK¦SelectPro¦VDI3805¦Internet_EU |  |  | H525B/SV24A-TPC | Globe valve | 1600 kPa | 400 kPa |  | EU\Inbox\Combinations\Folder..4/..5\ | 40
139841 | H625N+NV230A-TPC | H625N+NV230A-TPC |  | H625N | + | NV230A-TPC | Standard actuator | 0 | Scenario 2 |  | PPK¦SelectPro¦VDI3805¦Internet_EU |  |  | H625N+NV230A-TPC | Globe valve | 1300 kPa | 400 kPa |  | EU\Inbox\Combinations\Folder..6/..7\ | 37
140432 | H6025X6P3-S2+SV24A-TPC | H6025X6P3-S2+SV24A-TPC |  | H6025X6P3-S2 | + | SV24A-TPC | Standard actuator | 0 | Scenario 2 |  | PPK¦SelectPro¦VDI3805¦Internet_EU |  |  | H6025X6P3-S2+SV24A-TPC | Globe valve | 2100 kPa | 1000 kPa |  | EU\Inbox\Combinations\Folder..6/..7\ | 39
140331 | H415B+SV24A-TPC | H415B+SV24A-TPC |  | H415B | + | SV24A-TPC | Standard actuator | 0 | Scenario 2 |  | PPK¦SelectPro¦VDI3805¦Internet_EU |  |  | H415B+SV24A-TPC | Globe valve | 1600 kPa | 400 kPa |  | EU\Inbox\Combinations\Folder..4/..5\ | 37
140382 | H532B+SV230A-TPC | H532B+SV230A-TPC |  | H532B | + | SV230A-TPC | Standard actuator | 0 | Scenario 2 |  | PPK¦SelectPro¦VDI3805¦Internet_EU |  |  | H532B+SV230A-TPC | Globe valve | 1600 kPa | 400 kPa |  | EU\Inbox\Combinations\Folder..4/..5\ | 36
142850 | R3050-25-S4+SRC24A-SR | R3050-25-S4+SRC24A-SR |  | R3050-25-S4 | + | SRC24A-SR | Fast runner | 1 | Scenario 2 |  | PPK¦SelectPro¦VDI3805¦Internet_EU |  |  | R3050-25-S4+SRC24A-SR | Characterised control valve | 1400 kPa | 350 kPa |  | EU\Inbox\Combinations\Folder..2/..3\ | 35
142851 | R3050-25-S4/SRC24A-SR | R3050-25-S4/SRC24A-SR |  | R3050-25-S4 | / | SRC24A-SR | Fast runner | 1 | Scenario 2 |  | PPK¦SelectPro¦VDI3805¦Internet_EU |  |  | R3050-25-S4/SRC24A-SR | Characterised control valve | 1400 kPa | 350 kPa |  | EU\Inbox\Combinations\Folder..2/..3\ | 35
142852 | R3050-40-S4+SRC24A-SR | R3050-40-S4+SRC24A-SR |  | R3050-40-S4 | + | SRC24A-SR | Fast runner | 1 | Scenario 2 |  | PPK¦SelectPro¦VDI3805¦Internet_EU |  |  | R3050-40-S4+SRC24A-SR | Characterised control valve | 1400 kPa | 350 kPa |  | EU\Inbox\Combinations\Folder..2/..3\ | 34
142853 | R3050-40-S4/SRC24A-SR | R3050-40-S4/SRC24A-SR |  | R3050-40-S4 | / | SRC24A-SR | Fast runner | 1 | Scenario 2 |  | PPK¦SelectPro¦VDI3805¦Internet_EU |  |  | R3050-40-S4/SRC24A-SR | Characterised control valve | 1400 kPa | 350 kPa |  | EU\Inbox\Combinations\Folder..2/..3\ | 34
142854 | R3050-58-S4+SRC24A-SR | R3050-58-S4+SRC24A-SR |  | R3050-58-S4 | + | SRC24A-SR | Fast runner | 1 | Scenario 2 |  | PPK¦SelectPro¦VDI3805¦Internet_EU |  |  | R3050-58-S4+SRC24A-SR | Characterised control valve | 1400 kPa | 350 kPa |  | EU\Inbox\Combinations\Folder..2/..3\ | 35
142855 | R3050-58-S4/SRC24A-SR | R3050-58-S4/SRC24A-SR |  | R3050-58-S4 | / | SRC24A-SR | Fast runner | 1 | Scenario 2 |  | PPK¦SelectPro¦VDI3805¦Internet_EU |  |  | R3050-58-S4/SRC24A-SR | Characterised control valve | 1400 kPa | 350 kPa |  | EU\Inbox\Combinations\Folder..2/..3\ | 35
143645 | H650S+NVK24A-SR-TPC | H650S+NVK24A-SR-TPC |  | H650S | + | NVK24A-SR-TPC | Actuator with emergency control function | 1 | Scenario 2 |  | PPK¦SelectPro¦VDI3805¦Internet_EU |  |  | H650S+NVK24A-SR-TPC | Globe valve | 300 kPa | 300 kPa |  | EU\Inbox\Combinations\Folder..6/..7\ | 36
143495 | H432B+NVKC24A-SR-TPC | H432B+NVKC24A-SR-TPC |  | H432B | + | NVKC24A-SR-TPC | Actuator with emergency control function | 1 | Scenario 2 |  | PPK¦SelectPro¦VDI3805¦Internet_EU |  |  | H432B+NVKC24A-SR-TPC | Globe valve | 1000 kPa | 400 kPa |  | EU\Inbox\Combinations\Folder..4/..5\ | 32
143595 | H6040X16-S2+NVKC24A-SR-TPC | H6040X16-S2+NVKC24A-SR-TPC |  | H6040X16-S2 | + | NVKC24A-SR-TPC | Actuator with emergency control function | 1 | Scenario 2 |  | PPK¦SelectPro¦VDI3805¦Internet_EU |  |  | H6040X16-S2+NVKC24A-SR-TPC | Globe valve | 500 kPa | 500 kPa |  | EU\Inbox\Combinations\Folder..6/..7\ | 34
143545 | H6015X1-S2+NVK24A-SR-TPC | H6015X1-S2+NVK24A-SR-TPC |  | H6015X1-S2 | + | NVK24A-SR-TPC | Actuator with emergency control function | 1 | Scenario 2 |  | PPK¦SelectPro¦VDI3805¦Internet_EU |  |  | H6015X1-S2+NVK24A-SR-TPC | Globe valve | 2200 kPa | 1000 kPa |  | EU\Inbox\Combinations\Folder..6/..7\ | 35
143695 | H612S+NVK24A-SR-TPC | H612S+NVK24A-SR-TPC |  | H612S | + | NVK24A-SR-TPC | Actuator with emergency control function | 1 | Scenario 2 |  | PPK¦SelectPro¦VDI3805¦Internet_EU |  |  | H612S+NVK24A-SR-TPC | Globe valve | 1600 kPa | 1000 kPa |  | EU\Inbox\Combinations\Folder..6/..7\ | 34
143646 | H650S/NVK24A-SR-TPC | H650S/NVK24A-SR-TPC |  | H650S | / | NVK24A-SR-TPC | Actuator with emergency control function | 1 | Scenario 2 |  | PPK¦SelectPro¦VDI3805¦Internet_EU |  |  | H650S/NVK24A-SR-TPC | Globe valve | 300 kPa | 300 kPa |  | EU\Inbox\Combinations\Folder..6/..7\ | 35
143745 | H620R+NVKC24A-SR-TPC | H620R+NVKC24A-SR-TPC |  | H620R | + | NVKC24A-SR-TPC | Actuator with emergency control function | 1 | Scenario 2 |  | PPK¦SelectPro¦VDI3805¦Internet_EU |  |  | H620R+NVKC24A-SR-TPC | Globe valve | 600 kPa | 400 kPa |  | EU\Inbox\Combinations\Folder..6/..7\ | 36
143496 | H432B/NVKC24A-SR-TPC | H432B/NVKC24A-SR-TPC |  | H432B | / | NVKC24A-SR-TPC | Actuator with emergency control function | 1 | Scenario 2 |  | PPK¦SelectPro¦VDI3805¦Internet_EU |  |  | H432B/NVKC24A-SR-TPC | Globe valve | 1000 kPa | 400 kPa |  | EU\Inbox\Combinations\Folder..4/..5\ | 32
143596 | H6040X16-S2/NVKC24A-SR-TPC | H6040X16-S2/NVKC24A-SR-TPC |  | H6040X16-S2 | / | NVKC24A-SR-TPC | Actuator with emergency control function | 1 | Scenario 2 |  | PPK¦SelectPro¦VDI3805¦Internet_EU |  |  | H6040X16-S2/NVKC24A-SR-TPC | Globe valve | 500 kPa | 500 kPa |  | EU\Inbox\Combinations\Folder..6/..7\ | 34
143546 | H6015X1-S2/NVK24A-SR-TPC | H6015X1-S2/NVK24A-SR-TPC |  | H6015X1-S2 | / | NVK24A-SR-TPC | Actuator with emergency control function | 1 | Scenario 2 |  | PPK¦SelectPro¦VDI3805¦Internet_EU |  |  | H6015X1-S2/NVK24A-SR-TPC | Globe valve | 2200 kPa | 1000 kPa |  | EU\Inbox\Combinations\Folder..6/..7\ | 35
143696 | H612S/NVK24A-SR-TPC | H612S/NVK24A-SR-TPC |  | H612S | / | NVK24A-SR-TPC | Actuator with emergency control function | 1 | Scenario 2 |  | PPK¦SelectPro¦VDI3805¦Internet_EU |  |  | H612S/NVK24A-SR-TPC | Globe valve | 1600 kPa | 1000 kPa |  | EU\Inbox\Combinations\Folder..6/..7\ | 34
143647 | H650S+NVKC24A-SR-TPC | H650S+NVKC24A-SR-TPC |  | H650S | + | NVKC24A-SR-TPC | Actuator with emergency control function | 1 | Scenario 2 |  | PPK¦SelectPro¦VDI3805¦Internet_EU |  |  | H650S+NVKC24A-SR-TPC | Globe valve | 300 kPa | 300 kPa |  | EU\Inbox\Combinations\Folder..6/..7\ | 35
143445 | H720N+LVC24A-SR-TPC | H720N+LVC24A-SR-TPC |  | H720N | + | LVC24A-SR-TPC | Fast runner | 1 | Scenario 2 |  | PPK¦SelectPro¦VDI3805¦Internet_EU |  |  | H720N+LVC24A-SR-TPC | Globe valve | 900 kPa | 400 kPa |  | EU\Inbox\Combinations\Folder..6/..7\ | 34
143395 | H625N/LVC24A-SR-TPC | H625N/LVC24A-SR-TPC |  | H625N | / | LVC24A-SR-TPC | Fast runner | 1 | Scenario 2 |  | PPK¦SelectPro¦VDI3805¦Internet_EU |  |  | H625N/LVC24A-SR-TPC | Globe valve | 500 kPa | 400 kPa |  | EU\Inbox\Combinations\Folder..6/..7\ | 33
143746 | H620R/NVKC24A-SR-TPC | H620R/NVKC24A-SR-TPC |  | H620R | / | NVKC24A-SR-TPC | Actuator with emergency control function | 1 | Scenario 2 |  | PPK¦SelectPro¦VDI3805¦Internet_EU |  |  | H620R/NVKC24A-SR-TPC | Globe valve | 600 kPa | 400 kPa |  | EU\Inbox\Combinations\Folder..6/..7\ | 36
143497 | H440B+NVK24A-SR-TPC | H440B+NVK24A-SR-TPC |  | H440B | + | NVK24A-SR-TPC | Actuator with emergency control function | 1 | Scenario 2 |  | PPK¦SelectPro¦VDI3805¦Internet_EU |  |  | H440B+NVK24A-SR-TPC | Globe valve | 500 kPa | 400 kPa |  | EU\Inbox\Combinations\Folder..4/..5\ | 32
143597 | H6040X25-S2+NVK24A-SR-TPC | H6040X25-S2+NVK24A-SR-TPC |  | H6040X25-S2 | + | NVK24A-SR-TPC | Actuator with emergency control function | 1 | Scenario 2 |  | PPK¦SelectPro¦VDI3805¦Internet_EU |  |  | H6040X25-S2+NVK24A-SR-TPC | Globe valve | 500 kPa | 500 kPa |  | EU\Inbox\Combinations\Folder..6/..7\ | 34
143213 | H680S+EV24A-TPC | H680S+EV24A-TPC |  | H680S | + | EV24A-TPC | Standard actuator | 0 | Scenario 2 |  | PPK¦SelectPro¦VDI3805¦Internet_EU |  |  | H680S+EV24A-TPC | Globe valve | 350 kPa | 350 kPa |  | EU\Inbox\Combinations\Folder..6/..7\ | 37
143102 | R3040-25-S4+SRC24A-SR | R3040-25-S4+SRC24A-SR |  | R3040-25-S4 | + | SRC24A-SR | Fast runner | 1 | Scenario 2 |  | PPK¦SelectPro¦VDI3805¦Internet_EU |  |  | R3040-25-S4+SRC24A-SR | Characterised control valve | 1400 kPa | 350 kPa |  | EU\Inbox\Combinations\Folder..2/..3\ | 40
143547 | H6015X1-S2+NVKC24A-SR-TPC | H6015X1-S2+NVKC24A-SR-TPC |  | H6015X1-S2 | + | NVKC24A-SR-TPC | Actuator with emergency control function | 1 | Scenario 2 |  | PPK¦SelectPro¦VDI3805¦Internet_EU |  |  | H6015X1-S2+NVKC24A-SR-TPC | Globe valve | 2200 kPa | 1000 kPa |  | EU\Inbox\Combinations\Folder..6/..7\ | 35
143697 | H612S+NVKC24A-SR-TPC | H612S+NVKC24A-SR-TPC |  | H612S | + | NVKC24A-SR-TPC | Actuator with emergency control function | 1 | Scenario 2 |  | PPK¦SelectPro¦VDI3805¦Internet_EU |  |  | H612S+NVKC24A-SR-TPC | Globe valve | 1600 kPa | 1000 kPa |  | EU\Inbox\Combinations\Folder..6/..7\ | 33
143648 | H650S/NVKC24A-SR-TPC | H650S/NVKC24A-SR-TPC |  | H650S | / | NVKC24A-SR-TPC | Actuator with emergency control function | 1 | Scenario 2 |  | PPK¦SelectPro¦VDI3805¦Internet_EU |  |  | H650S/NVKC24A-SR-TPC | Globe valve | 300 kPa | 300 kPa |  | EU\Inbox\Combinations\Folder..6/..7\ | 36
143446 | H720N/LVC24A-SR-TPC | H720N/LVC24A-SR-TPC |  | H720N | / | LVC24A-SR-TPC | Fast runner | 1 | Scenario 2 |  | PPK¦SelectPro¦VDI3805¦Internet_EU |  |  | H720N/LVC24A-SR-TPC | Globe valve | 900 kPa | 400 kPa |  | EU\Inbox\Combinations\Folder..6/..7\ | 34
143396 | H625R+LVC24A-SR-TPC | H625R+LVC24A-SR-TPC |  | H625R | + | LVC24A-SR-TPC | Fast runner | 1 | Scenario 2 |  | PPK¦SelectPro¦VDI3805¦Internet_EU |  |  | H625R+LVC24A-SR-TPC | Globe valve | 500 kPa | 400 kPa |  | EU\Inbox\Combinations\Folder..6/..7\ | 33
143747 | H620S+NVK24A-SR-TPC | H620S+NVK24A-SR-TPC |  | H620S | + | NVK24A-SR-TPC | Actuator with emergency control function | 1 | Scenario 2 |  | PPK¦SelectPro¦VDI3805¦Internet_EU |  |  | H620S+NVK24A-SR-TPC | Globe valve | 1600 kPa | 1000 kPa |  | EU\Inbox\Combinations\Folder..6/..7\ | 36
143498 | H440B/NVK24A-SR-TPC | H440B/NVK24A-SR-TPC |  | H440B | / | NVK24A-SR-TPC | Actuator with emergency control function | 1 | Scenario 2 |  | PPK¦SelectPro¦VDI3805¦Internet_EU |  |  | H440B/NVK24A-SR-TPC | Globe valve | 500 kPa | 400 kPa |  | EU\Inbox\Combinations\Folder..4/..5\ | 32
143598 | H6040X25-S2/NVK24A-SR-TPC | H6040X25-S2/NVK24A-SR-TPC |  | H6040X25-S2 | / | NVK24A-SR-TPC | Actuator with emergency control function | 1 | Scenario 2 |  | PPK¦SelectPro¦VDI3805¦Internet_EU |  |  | H6040X25-S2/NVK24A-SR-TPC | Globe valve | 500 kPa | 500 kPa |  | EU\Inbox\Combinations\Folder..6/..7\ | 34
143548 | H6015X1-S2/NVKC24A-SR-TPC | H6015X1-S2/NVKC24A-SR-TPC |  | H6015X1-S2 | / | NVKC24A-SR-TPC | Actuator with emergency control function | 1 | Scenario 2 |  | PPK¦SelectPro¦VDI3805¦Internet_EU |  |  | H6015X1-S2/NVKC24A-SR-TPC | Globe valve | 2200 kPa | 1000 kPa |  | EU\Inbox\Combinations\Folder..6/..7\ | 35
143698 | H612S/NVKC24A-SR-TPC | H612S/NVKC24A-SR-TPC |  | H612S | / | NVKC24A-SR-TPC | Actuator with emergency control function | 1 | Scenario 2 |  | PPK¦SelectPro¦VDI3805¦Internet_EU |  |  | H612S/NVKC24A-SR-TPC | Globe valve | 1600 kPa | 1000 kPa |  | EU\Inbox\Combinations\Folder..6/..7\ | 33
143103 | R3040-25-S4/SRC24A-SR | R3040-25-S4/SRC24A-SR |  | R3040-25-S4 | / | SRC24A-SR | Fast runner | 1 | Scenario 2 |  | PPK¦SelectPro¦VDI3805¦Internet_EU |  |  | R3040-25-S4/SRC24A-SR | Characterised control valve | 1400 kPa | 350 kPa |  | EU\Inbox\Combinations\Folder..2/..3\ | 39
143447 | H720R+LVC24A-SR-TPC | H720R+LVC24A-SR-TPC |  | H720R | + | LVC24A-SR-TPC | Fast runner | 1 | Scenario 2 |  | PPK¦SelectPro¦VDI3805¦Internet_EU |  |  | H720R+LVC24A-SR-TPC | Globe valve | 600 kPa | 400 kPa |  | EU\Inbox\Combinations\Folder..6/..7\ | 34
143397 | H625R/LVC24A-SR-TPC | H625R/LVC24A-SR-TPC |  | H625R | / | LVC24A-SR-TPC | Fast runner | 1 | Scenario 2 |  | PPK¦SelectPro¦VDI3805¦Internet_EU |  |  | H625R/LVC24A-SR-TPC | Globe valve | 500 kPa | 400 kPa |  | EU\Inbox\Combinations\Folder..6/..7\ | 33
143649 | H650SP+NVK24A-SR-TPC | H650SP+NVK24A-SR-TPC |  | H650SP | + | NVK24A-SR-TPC | Actuator with emergency control function | 1 | Scenario 2 |  | PPK¦SelectPro¦VDI3805¦Internet_EU |  |  | H650SP+NVK24A-SR-TPC | Globe valve (partial pressure-balanced) | 1600 kPa | 1000 kPa |  | EU\Inbox\Combinations\Folder..6/..7\ | 36
143748 | H620S/NVK24A-SR-TPC | H620S/NVK24A-SR-TPC |  | H620S | / | NVK24A-SR-TPC | Actuator with emergency control function | 1 | Scenario 2 |  | PPK¦SelectPro¦VDI3805¦Internet_EU |  |  | H620S/NVK24A-SR-TPC | Globe valve | 1600 kPa | 1000 kPa |  | EU\Inbox\Combinations\Folder..6/..7\ | 36
143499 | H440B+NVKC24A-SR-TPC | H440B+NVKC24A-SR-TPC |  | H440B | + | NVKC24A-SR-TPC | Actuator with emergency control function | 1 | Scenario 2 |  | PPK¦SelectPro¦VDI3805¦Internet_EU |  |  | H440B+NVKC24A-SR-TPC | Globe valve | 500 kPa | 400 kPa |  | EU\Inbox\Combinations\Folder..4/..5\ | 32
143599 | H6040X25-S2+NVKC24A-SR-TPC | H6040X25-S2+NVKC24A-SR-TPC |  | H6040X25-S2 | + | NVKC24A-SR-TPC | Actuator with emergency control function | 1 | Scenario 2 |  | PPK¦SelectPro¦VDI3805¦Internet_EU |  |  | H6040X25-S2+NVKC24A-SR-TPC | Globe valve | 500 kPa | 500 kPa |  | EU\Inbox\Combinations\Folder..6/..7\ | 34
143448 | H720R/LVC24A-SR-TPC | H720R/LVC24A-SR-TPC |  | H720R | / | LVC24A-SR-TPC | Fast runner | 1 | Scenario 2 |  | PPK¦SelectPro¦VDI3805¦Internet_EU |  |  | H720R/LVC24A-SR-TPC | Globe valve | 600 kPa | 400 kPa |  | EU\Inbox\Combinations\Folder..6/..7\ | 34
143699 | H613N+NVK24A-SR-TPC | H613N+NVK24A-SR-TPC |  | H613N | + | NVK24A-SR-TPC | Actuator with emergency control function | 1 | Scenario 2 |  | PPK¦SelectPro¦VDI3805¦Internet_EU |  |  | H613N+NVK24A-SR-TPC | Globe valve | 1600 kPa | 400 kPa |  | EU\Inbox\Combinations\Folder..6/..7\ | 34
143549 | H6015X1P6-S2+NVK24A-SR-TPC | H6015X1P6-S2+NVK24A-SR-TPC |  | H6015X1P6-S2 | + | NVK24A-SR-TPC | Actuator with emergency control function | 1 | Scenario 2 |  | PPK¦SelectPro¦VDI3805¦Internet_EU |  |  | H6015X1P6-S2+NVK24A-SR-TPC | Globe valve | 2200 kPa | 1000 kPa |  | EU\Inbox\Combinations\Folder..6/..7\ | 35
143398 | H625S+LVC24A-SR-TPC | H625S+LVC24A-SR-TPC |  | H625S | + | LVC24A-SR-TPC | Fast runner | 0 | Scenario 2 |  | PPK¦SelectPro¦VDI3805¦Internet_EU |  |  | H625S+LVC24A-SR-TPC | Globe valve | 450 kPa | 450 kPa |  | EU\Inbox\Combinations\Folder..6/..7\ | 33
143650 | H650SP/NVK24A-SR-TPC | H650SP/NVK24A-SR-TPC |  | H650SP | / | NVK24A-SR-TPC | Actuator with emergency control function | 1 | Scenario 2 |  | PPK¦SelectPro¦VDI3805¦Internet_EU |  |  | H650SP/NVK24A-SR-TPC | Globe valve (partial pressure-balanced) | 1600 kPa | 1000 kPa |  | EU\Inbox\Combinations\Folder..6/..7\ | 36
143749 | H620S+NVKC24A-SR-TPC | H620S+NVKC24A-SR-TPC |  | H620S | + | NVKC24A-SR-TPC | Actuator with emergency control function | 1 | Scenario 2 |  | PPK¦SelectPro¦VDI3805¦Internet_EU |  |  | H620S+NVKC24A-SR-TPC | Globe valve | 1600 kPa | 1000 kPa |  | EU\Inbox\Combinations\Folder..6/..7\ | 36
143500 | H440B/NVKC24A-SR-TPC | H440B/NVKC24A-SR-TPC |  | H440B | / | NVKC24A-SR-TPC | Actuator with emergency control function | 1 | Scenario 2 |  | PPK¦SelectPro¦VDI3805¦Internet_EU |  |  | H440B/NVKC24A-SR-TPC | Globe valve | 500 kPa | 400 kPa |  | EU\Inbox\Combinations\Folder..4/..5\ | 32
143600 | H6040X25-S2/NVKC24A-SR-TPC | H6040X25-S2/NVKC24A-SR-TPC |  | H6040X25-S2 | / | NVKC24A-SR-TPC | Actuator with emergency control function | 1 | Scenario 2 |  | PPK¦SelectPro¦VDI3805¦Internet_EU |  |  | H6040X25-S2/NVKC24A-SR-TPC | Globe valve | 500 kPa | 500 kPa |  | EU\Inbox\Combinations\Folder..6/..7\ | 34
143700 | H613N/NVK24A-SR-TPC | H613N/NVK24A-SR-TPC |  | H613N | / | NVK24A-SR-TPC | Actuator with emergency control function | 1 | Scenario 2 |  | PPK¦SelectPro¦VDI3805¦Internet_EU |  |  | H613N/NVK24A-SR-TPC | Globe valve | 1600 kPa | 400 kPa |  | EU\Inbox\Combinations\Folder..6/..7\ | 34
143449 | H725N+LVC24A-SR-TPC | H725N+LVC24A-SR-TPC |  | H725N | + | LVC24A-SR-TPC | Fast runner | 1 | Scenario 2 |  | PPK¦SelectPro¦VDI3805¦Internet_EU |  |  | H725N+LVC24A-SR-TPC | Globe valve | 500 kPa | 400 kPa |  | EU\Inbox\Combinations\Folder..6/..7\ | 34
143550 | H6015X1P6-S2/NVK24A-SR-TPC | H6015X1P6-S2/NVK24A-SR-TPC |  | H6015X1P6-S2 | / | NVK24A-SR-TPC | Actuator with emergency control function | 1 | Scenario 2 |  | PPK¦SelectPro¦VDI3805¦Internet_EU |  |  | H6015X1P6-S2/NVK24A-SR-TPC | Globe valve | 2200 kPa | 1000 kPa |  | EU\Inbox\Combinations\Folder..6/..7\ | 35
143399 | H625S/LVC24A-SR-TPC | H625S/LVC24A-SR-TPC |  | H625S | / | LVC24A-SR-TPC | Fast runner | 0 | Scenario 2 |  | PPK¦SelectPro¦VDI3805¦Internet_EU |  |  | H625S/LVC24A-SR-TPC | Globe valve | 450 kPa | 450 kPa |  | EU\Inbox\Combinations\Folder..6/..7\ | 33
143651 | H650SP+NVKC24A-SR-TPC | H650SP+NVKC24A-SR-TPC |  | H650SP | + | NVKC24A-SR-TPC | Actuator with emergency control function | 1 | Scenario 2 |  | PPK¦SelectPro¦VDI3805¦Internet_EU |  |  | H650SP+NVKC24A-SR-TPC | Globe valve (partial pressure-balanced) | 1600 kPa | 1000 kPa |  | EU\Inbox\Combinations\Folder..6/..7\ | 35
143750 | H620S/NVKC24A-SR-TPC | H620S/NVKC24A-SR-TPC |  | H620S | / | NVKC24A-SR-TPC | Actuator with emergency control function | 1 | Scenario 2 |  | PPK¦SelectPro¦VDI3805¦Internet_EU |  |  | H620S/NVKC24A-SR-TPC | Globe valve | 1600 kPa | 1000 kPa |  | EU\Inbox\Combinations\Folder..6/..7\ | 36
143501 | H450B+NVK24A-SR-TPC | H450B+NVK24A-SR-TPC |  | H450B | + | NVK24A-SR-TPC | Actuator with emergency control function | 1 | Scenario 2 |  | PPK¦SelectPro¦VDI3805¦Internet_EU |  |  | H450B+NVK24A-SR-TPC | Globe valve | 300 kPa | 300 kPa |  | EU\Inbox\Combinations\Folder..4/..5\ | 32
143701 | H613N+NVKC24A-SR-TPC | H613N+NVKC24A-SR-TPC |  | H613N | + | NVKC24A-SR-TPC | Actuator with emergency control function | 1 | Scenario 2 |  | PPK¦SelectPro¦VDI3805¦Internet_EU |  |  | H613N+NVKC24A-SR-TPC | Globe valve | 1600 kPa | 400 kPa |  | EU\Inbox\Combinations\Folder..6/..7\ | 34
143601 | H6050X25-S2+NVK24A-SR-TPC | H6050X25-S2+NVK24A-SR-TPC |  | H6050X25-S2 | + | NVK24A-SR-TPC | Actuator with emergency control function | 1 | Scenario 2 |  | PPK¦SelectPro¦VDI3805¦Internet_EU |  |  | H6050X25-S2+NVK24A-SR-TPC | Globe valve | 300 kPa | 300 kPa |  | EU\Inbox\Combinations\Folder..6/..7\ | 33
143450 | H725N/LVC24A-SR-TPC | H725N/LVC24A-SR-TPC |  | H725N | / | LVC24A-SR-TPC | Fast runner | 1 | Scenario 2 |  | PPK¦SelectPro¦VDI3805¦Internet_EU |  |  | H725N/LVC24A-SR-TPC | Globe valve | 500 kPa | 400 kPa |  | EU\Inbox\Combinations\Folder..6/..7\ | 34
143551 | H6015X1P6-S2+NVKC24A-SR-TPC | H6015X1P6-S2+NVKC24A-SR-TPC |  | H6015X1P6-S2 | + | NVKC24A-SR-TPC | Actuator with emergency control function | 1 | Scenario 2 |  | PPK¦SelectPro¦VDI3805¦Internet_EU |  |  | H6015X1P6-S2+NVKC24A-SR-TPC | Globe valve | 2200 kPa | 1000 kPa |  | EU\Inbox\Combinations\Folder..6/..7\ | 35
143400 | H632N+LVC24A-SR-TPC | H632N+LVC24A-SR-TPC |  | H632N | + | LVC24A-SR-TPC | Fast runner | 0 | Scenario 2 |  | PPK¦SelectPro¦VDI3805¦Internet_EU |  |  | H632N+LVC24A-SR-TPC | Globe valve | 350 kPa | 350 kPa |  | EU\Inbox\Combinations\Folder..6/..7\ | 33
143652 | H650SP/NVKC24A-SR-TPC | H650SP/NVKC24A-SR-TPC |  | H650SP | / | NVKC24A-SR-TPC | Actuator with emergency control function | 1 | Scenario 2 |  | PPK¦SelectPro¦VDI3805¦Internet_EU |  |  | H650SP/NVKC24A-SR-TPC | Globe valve (partial pressure-balanced) | 1600 kPa | 1000 kPa |  | EU\Inbox\Combinations\Folder..6/..7\ | 36
143751 | H624S+NVK24A-SR-TPC | H624S+NVK24A-SR-TPC |  | H624S | + | NVK24A-SR-TPC | Actuator with emergency control function | 1 | Scenario 2 |  | PPK¦SelectPro¦VDI3805¦Internet_EU |  |  | H624S+NVK24A-SR-TPC | Globe valve | 1300 kPa | 1000 kPa |  | EU\Inbox\Combinations\Folder..6/..7\ | 36
143502 | H450B/NVK24A-SR-TPC | H450B/NVK24A-SR-TPC |  | H450B | / | NVK24A-SR-TPC | Actuator with emergency control function | 1 | Scenario 2 |  | PPK¦SelectPro¦VDI3805¦Internet_EU |  |  | H450B/NVK24A-SR-TPC | Globe valve | 300 kPa | 300 kPa |  | EU\Inbox\Combinations\Folder..4/..5\ | 32
143702 | H613N/NVKC24A-SR-TPC | H613N/NVKC24A-SR-TPC |  | H613N | / | NVKC24A-SR-TPC | Actuator with emergency control function | 1 | Scenario 2 |  | PPK¦SelectPro¦VDI3805¦Internet_EU |  |  | H613N/NVKC24A-SR-TPC | Globe valve | 1600 kPa | 400 kPa |  | EU\Inbox\Combinations\Folder..6/..7\ | 34
143451 | H725R+LVC24A-SR-TPC | H725R+LVC24A-SR-TPC |  | H725R | + | LVC24A-SR-TPC | Fast runner | 1 | Scenario 2 |  | PPK¦SelectPro¦VDI3805¦Internet_EU |  |  | H725R+LVC24A-SR-TPC | Globe valve | 500 kPa | 400 kPa |  | EU\Inbox\Combinations\Folder..6/..7\ | 34
143602 | H6050X25-S2/NVK24A-SR-TPC | H6050X25-S2/NVK24A-SR-TPC |  | H6050X25-S2 | / | NVK24A-SR-TPC | Actuator with emergency control function | 1 | Scenario 2 |  | PPK¦SelectPro¦VDI3805¦Internet_EU |  |  | H6050X25-S2/NVK24A-SR-TPC | Globe valve | 300 kPa | 300 kPa |  | EU\Inbox\Combinations\Folder..6/..7\ | 33
143552 | H6015X1P6-S2/NVKC24A-SR-TPC | H6015X1P6-S2/NVKC24A-SR-TPC |  | H6015X1P6-S2 | / | NVKC24A-SR-TPC | Actuator with emergency control function | 1 | Scenario 2 |  | PPK¦SelectPro¦VDI3805¦Internet_EU |  |  | H6015X1P6-S2/NVKC24A-SR-TPC | Globe valve | 2200 kPa | 1000 kPa |  | EU\Inbox\Combinations\Folder..6/..7\ | 35
143401 | H632N/LVC24A-SR-TPC | H632N/LVC24A-SR-TPC |  | H632N | / | LVC24A-SR-TPC | Fast runner | 0 | Scenario 2 |  | PPK¦SelectPro¦VDI3805¦Internet_EU |  |  | H632N/LVC24A-SR-TPC | Globe valve | 350 kPa | 350 kPa |  | EU\Inbox\Combinations\Folder..6/..7\ | 33
143653 | H664N+NVK24A-SR-TPC | H664N+NVK24A-SR-TPC |  | H664N | + | NVK24A-SR-TPC | Actuator with emergency control function | 1 | Scenario 2 |  | PPK¦SelectPro¦VDI3805¦Internet_EU |  |  | H664N+NVK24A-SR-TPC | Globe valve | 140 kPa | 140 kPa |  | EU\Inbox\Combinations\Folder..6/..7\ | 36
143752 | H624S/NVK24A-SR-TPC | H624S/NVK24A-SR-TPC |  | H624S | / | NVK24A-SR-TPC | Actuator with emergency control function | 1 | Scenario 2 |  | PPK¦SelectPro¦VDI3805¦Internet_EU |  |  | H624S/NVK24A-SR-TPC | Globe valve | 1300 kPa | 1000 kPa |  | EU\Inbox\Combinations\Folder..6/..7\ | 36
143503 | H450B+NVKC24A-SR-TPC | H450B+NVKC24A-SR-TPC |  | H450B | + | NVKC24A-SR-TPC | Actuator with emergency control function | 1 | Scenario 2 |  | PPK¦SelectPro¦VDI3805¦Internet_EU |  |  | H450B+NVKC24A-SR-TPC | Globe valve | 300 kPa | 300 kPa |  | EU\Inbox\Combinations\Folder..4/..5\ | 32
143703 | H613R+NVK24A-SR-TPC | H613R+NVK24A-SR-TPC |  | H613R | + | NVK24A-SR-TPC | Actuator with emergency control function | 1 | Scenario 2 |  | PPK¦SelectPro¦VDI3805¦Internet_EU |  |  | H613R+NVK24A-SR-TPC | Globe valve | 600 kPa | 400 kPa |  | EU\Inbox\Combinations\Folder..6/..7\ | 34
143452 | H725R/LVC24A-SR-TPC | H725R/LVC24A-SR-TPC |  | H725R | / | LVC24A-SR-TPC | Fast runner | 1 | Scenario 2 |  | PPK¦SelectPro¦VDI3805¦Internet_EU |  |  | H725R/LVC24A-SR-TPC | Globe valve | 500 kPa | 400 kPa |  | EU\Inbox\Combinations\Folder..6/..7\ | 34
143553 | H6015X2P5-S2+NVK24A-SR-TPC | H6015X2P5-S2+NVK24A-SR-TPC |  | H6015X2P5-S2 | + | NVK24A-SR-TPC | Actuator with emergency control function | 1 | Scenario 2 |  | PPK¦SelectPro¦VDI3805¦Internet_EU |  |  | H6015X2P5-S2+NVK24A-SR-TPC | Globe valve | 2200 kPa | 1000 kPa |  | EU\Inbox\Combinations\Folder..6/..7\ | 35
143603 | H6050X25-S2+NVKC24A-SR-TPC | H6050X25-S2+NVKC24A-SR-TPC |  | H6050X25-S2 | + | NVKC24A-SR-TPC | Actuator with emergency control function | 1 | Scenario 2 |  | PPK¦SelectPro¦VDI3805¦Internet_EU |  |  | H6050X25-S2+NVKC24A-SR-TPC | Globe valve | 300 kPa | 300 kPa |  | EU\Inbox\Combinations\Folder..6/..7\ | 33
143402 | H632R+LVC24A-SR-TPC | H632R+LVC24A-SR-TPC |  | H632R | + | LVC24A-SR-TPC | Fast runner | 0 | Scenario 2 |  | PPK¦SelectPro¦VDI3805¦Internet_EU |  |  | H632R+LVC24A-SR-TPC | Globe valve | 350 kPa | 350 kPa |  | EU\Inbox\Combinations\Folder..6/..7\ | 33
143654 | H664N/NVK24A-SR-TPC | H664N/NVK24A-SR-TPC |  | H664N | / | NVK24A-SR-TPC | Actuator with emergency control function | 1 | Scenario 2 |  | PPK¦SelectPro¦VDI3805¦Internet_EU |  |  | H664N/NVK24A-SR-TPC | Globe valve | 140 kPa | 140 kPa |  | EU\Inbox\Combinations\Folder..6/..7\ | 36
143753 | H624S+NVKC24A-SR-TPC | H624S+NVKC24A-SR-TPC |  | H624S | + | NVKC24A-SR-TPC | Actuator with emergency control function | 1 | Scenario 2 |  | PPK¦SelectPro¦VDI3805¦Internet_EU |  |  | H624S+NVKC24A-SR-TPC | Globe valve | 1300 kPa | 1000 kPa |  | EU\Inbox\Combinations\Folder..6/..7\ | 36
143704 | H613R/NVK24A-SR-TPC | H613R/NVK24A-SR-TPC |  | H613R | / | NVK24A-SR-TPC | Actuator with emergency control function | 1 | Scenario 2 |  | PPK¦SelectPro¦VDI3805¦Internet_EU |  |  | H613R/NVK24A-SR-TPC | Globe valve | 600 kPa | 400 kPa |  | EU\Inbox\Combinations\Folder..6/..7\ | 34
143504 | H450B/NVKC24A-SR-TPC | H450B/NVKC24A-SR-TPC |  | H450B | / | NVKC24A-SR-TPC | Actuator with emergency control function | 1 | Scenario 2 |  | PPK¦SelectPro¦VDI3805¦Internet_EU |  |  | H450B/NVKC24A-SR-TPC | Globe valve | 300 kPa | 300 kPa |  | EU\Inbox\Combinations\Folder..4/..5\ | 32
143453 | H732N+LVC24A-SR-TPC | H732N+LVC24A-SR-TPC |  | H732N | + | LVC24A-SR-TPC | Fast runner | 0 | Scenario 2 |  | PPK¦SelectPro¦VDI3805¦Internet_EU |  |  | H732N+LVC24A-SR-TPC | Globe valve | 350 kPa | 350 kPa |  | EU\Inbox\Combinations\Folder..6/..7\ | 34
143554 | H6015X2P5-S2/NVK24A-SR-TPC | H6015X2P5-S2/NVK24A-SR-TPC |  | H6015X2P5-S2 | / | NVK24A-SR-TPC | Actuator with emergency control function | 1 | Scenario 2 |  | PPK¦SelectPro¦VDI3805¦Internet_EU |  |  | H6015X2P5-S2/NVK24A-SR-TPC | Globe valve | 2200 kPa | 1000 kPa |  | EU\Inbox\Combinations\Folder..6/..7\ | 35
143403 | H632R/LVC24A-SR-TPC | H632R/LVC24A-SR-TPC |  | H632R | / | LVC24A-SR-TPC | Fast runner | 0 | Scenario 2 |  | PPK¦SelectPro¦VDI3805¦Internet_EU |  |  | H632R/LVC24A-SR-TPC | Globe valve | 350 kPa | 350 kPa |  | EU\Inbox\Combinations\Folder..6/..7\ | 33
143604 | H6050X25-S2/NVKC24A-SR-TPC | H6050X25-S2/NVKC24A-SR-TPC |  | H6050X25-S2 | / | NVKC24A-SR-TPC | Actuator with emergency control function | 1 | Scenario 2 |  | PPK¦SelectPro¦VDI3805¦Internet_EU |  |  | H6050X25-S2/NVKC24A-SR-TPC | Globe valve | 300 kPa | 300 kPa |  | EU\Inbox\Combinations\Folder..6/..7\ | 33
143655 | H664N+NVKC24A-SR-TPC | H664N+NVKC24A-SR-TPC |  | H664N | + | NVKC24A-SR-TPC | Actuator with emergency control function | 1 | Scenario 2 |  | PPK¦SelectPro¦VDI3805¦Internet_EU |  |  | H664N+NVKC24A-SR-TPC | Globe valve | 140 kPa | 140 kPa |  | EU\Inbox\Combinations\Folder..6/..7\ | 36
143754 | H624S/NVKC24A-SR-TPC | H624S/NVKC24A-SR-TPC |  | H624S | / | NVKC24A-SR-TPC | Actuator with emergency control function | 1 | Scenario 2 |  | PPK¦SelectPro¦VDI3805¦Internet_EU |  |  | H624S/NVKC24A-SR-TPC | Globe valve | 1300 kPa | 1000 kPa |  | EU\Inbox\Combinations\Folder..6/..7\ | 36
143705 | H613R+NVKC24A-SR-TPC | H613R+NVKC24A-SR-TPC |  | H613R | + | NVKC24A-SR-TPC | Actuator with emergency control function | 1 | Scenario 2 |  | PPK¦SelectPro¦VDI3805¦Internet_EU |  |  | H613R+NVKC24A-SR-TPC | Globe valve | 600 kPa | 400 kPa |  | EU\Inbox\Combinations\Folder..6/..7\ | 34
143454 | H732N/LVC24A-SR-TPC | H732N/LVC24A-SR-TPC |  | H732N | / | LVC24A-SR-TPC | Fast runner | 0 | Scenario 2 |  | PPK¦SelectPro¦VDI3805¦Internet_EU |  |  | H732N/LVC24A-SR-TPC | Globe valve | 350 kPa | 350 kPa |  | EU\Inbox\Combinations\Folder..6/..7\ | 34
143505 | H511B+NVK24A-SR-TPC | H511B+NVK24A-SR-TPC |  | H511B | + | NVK24A-SR-TPC | Actuator with emergency control function | 1 | Scenario 2 |  | PPK¦SelectPro¦VDI3805¦Internet_EU |  |  | H511B+NVK24A-SR-TPC | Globe valve | 1600 kPa | 400 kPa |  | EU\Inbox\Combinations\Folder..4/..5\ | 32
143404 | H632S+LVC24A-SR-TPC | H632S+LVC24A-SR-TPC |  | H632S | + | LVC24A-SR-TPC | Fast runner | 0 | Scenario 2 |  | PPK¦SelectPro¦VDI3805¦Internet_EU |  |  | H632S+LVC24A-SR-TPC | Globe valve | 300 kPa | 300 kPa |  | EU\Inbox\Combinations\Folder..6/..7\ | 34
143555 | H6015X2P5-S2+NVKC24A-SR-TPC | H6015X2P5-S2+NVKC24A-SR-TPC |  | H6015X2P5-S2 | + | NVKC24A-SR-TPC | Actuator with emergency control function | 1 | Scenario 2 |  | PPK¦SelectPro¦VDI3805¦Internet_EU |  |  | H6015X2P5-S2+NVKC24A-SR-TPC | Globe valve | 2200 kPa | 1000 kPa |  | EU\Inbox\Combinations\Folder..6/..7\ | 35
143605 | H6050X40-S2+NVK24A-SR-TPC | H6050X40-S2+NVK24A-SR-TPC |  | H6050X40-S2 | + | NVK24A-SR-TPC | Actuator with emergency control function | 1 | Scenario 2 |  | PPK¦SelectPro¦VDI3805¦Internet_EU |  |  | H6050X40-S2+NVK24A-SR-TPC | Globe valve | 300 kPa | 300 kPa |  | EU\Inbox\Combinations\Folder..6/..7\ | 33
143656 | H664N/NVKC24A-SR-TPC | H664N/NVKC24A-SR-TPC |  | H664N | / | NVKC24A-SR-TPC | Actuator with emergency control function | 1 | Scenario 2 |  | PPK¦SelectPro¦VDI3805¦Internet_EU |  |  | H664N/NVKC24A-SR-TPC | Globe valve | 140 kPa | 140 kPa |  | EU\Inbox\Combinations\Folder..6/..7\ | 36
143755 | H625N+NVK24A-SR-TPC | H625N+NVK24A-SR-TPC |  | H625N | + | NVK24A-SR-TPC | Actuator with emergency control function | 1 | Scenario 2 |  | PPK¦SelectPro¦VDI3805¦Internet_EU |  |  | H625N+NVK24A-SR-TPC | Globe valve | 1300 kPa | 400 kPa |  | EU\Inbox\Combinations\Folder..6/..7\ | 36
143706 | H613R/NVKC24A-SR-TPC | H613R/NVKC24A-SR-TPC |  | H613R | / | NVKC24A-SR-TPC | Actuator with emergency control function | 1 | Scenario 2 |  | PPK¦SelectPro¦VDI3805¦Internet_EU |  |  | H613R/NVKC24A-SR-TPC | Globe valve | 600 kPa | 400 kPa |  | EU\Inbox\Combinations\Folder..6/..7\ | 34
143455 | H732R+LVC24A-SR-TPC | H732R+LVC24A-SR-TPC |  | H732R | + | LVC24A-SR-TPC | Fast runner | 0 | Scenario 2 |  | PPK¦SelectPro¦VDI3805¦Internet_EU |  |  | H732R+LVC24A-SR-TPC | Globe valve | 350 kPa | 350 kPa |  | EU\Inbox\Combinations\Folder..6/..7\ | 34
143506 | H511B/NVK24A-SR-TPC | H511B/NVK24A-SR-TPC |  | H511B | / | NVK24A-SR-TPC | Actuator with emergency control function | 1 | Scenario 2 |  | PPK¦SelectPro¦VDI3805¦Internet_EU |  |  | H511B/NVK24A-SR-TPC | Globe valve | 1600 kPa | 400 kPa |  | EU\Inbox\Combinations\Folder..4/..5\ | 32
143405 | H632S/LVC24A-SR-TPC | H632S/LVC24A-SR-TPC |  | H632S | / | LVC24A-SR-TPC | Fast runner | 0 | Scenario 2 |  | PPK¦SelectPro¦VDI3805¦Internet_EU |  |  | H632S/LVC24A-SR-TPC | Globe valve | 300 kPa | 300 kPa |  | EU\Inbox\Combinations\Folder..6/..7\ | 34
143556 | H6015X2P5-S2/NVKC24A-SR-TPC | H6015X2P5-S2/NVKC24A-SR-TPC |  | H6015X2P5-S2 | / | NVKC24A-SR-TPC | Actuator with emergency control function | 1 | Scenario 2 |  | PPK¦SelectPro¦VDI3805¦Internet_EU |  |  | H6015X2P5-S2/NVKC24A-SR-TPC | Globe valve | 2200 kPa | 1000 kPa |  | EU\Inbox\Combinations\Folder..6/..7\ | 35
143657 | H664R+NVK24A-SR-TPC | H664R+NVK24A-SR-TPC |  | H664R | + | NVK24A-SR-TPC | Actuator with emergency control function | 1 | Scenario 2 |  | PPK¦SelectPro¦VDI3805¦Internet_EU |  |  | H664R+NVK24A-SR-TPC | Globe valve | 140 kPa | 140 kPa |  | EU\Inbox\Combinations\Folder..6/..7\ | 36
143756 | H625N/NVK24A-SR-TPC | H625N/NVK24A-SR-TPC |  | H625N | / | NVK24A-SR-TPC | Actuator with emergency control function | 1 | Scenario 2 |  | PPK¦SelectPro¦VDI3805¦Internet_EU |  |  | H625N/NVK24A-SR-TPC | Globe valve | 1300 kPa | 400 kPa |  | EU\Inbox\Combinations\Folder..6/..7\ | 36
143606 | H6050X40-S2/NVK24A-SR-TPC | H6050X40-S2/NVK24A-SR-TPC |  | H6050X40-S2 | / | NVK24A-SR-TPC | Actuator with emergency control function | 1 | Scenario 2 |  | PPK¦SelectPro¦VDI3805¦Internet_EU |  |  | H6050X40-S2/NVK24A-SR-TPC | Globe valve | 300 kPa | 300 kPa |  | EU\Inbox\Combinations\Folder..6/..7\ | 33
143707 | H613S+NVK24A-SR-TPC | H613S+NVK24A-SR-TPC |  | H613S | + | NVK24A-SR-TPC | Actuator with emergency control function | 1 | Scenario 2 |  | PPK¦SelectPro¦VDI3805¦Internet_EU |  |  | H613S+NVK24A-SR-TPC | Globe valve | 1600 kPa | 1000 kPa |  | EU\Inbox\Combinations\Folder..6/..7\ | 34
143456 | H732R/LVC24A-SR-TPC | H732R/LVC24A-SR-TPC |  | H732R | / | LVC24A-SR-TPC | Fast runner | 0 | Scenario 2 |  | PPK¦SelectPro¦VDI3805¦Internet_EU |  |  | H732R/LVC24A-SR-TPC | Globe valve | 350 kPa | 350 kPa |  | EU\Inbox\Combinations\Folder..6/..7\ | 34
143406 | H640N+LVC24A-SR-TPC | H640N+LVC24A-SR-TPC |  | H640N | + | LVC24A-SR-TPC | Fast runner | 0 | Scenario 2 |  | PPK¦SelectPro¦VDI3805¦Internet_EU |  |  | H640N+LVC24A-SR-TPC | Globe valve | 150 kPa | 150 kPa |  | EU\Inbox\Combinations\Folder..6/..7\ | 34
143507 | H511B+NVKC24A-SR-TPC | H511B+NVKC24A-SR-TPC |  | H511B | + | NVKC24A-SR-TPC | Actuator with emergency control function | 1 | Scenario 2 |  | PPK¦SelectPro¦VDI3805¦Internet_EU |  |  | H511B+NVKC24A-SR-TPC | Globe valve | 1600 kPa | 400 kPa |  | EU\Inbox\Combinations\Folder..4/..5\ | 32
143557 | H6015X4-S2+NVK24A-SR-TPC | H6015X4-S2+NVK24A-SR-TPC |  | H6015X4-S2 | + | NVK24A-SR-TPC | Actuator with emergency control function | 1 | Scenario 2 |  | PPK¦SelectPro¦VDI3805¦Internet_EU |  |  | H6015X4-S2+NVK24A-SR-TPC | Globe valve | 2200 kPa | 1000 kPa |  | EU\Inbox\Combinations\Folder..6/..7\ | 35
143757 | H625N+NVKC24A-SR-TPC | H625N+NVKC24A-SR-TPC |  | H625N | + | NVKC24A-SR-TPC | Actuator with emergency control function | 1 | Scenario 2 |  | PPK¦SelectPro¦VDI3805¦Internet_EU |  |  | H625N+NVKC24A-SR-TPC | Globe valve | 1300 kPa | 400 kPa |  | EU\Inbox\Combinations\Folder..6/..7\ | 36
143658 | H664R/NVK24A-SR-TPC | H664R/NVK24A-SR-TPC |  | H664R | / | NVK24A-SR-TPC | Actuator with emergency control function | 1 | Scenario 2 |  | PPK¦SelectPro¦VDI3805¦Internet_EU |  |  | H664R/NVK24A-SR-TPC | Globe valve | 140 kPa | 140 kPa |  | EU\Inbox\Combinations\Folder..6/..7\ | 36
143607 | H6050X40-S2+NVKC24A-SR-TPC | H6050X40-S2+NVKC24A-SR-TPC |  | H6050X40-S2 | + | NVKC24A-SR-TPC | Actuator with emergency control function | 1 | Scenario 2 |  | PPK¦SelectPro¦VDI3805¦Internet_EU |  |  | H6050X40-S2+NVKC24A-SR-TPC | Globe valve | 300 kPa | 300 kPa |  | EU\Inbox\Combinations\Folder..6/..7\ | 36
143457 | H740N+LVC24A-SR-TPC | H740N+LVC24A-SR-TPC |  | H740N | + | LVC24A-SR-TPC | Fast runner | 0 | Scenario 2 |  | PPK¦SelectPro¦VDI3805¦Internet_EU |  |  | H740N+LVC24A-SR-TPC | Globe valve | 150 kPa | 150 kPa |  | EU\Inbox\Combinations\Folder..6/..7\ | 34
143708 | H613S/NVK24A-SR-TPC | H613S/NVK24A-SR-TPC |  | H613S | / | NVK24A-SR-TPC | Actuator with emergency control function | 1 | Scenario 2 |  | PPK¦SelectPro¦VDI3805¦Internet_EU |  |  | H613S/NVK24A-SR-TPC | Globe valve | 1600 kPa | 1000 kPa |  | EU\Inbox\Combinations\Folder..6/..7\ | 34
143407 | H640N/LVC24A-SR-TPC | H640N/LVC24A-SR-TPC |  | H640N | / | LVC24A-SR-TPC | Fast runner | 0 | Scenario 2 |  | PPK¦SelectPro¦VDI3805¦Internet_EU |  |  | H640N/LVC24A-SR-TPC | Globe valve | 150 kPa | 150 kPa |  | EU\Inbox\Combinations\Folder..6/..7\ | 34
143508 | H511B/NVKC24A-SR-TPC | H511B/NVKC24A-SR-TPC |  | H511B | / | NVKC24A-SR-TPC | Actuator with emergency control function | 1 | Scenario 2 |  | PPK¦SelectPro¦VDI3805¦Internet_EU |  |  | H511B/NVKC24A-SR-TPC | Globe valve | 1600 kPa | 400 kPa |  | EU\Inbox\Combinations\Folder..4/..5\ | 32
143558 | H6015X4-S2/NVK24A-SR-TPC | H6015X4-S2/NVK24A-SR-TPC |  | H6015X4-S2 | / | NVK24A-SR-TPC | Actuator with emergency control function | 1 | Scenario 2 |  | PPK¦SelectPro¦VDI3805¦Internet_EU |  |  | H6015X4-S2/NVK24A-SR-TPC | Globe valve | 2200 kPa | 1000 kPa |  | EU\Inbox\Combinations\Folder..6/..7\ | 35
143659 | H664R+NVKC24A-SR-TPC | H664R+NVKC24A-SR-TPC |  | H664R | + | NVKC24A-SR-TPC | Actuator with emergency control function | 1 | Scenario 2 |  | PPK¦SelectPro¦VDI3805¦Internet_EU |  |  | H664R+NVKC24A-SR-TPC | Globe valve | 140 kPa | 140 kPa |  | EU\Inbox\Combinations\Folder..6/..7\ | 36
143758 | H625N/NVKC24A-SR-TPC | H625N/NVKC24A-SR-TPC |  | H625N | / | NVKC24A-SR-TPC | Actuator with emergency control function | 1 | Scenario 2 |  | PPK¦SelectPro¦VDI3805¦Internet_EU |  |  | H625N/NVKC24A-SR-TPC | Globe valve | 1300 kPa | 400 kPa |  | EU\Inbox\Combinations\Folder..6/..7\ | 36
143608 | H6050X40-S2/NVKC24A-SR-TPC | H6050X40-S2/NVKC24A-SR-TPC |  | H6050X40-S2 | / | NVKC24A-SR-TPC | Actuator with emergency control function | 1 | Scenario 2 |  | PPK¦SelectPro¦VDI3805¦Internet_EU |  |  | H6050X40-S2/NVKC24A-SR-TPC | Globe valve | 300 kPa | 300 kPa |  | EU\Inbox\Combinations\Folder..6/..7\ | 36
143458 | H740N/LVC24A-SR-TPC | H740N/LVC24A-SR-TPC |  | H740N | / | LVC24A-SR-TPC | Fast runner | 0 | Scenario 2 |  | PPK¦SelectPro¦VDI3805¦Internet_EU |  |  | H740N/LVC24A-SR-TPC | Globe valve | 150 kPa | 150 kPa |  | EU\Inbox\Combinations\Folder..6/..7\ | 34
143709 | H613S+NVKC24A-SR-TPC | H613S+NVKC24A-SR-TPC |  | H613S | + | NVKC24A-SR-TPC | Actuator with emergency control function | 1 | Scenario 2 |  | PPK¦SelectPro¦VDI3805¦Internet_EU |  |  | H613S+NVKC24A-SR-TPC | Globe valve | 1600 kPa | 1000 kPa |  | EU\Inbox\Combinations\Folder..6/..7\ | 34
143014 | R2050-25-S4+SRC24A-SR | R2050-25-S4+SRC24A-SR |  | R2050-25-S4 | + | SRC24A-SR | Fast runner | 1 | Scenario 2 |  | PPK¦SelectPro¦VDI3805¦Internet_EU |  |  | R2050-25-S4+SRC24A-SR | Characterised control valve | 1400 kPa | 350 kPa |  | EU\Inbox\Combinations\Folder..2/..3\ | 37
143408 | H640R+LVC24A-SR-TPC | H640R+LVC24A-SR-TPC |  | H640R | + | LVC24A-SR-TPC | Fast runner | 0 | Scenario 2 |  | PPK¦SelectPro¦VDI3805¦Internet_EU |  |  | H640R+LVC24A-SR-TPC | Globe valve | 150 kPa | 150 kPa |  | EU\Inbox\Combinations\Folder..6/..7\ | 34
143509 | H512B+NVK24A-SR-TPC | H512B+NVK24A-SR-TPC |  | H512B | + | NVK24A-SR-TPC | Actuator with emergency control function | 1 | Scenario 2 |  | PPK¦SelectPro¦VDI3805¦Internet_EU |  |  | H512B+NVK24A-SR-TPC | Globe valve | 1600 kPa | 400 kPa |  | EU\Inbox\Combinations\Folder..4/..5\ | 32
143559 | H6015X4-S2+NVKC24A-SR-TPC | H6015X4-S2+NVKC24A-SR-TPC |  | H6015X4-S2 | + | NVKC24A-SR-TPC | Actuator with emergency control function | 1 | Scenario 2 |  | PPK¦SelectPro¦VDI3805¦Internet_EU |  |  | H6015X4-S2+NVKC24A-SR-TPC | Globe valve | 2200 kPa | 1000 kPa |  | EU\Inbox\Combinations\Folder..6/..7\ | 35
143660 | H664R/NVKC24A-SR-TPC | H664R/NVKC24A-SR-TPC |  | H664R | / | NVKC24A-SR-TPC | Actuator with emergency control function | 1 | Scenario 2 |  | PPK¦SelectPro¦VDI3805¦Internet_EU |  |  | H664R/NVKC24A-SR-TPC | Globe valve | 140 kPa | 140 kPa |  | EU\Inbox\Combinations\Folder..6/..7\ | 35
143759 | H625R+NVK24A-SR-TPC | H625R+NVK24A-SR-TPC |  | H625R | + | NVK24A-SR-TPC | Actuator with emergency control function | 1 | Scenario 2 |  | PPK¦SelectPro¦VDI3805¦Internet_EU |  |  | H625R+NVK24A-SR-TPC | Globe valve | 600 kPa | 400 kPa |  | EU\Inbox\Combinations\Folder..6/..7\ | 33
143459 | H740R+LVC24A-SR-TPC | H740R+LVC24A-SR-TPC |  | H740R | + | LVC24A-SR-TPC | Fast runner | 0 | Scenario 2 |  | PPK¦SelectPro¦VDI3805¦Internet_EU |  |  | H740R+LVC24A-SR-TPC | Globe valve | 150 kPa | 150 kPa |  | EU\Inbox\Combinations\Folder..6/..7\ | 35
143609 | H6065X58-SP2+NVK24A-SR-TPC | H6065X58-SP2+NVK24A-SR-TPC |  | H6065X58-SP2 | + | NVK24A-SR-TPC | Actuator with emergency control function | 1 | Scenario 2 |  | PPK¦SelectPro¦VDI3805¦Internet_EU |  |  | H6065X58-SP2+NVK24A-SR-TPC | Globe valve (partial pressure-balanced) | 2100 kPa | 1000 kPa |  | EU\Inbox\Combinations\Folder..6/..7\ | 36
143710 | H613S/NVKC24A-SR-TPC | H613S/NVKC24A-SR-TPC |  | H613S | / | NVKC24A-SR-TPC | Actuator with emergency control function | 1 | Scenario 2 |  | PPK¦SelectPro¦VDI3805¦Internet_EU |  |  | H613S/NVKC24A-SR-TPC | Globe valve | 1600 kPa | 1000 kPa |  | EU\Inbox\Combinations\Folder..6/..7\ | 34
143015 | R2050-25-S4/SRC24A-SR | R2050-25-S4/SRC24A-SR |  | R2050-25-S4 | / | SRC24A-SR | Fast runner | 1 | Scenario 2 |  | PPK¦SelectPro¦VDI3805¦Internet_EU |  |  | R2050-25-S4/SRC24A-SR | Characterised control valve | 1400 kPa | 350 kPa |  | EU\Inbox\Combinations\Folder..2/..3\ | 37
143409 | H640R/LVC24A-SR-TPC | H640R/LVC24A-SR-TPC |  | H640R | / | LVC24A-SR-TPC | Fast runner | 0 | Scenario 2 |  | PPK¦SelectPro¦VDI3805¦Internet_EU |  |  | H640R/LVC24A-SR-TPC | Globe valve | 150 kPa | 150 kPa |  | EU\Inbox\Combinations\Folder..6/..7\ | 34
143661 | H664S+NVK24A-SR-TPC | H664S+NVK24A-SR-TPC |  | H664S | + | NVK24A-SR-TPC | Actuator with emergency control function | 1 | Scenario 2 |  | PPK¦SelectPro¦VDI3805¦Internet_EU |  |  | H664S+NVK24A-SR-TPC | Globe valve | 130 kPa | 130 kPa |  | EU\Inbox\Combinations\Folder..6/..7\ | 36
143760 | H625R/NVK24A-SR-TPC | H625R/NVK24A-SR-TPC |  | H625R | / | NVK24A-SR-TPC | Actuator with emergency control function | 1 | Scenario 2 |  | PPK¦SelectPro¦VDI3805¦Internet_EU |  |  | H625R/NVK24A-SR-TPC | Globe valve | 600 kPa | 400 kPa |  | EU\Inbox\Combinations\Folder..6/..7\ | 33
143510 | H512B/NVK24A-SR-TPC | H512B/NVK24A-SR-TPC |  | H512B | / | NVK24A-SR-TPC | Actuator with emergency control function | 1 | Scenario 2 |  | PPK¦SelectPro¦VDI3805¦Internet_EU |  |  | H512B/NVK24A-SR-TPC | Globe valve | 1600 kPa | 400 kPa |  | EU\Inbox\Combinations\Folder..4/..5\ | 32
143560 | H6015X4-S2/NVKC24A-SR-TPC | H6015X4-S2/NVKC24A-SR-TPC |  | H6015X4-S2 | / | NVKC24A-SR-TPC | Actuator with emergency control function | 1 | Scenario 2 |  | PPK¦SelectPro¦VDI3805¦Internet_EU |  |  | H6015X4-S2/NVKC24A-SR-TPC | Globe valve | 2200 kPa | 1000 kPa |  | EU\Inbox\Combinations\Folder..6/..7\ | 35
143460 | H740R/LVC24A-SR-TPC | H740R/LVC24A-SR-TPC |  | H740R | / | LVC24A-SR-TPC | Fast runner | 0 | Scenario 2 |  | PPK¦SelectPro¦VDI3805¦Internet_EU |  |  | H740R/LVC24A-SR-TPC | Globe valve | 150 kPa | 150 kPa |  | EU\Inbox\Combinations\Folder..6/..7\ | 35
143711 | H614N+NVK24A-SR-TPC | H614N+NVK24A-SR-TPC |  | H614N | + | NVK24A-SR-TPC | Actuator with emergency control function | 1 | Scenario 2 |  | PPK¦SelectPro¦VDI3805¦Internet_EU |  |  | H614N+NVK24A-SR-TPC | Globe valve | 1600 kPa | 400 kPa |  | EU\Inbox\Combinations\Folder..6/..7\ | 34
143610 | H6065X58-SP2/NVK24A-SR-TPC | H6065X58-SP2/NVK24A-SR-TPC |  | H6065X58-SP2 | / | NVK24A-SR-TPC | Actuator with emergency control function | 1 | Scenario 2 |  | PPK¦SelectPro¦VDI3805¦Internet_EU |  |  | H6065X58-SP2/NVK24A-SR-TPC | Globe valve (partial pressure-balanced) | 2100 kPa | 1000 kPa |  | EU\Inbox\Combinations\Folder..6/..7\ | 36
143410 | H640S+LVC24A-SR-TPC | H640S+LVC24A-SR-TPC |  | H640S | + | LVC24A-SR-TPC | Fast runner | 0 | Scenario 2 |  | PPK¦SelectPro¦VDI3805¦Internet_EU |  |  | H640S+LVC24A-SR-TPC | Globe valve | 140 kPa | 140 kPa |  | EU\Inbox\Combinations\Folder..6/..7\ | 34
143662 | H664S/NVK24A-SR-TPC | H664S/NVK24A-SR-TPC |  | H664S | / | NVK24A-SR-TPC | Actuator with emergency control function | 1 | Scenario 2 |  | PPK¦SelectPro¦VDI3805¦Internet_EU |  |  | H664S/NVK24A-SR-TPC | Globe valve | 130 kPa | 130 kPa |  | EU\Inbox\Combinations\Folder..6/..7\ | 35
143761 | H625R+NVKC24A-SR-TPC | H625R+NVKC24A-SR-TPC |  | H625R | + | NVKC24A-SR-TPC | Actuator with emergency control function | 1 | Scenario 2 |  | PPK¦SelectPro¦VDI3805¦Internet_EU |  |  | H625R+NVKC24A-SR-TPC | Globe valve | 600 kPa | 400 kPa |  | EU\Inbox\Combinations\Folder..6/..7\ | 35
143511 | H512B+NVKC24A-SR-TPC | H512B+NVKC24A-SR-TPC |  | H512B | + | NVKC24A-SR-TPC | Actuator with emergency control function | 1 | Scenario 2 |  | PPK¦SelectPro¦VDI3805¦Internet_EU |  |  | H512B+NVKC24A-SR-TPC | Globe valve | 1600 kPa | 400 kPa |  | EU\Inbox\Combinations\Folder..4/..5\ | 32
143561 | H6015XP4-S2+NVK24A-SR-TPC | H6015XP4-S2+NVK24A-SR-TPC |  | H6015XP4-S2 | + | NVK24A-SR-TPC | Actuator with emergency control function | 1 | Scenario 2 |  | PPK¦SelectPro¦VDI3805¦Internet_EU |  |  | H6015XP4-S2+NVK24A-SR-TPC | Globe valve | 2500 kPa | 1000 kPa |  | EU\Inbox\Combinations\Folder..6/..7\ | 35
143461 | H750N+LVC24A-SR-TPC | H750N+LVC24A-SR-TPC |  | H750N | + | LVC24A-SR-TPC | Fast runner | 0 | Scenario 2 |  | PPK¦SelectPro¦VDI3805¦Internet_EU |  |  | H750N+LVC24A-SR-TPC | Globe valve | 70 kPa | 70 kPa |  | EU\Inbox\Combinations\Folder..6/..7\ | 34
143712 | H614N/NVK24A-SR-TPC | H614N/NVK24A-SR-TPC |  | H614N | / | NVK24A-SR-TPC | Actuator with emergency control function | 1 | Scenario 2 |  | PPK¦SelectPro¦VDI3805¦Internet_EU |  |  | H614N/NVK24A-SR-TPC | Globe valve | 1600 kPa | 400 kPa |  | EU\Inbox\Combinations\Folder..6/..7\ | 34
143611 | H6065X58-SP2+NVKC24A-SR-TPC | H6065X58-SP2+NVKC24A-SR-TPC |  | H6065X58-SP2 | + | NVKC24A-SR-TPC | Actuator with emergency control function | 1 | Scenario 2 |  | PPK¦SelectPro¦VDI3805¦Internet_EU |  |  | H6065X58-SP2+NVKC24A-SR-TPC | Globe valve (partial pressure-balanced) | 2100 kPa | 1000 kPa |  | EU\Inbox\Combinations\Folder..6/..7\ | 36
143411 | H640S/LVC24A-SR-TPC | H640S/LVC24A-SR-TPC |  | H640S | / | LVC24A-SR-TPC | Fast runner | 0 | Scenario 2 |  | PPK¦SelectPro¦VDI3805¦Internet_EU |  |  | H640S/LVC24A-SR-TPC | Globe valve | 140 kPa | 140 kPa |  | EU\Inbox\Combinations\Folder..6/..7\ | 34
143663 | H664S+NVKC24A-SR-TPC | H664S+NVKC24A-SR-TPC |  | H664S | + | NVKC24A-SR-TPC | Actuator with emergency control function | 1 | Scenario 2 |  | PPK¦SelectPro¦VDI3805¦Internet_EU |  |  | H664S+NVKC24A-SR-TPC | Globe valve | 130 kPa | 130 kPa |  | EU\Inbox\Combinations\Folder..6/..7\ | 35
143762 | H625R/NVKC24A-SR-TPC | H625R/NVKC24A-SR-TPC |  | H625R | / | NVKC24A-SR-TPC | Actuator with emergency control function | 1 | Scenario 2 |  | PPK¦SelectPro¦VDI3805¦Internet_EU |  |  | H625R/NVKC24A-SR-TPC | Globe valve | 600 kPa | 400 kPa |  | EU\Inbox\Combinations\Folder..6/..7\ | 35
143512 | H512B/NVKC24A-SR-TPC | H512B/NVKC24A-SR-TPC |  | H512B | / | NVKC24A-SR-TPC | Actuator with emergency control function | 1 | Scenario 2 |  | PPK¦SelectPro¦VDI3805¦Internet_EU |  |  | H512B/NVKC24A-SR-TPC | Globe valve | 1600 kPa | 400 kPa |  | EU\Inbox\Combinations\Folder..4/..5\ | 32
143562 | H6015XP4-S2/NVK24A-SR-TPC | H6015XP4-S2/NVK24A-SR-TPC |  | H6015XP4-S2 | / | NVK24A-SR-TPC | Actuator with emergency control function | 1 | Scenario 2 |  | PPK¦SelectPro¦VDI3805¦Internet_EU |  |  | H6015XP4-S2/NVK24A-SR-TPC | Globe valve | 2500 kPa | 1000 kPa |  | EU\Inbox\Combinations\Folder..6/..7\ | 35
143462 | H750N/LVC24A-SR-TPC | H750N/LVC24A-SR-TPC |  | H750N | / | LVC24A-SR-TPC | Fast runner | 0 | Scenario 2 |  | PPK¦SelectPro¦VDI3805¦Internet_EU |  |  | H750N/LVC24A-SR-TPC | Globe valve | 70 kPa | 70 kPa |  | EU\Inbox\Combinations\Folder..6/..7\ | 34
143713 | H614N+NVKC24A-SR-TPC | H614N+NVKC24A-SR-TPC |  | H614N | + | NVKC24A-SR-TPC | Actuator with emergency control function | 1 | Scenario 2 |  | PPK¦SelectPro¦VDI3805¦Internet_EU |  |  | H614N+NVKC24A-SR-TPC | Globe valve | 1600 kPa | 400 kPa |  | EU\Inbox\Combinations\Folder..6/..7\ | 34
143018 | R2050-40-S4+SRC24A-SR | R2050-40-S4+SRC24A-SR |  | R2050-40-S4 | + | SRC24A-SR | Fast runner | 1 | Scenario 2 |  | PPK¦SelectPro¦VDI3805¦Internet_EU |  |  | R2050-40-S4+SRC24A-SR | Characterised control valve | 1400 kPa | 350 kPa |  | EU\Inbox\Combinations\Folder..2/..3\ | 36
143412 | H650N+LVC24A-SR-TPC | H650N+LVC24A-SR-TPC |  | H650N | + | LVC24A-SR-TPC | Fast runner | 0 | Scenario 2 |  | PPK¦SelectPro¦VDI3805¦Internet_EU |  |  | H650N+LVC24A-SR-TPC | Globe valve | 70 kPa | 70 kPa |  | EU\Inbox\Combinations\Folder..6/..7\ | 34
143612 | H6065X58-SP2/NVKC24A-SR-TPC | H6065X58-SP2/NVKC24A-SR-TPC |  | H6065X58-SP2 | / | NVKC24A-SR-TPC | Actuator with emergency control function | 1 | Scenario 2 |  | PPK¦SelectPro¦VDI3805¦Internet_EU |  |  | H6065X58-SP2/NVKC24A-SR-TPC | Globe valve (partial pressure-balanced) | 2100 kPa | 1000 kPa |  | EU\Inbox\Combinations\Folder..6/..7\ | 36
143664 | H664S/NVKC24A-SR-TPC | H664S/NVKC24A-SR-TPC |  | H664S | / | NVKC24A-SR-TPC | Actuator with emergency control function | 1 | Scenario 2 |  | PPK¦SelectPro¦VDI3805¦Internet_EU |  |  | H664S/NVKC24A-SR-TPC | Globe valve | 130 kPa | 130 kPa |  | EU\Inbox\Combinations\Folder..6/..7\ | 36
143763 | H625S+NVK24A-SR-TPC | H625S+NVK24A-SR-TPC |  | H625S | + | NVK24A-SR-TPC | Actuator with emergency control function | 1 | Scenario 2 |  | PPK¦SelectPro¦VDI3805¦Internet_EU |  |  | H625S+NVK24A-SR-TPC | Globe valve | 1300 kPa | 1000 kPa |  | EU\Inbox\Combinations\Folder..6/..7\ | 35
143513 | H513B+NVK24A-SR-TPC | H513B+NVK24A-SR-TPC |  | H513B | + | NVK24A-SR-TPC | Actuator with emergency control function | 1 | Scenario 2 |  | PPK¦SelectPro¦VDI3805¦Internet_EU |  |  | H513B+NVK24A-SR-TPC | Globe valve | 1600 kPa | 400 kPa |  | EU\Inbox\Combinations\Folder..4/..5\ | 34
143563 | H6015XP4-S2+NVKC24A-SR-TPC | H6015XP4-S2+NVKC24A-SR-TPC |  | H6015XP4-S2 | + | NVKC24A-SR-TPC | Actuator with emergency control function | 1 | Scenario 2 |  | PPK¦SelectPro¦VDI3805¦Internet_EU |  |  | H6015XP4-S2+NVKC24A-SR-TPC | Globe valve | 2500 kPa | 1000 kPa |  | EU\Inbox\Combinations\Folder..6/..7\ | 35
143463 | H750R+LVC24A-SR-TPC | H750R+LVC24A-SR-TPC |  | H750R | + | LVC24A-SR-TPC | Fast runner | 0 | Scenario 2 |  | PPK¦SelectPro¦VDI3805¦Internet_EU |  |  | H750R+LVC24A-SR-TPC | Globe valve | 70 kPa | 70 kPa |  | EU\Inbox\Combinations\Folder..6/..7\ | 34
143019 | R2050-40-S4/SRC24A-SR | R2050-40-S4/SRC24A-SR |  | R2050-40-S4 | / | SRC24A-SR | Fast runner | 1 | Scenario 2 |  | PPK¦SelectPro¦VDI3805¦Internet_EU |  |  | R2050-40-S4/SRC24A-SR | Characterised control valve | 1400 kPa | 350 kPa |  | EU\Inbox\Combinations\Folder..2/..3\ | 36
143714 | H614N/NVKC24A-SR-TPC | H614N/NVKC24A-SR-TPC |  | H614N | / | NVKC24A-SR-TPC | Actuator with emergency control function | 1 | Scenario 2 |  | PPK¦SelectPro¦VDI3805¦Internet_EU |  |  | H614N/NVKC24A-SR-TPC | Globe valve | 1600 kPa | 400 kPa |  | EU\Inbox\Combinations\Folder..6/..7\ | 34
143413 | H650N/LVC24A-SR-TPC | H650N/LVC24A-SR-TPC |  | H650N | / | LVC24A-SR-TPC | Fast runner | 0 | Scenario 2 |  | PPK¦SelectPro¦VDI3805¦Internet_EU |  |  | H650N/LVC24A-SR-TPC | Globe valve | 70 kPa | 70 kPa |  | EU\Inbox\Combinations\Folder..6/..7\ | 34
143613 | H6080X90-SP2+NVK24A-SR-TPC | H6080X90-SP2+NVK24A-SR-TPC |  | H6080X90-SP2 | + | NVK24A-SR-TPC | Actuator with emergency control function | 1 | Scenario 2 |  | PPK¦SelectPro¦VDI3805¦Internet_EU |  |  | H6080X90-SP2+NVK24A-SR-TPC | Globe valve (partial pressure-balanced) | 1600 kPa | 1000 kPa |  | EU\Inbox\Combinations\Folder..6/..7\ | 36
143665 | H6080X90-SP2+NVKC24A-SR-TPC | H6080X90-SP2+NVKC24A-SR-TPC |  | H6080X90-SP2 | + | NVKC24A-SR-TPC | Actuator with emergency control function | 1 | Scenario 2 |  | PPK¦SelectPro¦VDI3805¦Internet_EU |  |  | H6080X90-SP2+NVKC24A-SR-TPC | Globe valve (partial pressure-balanced) | 1600 kPa | 1000 kPa |  | EU\Inbox\Combinations\Folder..6/..7\ | 36
143764 | H625S/NVK24A-SR-TPC | H625S/NVK24A-SR-TPC |  | H625S | / | NVK24A-SR-TPC | Actuator with emergency control function | 1 | Scenario 2 |  | PPK¦SelectPro¦VDI3805¦Internet_EU |  |  | H625S/NVK24A-SR-TPC | Globe valve | 1300 kPa | 1000 kPa |  | EU\Inbox\Combinations\Folder..6/..7\ | 35
143514 | H513B/NVK24A-SR-TPC | H513B/NVK24A-SR-TPC |  | H513B | / | NVK24A-SR-TPC | Actuator with emergency control function | 1 | Scenario 2 |  | PPK¦SelectPro¦VDI3805¦Internet_EU |  |  | H513B/NVK24A-SR-TPC | Globe valve | 1600 kPa | 400 kPa |  | EU\Inbox\Combinations\Folder..4/..5\ | 34
143564 | H6015XP4-S2/NVKC24A-SR-TPC | H6015XP4-S2/NVKC24A-SR-TPC |  | H6015XP4-S2 | / | NVKC24A-SR-TPC | Actuator with emergency control function | 1 | Scenario 2 |  | PPK¦SelectPro¦VDI3805¦Internet_EU |  |  | H6015XP4-S2/NVKC24A-SR-TPC | Globe valve | 2500 kPa | 1000 kPa |  | EU\Inbox\Combinations\Folder..6/..7\ | 35
143464 | H750R/LVC24A-SR-TPC | H750R/LVC24A-SR-TPC |  | H750R | / | LVC24A-SR-TPC | Fast runner | 0 | Scenario 2 |  | PPK¦SelectPro¦VDI3805¦Internet_EU |  |  | H750R/LVC24A-SR-TPC | Globe valve | 70 kPa | 70 kPa |  | EU\Inbox\Combinations\Folder..6/..7\ | 34
143715 | H614R+NVK24A-SR-TPC | H614R+NVK24A-SR-TPC |  | H614R | + | NVK24A-SR-TPC | Actuator with emergency control function | 1 | Scenario 2 |  | PPK¦SelectPro¦VDI3805¦Internet_EU |  |  | H614R+NVK24A-SR-TPC | Globe valve | 600 kPa | 400 kPa |  | EU\Inbox\Combinations\Folder..6/..7\ | 34
143414 | H650R+LVC24A-SR-TPC | H650R+LVC24A-SR-TPC |  | H650R | + | LVC24A-SR-TPC | Fast runner | 0 | Scenario 2 |  | PPK¦SelectPro¦VDI3805¦Internet_EU |  |  | H650R+LVC24A-SR-TPC | Globe valve | 70 kPa | 70 kPa |  | EU\Inbox\Combinations\Folder..6/..7\ | 34
143666 | H6080X90-SP2/NVKC24A-SR-TPC | H6080X90-SP2/NVKC24A-SR-TPC |  | H6080X90-SP2 | / | NVKC24A-SR-TPC | Actuator with emergency control function | 1 | Scenario 2 |  | PPK¦SelectPro¦VDI3805¦Internet_EU |  |  | H6080X90-SP2/NVKC24A-SR-TPC | Globe valve (partial pressure-balanced) | 1600 kPa | 1000 kPa |  | EU\Inbox\Combinations\Folder..6/..7\ | 35
143765 | H625S+NVKC24A-SR-TPC | H625S+NVKC24A-SR-TPC |  | H625S | + | NVKC24A-SR-TPC | Actuator with emergency control function | 1 | Scenario 2 |  | PPK¦SelectPro¦VDI3805¦Internet_EU |  |  | H625S+NVKC24A-SR-TPC | Globe valve | 1300 kPa | 1000 kPa |  | EU\Inbox\Combinations\Folder..6/..7\ | 36
143614 | H6080X90-SP2/NVK24A-SR-TPC | H6080X90-SP2/NVK24A-SR-TPC |  | H6080X90-SP2 | / | NVK24A-SR-TPC | Actuator with emergency control function | 1 | Scenario 2 |  | PPK¦SelectPro¦VDI3805¦Internet_EU |  |  | H6080X90-SP2/NVK24A-SR-TPC | Globe valve (partial pressure-balanced) | 1600 kPa | 1000 kPa |  | EU\Inbox\Combinations\Folder..6/..7\ | 36
143515 | H513B+NVKC24A-SR-TPC | H513B+NVKC24A-SR-TPC |  | H513B | + | NVKC24A-SR-TPC | Actuator with emergency control function | 1 | Scenario 2 |  | PPK¦SelectPro¦VDI3805¦Internet_EU |  |  | H513B+NVKC24A-SR-TPC | Globe valve | 1600 kPa | 400 kPa |  | EU\Inbox\Combinations\Folder..4/..5\ | 34
143565 | H6015XP63-S2+NVK24A-SR-TPC | H6015XP63-S2+NVK24A-SR-TPC |  | H6015XP63-S2 | + | NVK24A-SR-TPC | Actuator with emergency control function | 1 | Scenario 2 |  | PPK¦SelectPro¦VDI3805¦Internet_EU |  |  | H6015XP63-S2+NVK24A-SR-TPC | Globe valve | 2500 kPa | 1000 kPa |  | EU\Inbox\Combinations\Folder..6/..7\ | 35
143465 | H411B+NVK24A-SR-TPC | H411B+NVK24A-SR-TPC |  | H411B | + | NVK24A-SR-TPC | Actuator with emergency control function | 1 | Scenario 2 |  | PPK¦SelectPro¦VDI3805¦Internet_EU |  |  | H411B+NVK24A-SR-TPC | Globe valve | 1600 kPa | 400 kPa |  | EU\Inbox\Combinations\Folder..4/..5\ | 33
143716 | H614R/NVK24A-SR-TPC | H614R/NVK24A-SR-TPC |  | H614R | / | NVK24A-SR-TPC | Actuator with emergency control function | 1 | Scenario 2 |  | PPK¦SelectPro¦VDI3805¦Internet_EU |  |  | H614R/NVK24A-SR-TPC | Globe valve | 600 kPa | 400 kPa |  | EU\Inbox\Combinations\Folder..6/..7\ | 34
143415 | H650R/LVC24A-SR-TPC | H650R/LVC24A-SR-TPC |  | H650R | / | LVC24A-SR-TPC | Fast runner | 0 | Scenario 2 |  | PPK¦SelectPro¦VDI3805¦Internet_EU |  |  | H650R/LVC24A-SR-TPC | Globe valve | 70 kPa | 70 kPa |  | EU\Inbox\Combinations\Folder..6/..7\ | 34
143766 | H625S/NVKC24A-SR-TPC | H625S/NVKC24A-SR-TPC |  | H625S | / | NVKC24A-SR-TPC | Actuator with emergency control function | 1 | Scenario 2 |  | PPK¦SelectPro¦VDI3805¦Internet_EU |  |  | H625S/NVKC24A-SR-TPC | Globe valve | 1300 kPa | 1000 kPa |  | EU\Inbox\Combinations\Folder..6/..7\ | 36
143667 | H6100X125-SP2+NVK24A-SR-TPC | H6100X125-SP2+NVK24A-SR-TPC |  | H6100X125-SP2 | + | NVK24A-SR-TPC | Actuator with emergency control function | 1 | Scenario 2 |  | PPK¦SelectPro¦VDI3805¦Internet_EU |  |  | H6100X125-SP2+NVK24A-SR-TPC | Globe valve (partial pressure-balanced) | 1000 kPa | 1000 kPa |  | EU\Inbox\Combinations\Folder..6/..7\ | 35
143615 | H632R+NVKC24A-SR-TPC | H632R+NVKC24A-SR-TPC |  | H632R | + | NVKC24A-SR-TPC | Actuator with emergency control function | 1 | Scenario 2 |  | PPK¦SelectPro¦VDI3805¦Internet_EU |  |  | H632R+NVKC24A-SR-TPC | Globe valve | 600 kPa | 400 kPa |  | EU\Inbox\Combinations\Folder..6/..7\ | 35
143566 | H6015XP63-S2/NVK24A-SR-TPC | H6015XP63-S2/NVK24A-SR-TPC |  | H6015XP63-S2 | / | NVK24A-SR-TPC | Actuator with emergency control function | 1 | Scenario 2 |  | PPK¦SelectPro¦VDI3805¦Internet_EU |  |  | H6015XP63-S2/NVK24A-SR-TPC | Globe valve | 2500 kPa | 1000 kPa |  | EU\Inbox\Combinations\Folder..6/..7\ | 35
143466 | H411B/NVK24A-SR-TPC | H411B/NVK24A-SR-TPC |  | H411B | / | NVK24A-SR-TPC | Actuator with emergency control function | 1 | Scenario 2 |  | PPK¦SelectPro¦VDI3805¦Internet_EU |  |  | H411B/NVK24A-SR-TPC | Globe valve | 1600 kPa | 400 kPa |  | EU\Inbox\Combinations\Folder..4/..5\ | 33
143516 | H513B/NVKC24A-SR-TPC | H513B/NVKC24A-SR-TPC |  | H513B | / | NVKC24A-SR-TPC | Actuator with emergency control function | 1 | Scenario 2 |  | PPK¦SelectPro¦VDI3805¦Internet_EU |  |  | H513B/NVKC24A-SR-TPC | Globe valve | 1600 kPa | 400 kPa |  | EU\Inbox\Combinations\Folder..4/..5\ | 34
143416 | H650S+LVC24A-SR-TPC | H650S+LVC24A-SR-TPC |  | H650S | + | LVC24A-SR-TPC | Fast runner | 0 | Scenario 2 |  | PPK¦SelectPro¦VDI3805¦Internet_EU |  |  | H650S+LVC24A-SR-TPC | Globe valve | 60 kPa | 60 kPa |  | EU\Inbox\Combinations\Folder..6/..7\ | 34
143717 | H614R+NVKC24A-SR-TPC | H614R+NVKC24A-SR-TPC |  | H614R | + | NVKC24A-SR-TPC | Actuator with emergency control function | 1 | Scenario 2 |  | PPK¦SelectPro¦VDI3805¦Internet_EU |  |  | H614R+NVKC24A-SR-TPC | Globe valve | 600 kPa | 400 kPa |  | EU\Inbox\Combinations\Folder..6/..7\ | 34
143767 | H632N+NVK24A-SR-TPC | H632N+NVK24A-SR-TPC |  | H632N | + | NVK24A-SR-TPC | Actuator with emergency control function | 1 | Scenario 2 |  | PPK¦SelectPro¦VDI3805¦Internet_EU |  |  | H632N+NVK24A-SR-TPC | Globe valve | 1000 kPa | 400 kPa |  | EU\Inbox\Combinations\Folder..6/..7\ | 36
143668 | H6100X125-SP2/NVK24A-SR-TPC | H6100X125-SP2/NVK24A-SR-TPC |  | H6100X125-SP2 | / | NVK24A-SR-TPC | Actuator with emergency control function | 1 | Scenario 2 |  | PPK¦SelectPro¦VDI3805¦Internet_EU |  |  | H6100X125-SP2/NVK24A-SR-TPC | Globe valve (partial pressure-balanced) | 1000 kPa | 1000 kPa |  | EU\Inbox\Combinations\Folder..6/..7\ | 34
143616 | H632R/NVKC24A-SR-TPC | H632R/NVKC24A-SR-TPC |  | H632R | / | NVKC24A-SR-TPC | Actuator with emergency control function | 1 | Scenario 2 |  | PPK¦SelectPro¦VDI3805¦Internet_EU |  |  | H632R/NVKC24A-SR-TPC | Globe valve | 600 kPa | 400 kPa |  | EU\Inbox\Combinations\Folder..6/..7\ | 35
143567 | H6015XP63-S2+NVKC24A-SR-TPC | H6015XP63-S2+NVKC24A-SR-TPC |  | H6015XP63-S2 | + | NVKC24A-SR-TPC | Actuator with emergency control function | 1 | Scenario 2 |  | PPK¦SelectPro¦VDI3805¦Internet_EU |  |  | H6015XP63-S2+NVKC24A-SR-TPC | Globe valve | 2500 kPa | 1000 kPa |  | EU\Inbox\Combinations\Folder..6/..7\ | 35
143517 | H514B+NVK24A-SR-TPC | H514B+NVK24A-SR-TPC |  | H514B | + | NVK24A-SR-TPC | Actuator with emergency control function | 1 | Scenario 2 |  | PPK¦SelectPro¦VDI3805¦Internet_EU |  |  | H514B+NVK24A-SR-TPC | Globe valve | 1600 kPa | 400 kPa |  | EU\Inbox\Combinations\Folder..4/..5\ | 34
143467 | H411B+NVKC24A-SR-TPC | H411B+NVKC24A-SR-TPC |  | H411B | + | NVKC24A-SR-TPC | Actuator with emergency control function | 1 | Scenario 2 |  | PPK¦SelectPro¦VDI3805¦Internet_EU |  |  | H411B+NVKC24A-SR-TPC | Globe valve | 1600 kPa | 400 kPa |  | EU\Inbox\Combinations\Folder..4/..5\ | 33
143417 | H650S/LVC24A-SR-TPC | H650S/LVC24A-SR-TPC |  | H650S | / | LVC24A-SR-TPC | Fast runner | 0 | Scenario 2 |  | PPK¦SelectPro¦VDI3805¦Internet_EU |  |  | H650S/LVC24A-SR-TPC | Globe valve | 60 kPa | 60 kPa |  | EU\Inbox\Combinations\Folder..6/..7\ | 34
143718 | H614R/NVKC24A-SR-TPC | H614R/NVKC24A-SR-TPC |  | H614R | / | NVKC24A-SR-TPC | Actuator with emergency control function | 1 | Scenario 2 |  | PPK¦SelectPro¦VDI3805¦Internet_EU |  |  | H614R/NVKC24A-SR-TPC | Globe valve | 600 kPa | 400 kPa |  | EU\Inbox\Combinations\Folder..6/..7\ | 34
143669 | H6100X125-SP2+NVKC24A-SR-TPC | H6100X125-SP2+NVKC24A-SR-TPC |  | H6100X125-SP2 | + | NVKC24A-SR-TPC | Actuator with emergency control function | 1 | Scenario 2 |  | PPK¦SelectPro¦VDI3805¦Internet_EU |  |  | H6100X125-SP2+NVKC24A-SR-TPC | Globe valve (partial pressure-balanced) | 1000 kPa | 1000 kPa |  | EU\Inbox\Combinations\Folder..6/..7\ | 33
143768 | H632N/NVK24A-SR-TPC | H632N/NVK24A-SR-TPC |  | H632N | / | NVK24A-SR-TPC | Actuator with emergency control function | 1 | Scenario 2 |  | PPK¦SelectPro¦VDI3805¦Internet_EU |  |  | H632N/NVK24A-SR-TPC | Globe valve | 1000 kPa | 400 kPa |  | EU\Inbox\Combinations\Folder..6/..7\ | 34
143617 | H632S+NVK24A-SR-TPC | H632S+NVK24A-SR-TPC |  | H632S | + | NVK24A-SR-TPC | Actuator with emergency control function | 1 | Scenario 2 |  | PPK¦SelectPro¦VDI3805¦Internet_EU |  |  | H632S+NVK24A-SR-TPC | Globe valve | 950 kPa | 950 kPa |  | EU\Inbox\Combinations\Folder..6/..7\ | 36
143568 | H6015XP63-S2/NVKC24A-SR-TPC | H6015XP63-S2/NVKC24A-SR-TPC |  | H6015XP63-S2 | / | NVKC24A-SR-TPC | Actuator with emergency control function | 1 | Scenario 2 |  | PPK¦SelectPro¦VDI3805¦Internet_EU |  |  | H6015XP63-S2/NVKC24A-SR-TPC | Globe valve | 2500 kPa | 1000 kPa |  | EU\Inbox\Combinations\Folder..6/..7\ | 35
143518 | H514B/NVK24A-SR-TPC | H514B/NVK24A-SR-TPC |  | H514B | / | NVK24A-SR-TPC | Actuator with emergency control function | 1 | Scenario 2 |  | PPK¦SelectPro¦VDI3805¦Internet_EU |  |  | H514B/NVK24A-SR-TPC | Globe valve | 1600 kPa | 400 kPa |  | EU\Inbox\Combinations\Folder..4/..5\ | 34
143468 | H411B/NVKC24A-SR-TPC | H411B/NVKC24A-SR-TPC |  | H411B | / | NVKC24A-SR-TPC | Actuator with emergency control function | 1 | Scenario 2 |  | PPK¦SelectPro¦VDI3805¦Internet_EU |  |  | H411B/NVKC24A-SR-TPC | Globe valve | 1600 kPa | 400 kPa |  | EU\Inbox\Combinations\Folder..4/..5\ | 33
143418 | H711N+LVC24A-SR-TPC | H711N+LVC24A-SR-TPC |  | H711N | + | LVC24A-SR-TPC | Fast runner | 1 | Scenario 2 |  | PPK¦SelectPro¦VDI3805¦Internet_EU |  |  | H711N+LVC24A-SR-TPC | Globe valve | 1300 kPa | 400 kPa |  | EU\Inbox\Combinations\Folder..6/..7\ | 34
143719 | H614S+NVK24A-SR-TPC | H614S+NVK24A-SR-TPC |  | H614S | + | NVK24A-SR-TPC | Actuator with emergency control function | 1 | Scenario 2 |  | PPK¦SelectPro¦VDI3805¦Internet_EU |  |  | H614S+NVK24A-SR-TPC | Globe valve | 1600 kPa | 1000 kPa |  | EU\Inbox\Combinations\Folder..6/..7\ | 34
143670 | H6100X125-SP2/NVKC24A-SR-TPC | H6100X125-SP2/NVKC24A-SR-TPC |  | H6100X125-SP2 | / | NVKC24A-SR-TPC | Actuator with emergency control function | 1 | Scenario 2 |  | PPK¦SelectPro¦VDI3805¦Internet_EU |  |  | H6100X125-SP2/NVKC24A-SR-TPC | Globe valve (partial pressure-balanced) | 1000 kPa | 1000 kPa |  | EU\Inbox\Combinations\Folder..6/..7\ | 33
143769 | H632N+NVKC24A-SR-TPC | H632N+NVKC24A-SR-TPC |  | H632N | + | NVKC24A-SR-TPC | Actuator with emergency control function | 1 | Scenario 2 |  | PPK¦SelectPro¦VDI3805¦Internet_EU |  |  | H632N+NVKC24A-SR-TPC | Globe valve | 1000 kPa | 400 kPa |  | EU\Inbox\Combinations\Folder..6/..7\ | 36
143618 | H632S/NVK24A-SR-TPC | H632S/NVK24A-SR-TPC |  | H632S | / | NVK24A-SR-TPC | Actuator with emergency control function | 1 | Scenario 2 |  | PPK¦SelectPro¦VDI3805¦Internet_EU |  |  | H632S/NVK24A-SR-TPC | Globe valve | 950 kPa | 950 kPa |  | EU\Inbox\Combinations\Folder..6/..7\ | 35
143569 | H6020X4-S2+NVK24A-SR-TPC | H6020X4-S2+NVK24A-SR-TPC |  | H6020X4-S2 | + | NVK24A-SR-TPC | Actuator with emergency control function | 1 | Scenario 2 |  | PPK¦SelectPro¦VDI3805¦Internet_EU |  |  | H6020X4-S2+NVK24A-SR-TPC | Globe valve | 2200 kPa | 1000 kPa |  | EU\Inbox\Combinations\Folder..6/..7\ | 36
143519 | H514B+NVKC24A-SR-TPC | H514B+NVKC24A-SR-TPC |  | H514B | + | NVKC24A-SR-TPC | Actuator with emergency control function | 1 | Scenario 2 |  | PPK¦SelectPro¦VDI3805¦Internet_EU |  |  | H514B+NVKC24A-SR-TPC | Globe valve | 1600 kPa | 400 kPa |  | EU\Inbox\Combinations\Folder..4/..5\ | 34
143469 | H412B+NVK24A-SR-TPC | H412B+NVK24A-SR-TPC |  | H412B | + | NVK24A-SR-TPC | Actuator with emergency control function | 1 | Scenario 2 |  | PPK¦SelectPro¦VDI3805¦Internet_EU |  |  | H412B+NVK24A-SR-TPC | Globe valve | 1600 kPa | 400 kPa |  | EU\Inbox\Combinations\Folder..4/..5\ | 33
143129 | H665S+AVK230A-3 | H665S+AVK230A-3 |  | H665S | + | AVK230A-3 | Actuator with emergency control function | 1 | Scenario 2 |  | PPK¦SelectPro¦VDI3805¦Internet_EU |  |  | H665S+AVK230A-3 | Globe valve | 400 kPa | 400 kPa |  | EU\Inbox\Combinations\Folder..6/..7\ | 38
143419 | H711N/LVC24A-SR-TPC | H711N/LVC24A-SR-TPC |  | H711N | / | LVC24A-SR-TPC | Fast runner | 1 | Scenario 2 |  | PPK¦SelectPro¦VDI3805¦Internet_EU |  |  | H711N/LVC24A-SR-TPC | Globe valve | 1300 kPa | 400 kPa |  | EU\Inbox\Combinations\Folder..6/..7\ | 34
143720 | H614S/NVK24A-SR-TPC | H614S/NVK24A-SR-TPC |  | H614S | / | NVK24A-SR-TPC | Actuator with emergency control function | 1 | Scenario 2 |  | PPK¦SelectPro¦VDI3805¦Internet_EU |  |  | H614S/NVK24A-SR-TPC | Globe valve | 1600 kPa | 1000 kPa |  | EU\Inbox\Combinations\Folder..6/..7\ | 34
143671 | H610S+NVK24A-SR-TPC | H610S+NVK24A-SR-TPC |  | H610S | + | NVK24A-SR-TPC | Actuator with emergency control function | 1 | Scenario 2 |  | PPK¦SelectPro¦VDI3805¦Internet_EU |  |  | H610S+NVK24A-SR-TPC | Globe valve | 1600 kPa | 1000 kPa |  | EU\Inbox\Combinations\Folder..6/..7\ | 33
143770 | H632N/NVKC24A-SR-TPC | H632N/NVKC24A-SR-TPC |  | H632N | / | NVKC24A-SR-TPC | Actuator with emergency control function | 1 | Scenario 2 |  | PPK¦SelectPro¦VDI3805¦Internet_EU |  |  | H632N/NVKC24A-SR-TPC | Globe valve | 1000 kPa | 400 kPa |  | EU\Inbox\Combinations\Folder..6/..7\ | 35
143619 | H632S+NVKC24A-SR-TPC | H632S+NVKC24A-SR-TPC |  | H632S | + | NVKC24A-SR-TPC | Actuator with emergency control function | 1 | Scenario 2 |  | PPK¦SelectPro¦VDI3805¦Internet_EU |  |  | H632S+NVKC24A-SR-TPC | Globe valve | 950 kPa | 950 kPa |  | EU\Inbox\Combinations\Folder..6/..7\ | 36
143570 | H6020X4-S2/NVK24A-SR-TPC | H6020X4-S2/NVK24A-SR-TPC |  | H6020X4-S2 | / | NVK24A-SR-TPC | Actuator with emergency control function | 1 | Scenario 2 |  | PPK¦SelectPro¦VDI3805¦Internet_EU |  |  | H6020X4-S2/NVK24A-SR-TPC | Globe valve | 2200 kPa | 1000 kPa |  | EU\Inbox\Combinations\Folder..6/..7\ | 36
143470 | H412B/NVK24A-SR-TPC | H412B/NVK24A-SR-TPC |  | H412B | / | NVK24A-SR-TPC | Actuator with emergency control function | 1 | Scenario 2 |  | PPK¦SelectPro¦VDI3805¦Internet_EU |  |  | H412B/NVK24A-SR-TPC | Globe valve | 1600 kPa | 400 kPa |  | EU\Inbox\Combinations\Folder..4/..5\ | 33
143520 | H514B/NVKC24A-SR-TPC | H514B/NVKC24A-SR-TPC |  | H514B | / | NVKC24A-SR-TPC | Actuator with emergency control function | 1 | Scenario 2 |  | PPK¦SelectPro¦VDI3805¦Internet_EU |  |  | H514B/NVKC24A-SR-TPC | Globe valve | 1600 kPa | 400 kPa |  | EU\Inbox\Combinations\Folder..4/..5\ | 34
143130 | H665S+AVK24A-3-TPC | H665S+AVK24A-3-TPC |  | H665S | + | AVK24A-3-TPC | Actuator with emergency control function | 1 | Scenario 2 |  | PPK¦SelectPro¦VDI3805¦Internet_EU |  |  | H665S+AVK24A-3-TPC | Globe valve | 400 kPa | 400 kPa |  | EU\Inbox\Combinations\Folder..6/..7\ | 38
143420 | H711R+LVC24A-SR-TPC | H711R+LVC24A-SR-TPC |  | H711R | + | LVC24A-SR-TPC | Fast runner | 1 | Scenario 2 |  | PPK¦SelectPro¦VDI3805¦Internet_EU |  |  | H711R+LVC24A-SR-TPC | Globe valve | 600 kPa | 400 kPa |  | EU\Inbox\Combinations\Folder..6/..7\ | 34
143721 | H614S+NVKC24A-SR-TPC | H614S+NVKC24A-SR-TPC |  | H614S | + | NVKC24A-SR-TPC | Actuator with emergency control function | 1 | Scenario 2 |  | PPK¦SelectPro¦VDI3805¦Internet_EU |  |  | H614S+NVKC24A-SR-TPC | Globe valve | 1600 kPa | 1000 kPa |  | EU\Inbox\Combinations\Folder..6/..7\ | 34
143672 | H610S/NVK24A-SR-TPC | H610S/NVK24A-SR-TPC |  | H610S | / | NVK24A-SR-TPC | Actuator with emergency control function | 1 | Scenario 2 |  | PPK¦SelectPro¦VDI3805¦Internet_EU |  |  | H610S/NVK24A-SR-TPC | Globe valve | 1600 kPa | 1000 kPa |  | EU\Inbox\Combinations\Folder..6/..7\ | 33
143771 | H632R+NVK24A-SR-TPC | H632R+NVK24A-SR-TPC |  | H632R | + | NVK24A-SR-TPC | Actuator with emergency control function | 1 | Scenario 2 |  | PPK¦SelectPro¦VDI3805¦Internet_EU |  |  | H632R+NVK24A-SR-TPC | Globe valve | 600 kPa | 400 kPa |  | EU\Inbox\Combinations\Folder..6/..7\ | 35
143620 | H632S/NVKC24A-SR-TPC | H632S/NVKC24A-SR-TPC |  | H632S | / | NVKC24A-SR-TPC | Actuator with emergency control function | 1 | Scenario 2 |  | PPK¦SelectPro¦VDI3805¦Internet_EU |  |  | H632S/NVKC24A-SR-TPC | Globe valve | 950 kPa | 950 kPa |  | EU\Inbox\Combinations\Folder..6/..7\ | 34
143571 | H6020X4-S2+NVKC24A-SR-TPC | H6020X4-S2+NVKC24A-SR-TPC |  | H6020X4-S2 | + | NVKC24A-SR-TPC | Actuator with emergency control function | 1 | Scenario 2 |  | PPK¦SelectPro¦VDI3805¦Internet_EU |  |  | H6020X4-S2+NVKC24A-SR-TPC | Globe valve | 2200 kPa | 1000 kPa |  | EU\Inbox\Combinations\Folder..6/..7\ | 36
143471 | H412B+NVKC24A-SR-TPC | H412B+NVKC24A-SR-TPC |  | H412B | + | NVKC24A-SR-TPC | Actuator with emergency control function | 1 | Scenario 2 |  | PPK¦SelectPro¦VDI3805¦Internet_EU |  |  | H412B+NVKC24A-SR-TPC | Globe valve | 1600 kPa | 400 kPa |  | EU\Inbox\Combinations\Folder..4/..5\ | 32
143421 | H711R/LVC24A-SR-TPC | H711R/LVC24A-SR-TPC |  | H711R | / | LVC24A-SR-TPC | Fast runner | 1 | Scenario 2 |  | PPK¦SelectPro¦VDI3805¦Internet_EU |  |  | H711R/LVC24A-SR-TPC | Globe valve | 600 kPa | 400 kPa |  | EU\Inbox\Combinations\Folder..6/..7\ | 34
143521 | H515B+NVK24A-SR-TPC | H515B+NVK24A-SR-TPC |  | H515B | + | NVK24A-SR-TPC | Actuator with emergency control function | 1 | Scenario 2 |  | PPK¦SelectPro¦VDI3805¦Internet_EU |  |  | H515B+NVK24A-SR-TPC | Globe valve | 1600 kPa | 400 kPa |  | EU\Inbox\Combinations\Folder..4/..5\ | 34
143722 | H614S/NVKC24A-SR-TPC | H614S/NVKC24A-SR-TPC |  | H614S | / | NVKC24A-SR-TPC | Actuator with emergency control function | 1 | Scenario 2 |  | PPK¦SelectPro¦VDI3805¦Internet_EU |  |  | H614S/NVKC24A-SR-TPC | Globe valve | 1600 kPa | 1000 kPa |  | EU\Inbox\Combinations\Folder..6/..7\ | 34
143673 | H610S+NVKC24A-SR-TPC | H610S+NVKC24A-SR-TPC |  | H610S | + | NVKC24A-SR-TPC | Actuator with emergency control function | 1 | Scenario 2 |  | PPK¦SelectPro¦VDI3805¦Internet_EU |  |  | H610S+NVKC24A-SR-TPC | Globe valve | 1600 kPa | 1000 kPa |  | EU\Inbox\Combinations\Folder..6/..7\ | 33
143772 | H632R/NVK24A-SR-TPC | H632R/NVK24A-SR-TPC |  | H632R | / | NVK24A-SR-TPC | Actuator with emergency control function | 1 | Scenario 2 |  | PPK¦SelectPro¦VDI3805¦Internet_EU |  |  | H632R/NVK24A-SR-TPC | Globe valve | 600 kPa | 400 kPa |  | EU\Inbox\Combinations\Folder..6/..7\ | 35
143621 | H640N+NVK24A-SR-TPC | H640N+NVK24A-SR-TPC |  | H640N | + | NVK24A-SR-TPC | Actuator with emergency control function | 1 | Scenario 2 |  | PPK¦SelectPro¦VDI3805¦Internet_EU |  |  | H640N+NVK24A-SR-TPC | Globe valve | 500 kPa | 400 kPa |  | EU\Inbox\Combinations\Folder..6/..7\ | 36
143572 | H6020X4-S2/NVKC24A-SR-TPC | H6020X4-S2/NVKC24A-SR-TPC |  | H6020X4-S2 | / | NVKC24A-SR-TPC | Actuator with emergency control function | 1 | Scenario 2 |  | PPK¦SelectPro¦VDI3805¦Internet_EU |  |  | H6020X4-S2/NVKC24A-SR-TPC | Globe valve | 2200 kPa | 1000 kPa |  | EU\Inbox\Combinations\Folder..6/..7\ | 36
143472 | H412B/NVKC24A-SR-TPC | H412B/NVKC24A-SR-TPC |  | H412B | / | NVKC24A-SR-TPC | Actuator with emergency control function | 1 | Scenario 2 |  | PPK¦SelectPro¦VDI3805¦Internet_EU |  |  | H412B/NVKC24A-SR-TPC | Globe valve | 1600 kPa | 400 kPa |  | EU\Inbox\Combinations\Folder..4/..5\ | 32
143422 | H712N+LVC24A-SR-TPC | H712N+LVC24A-SR-TPC |  | H712N | + | LVC24A-SR-TPC | Fast runner | 1 | Scenario 2 |  | PPK¦SelectPro¦VDI3805¦Internet_EU |  |  | H712N+LVC24A-SR-TPC | Globe valve | 1300 kPa | 400 kPa |  | EU\Inbox\Combinations\Folder..6/..7\ | 34
143522 | H515B/NVK24A-SR-TPC | H515B/NVK24A-SR-TPC |  | H515B | / | NVK24A-SR-TPC | Actuator with emergency control function | 1 | Scenario 2 |  | PPK¦SelectPro¦VDI3805¦Internet_EU |  |  | H515B/NVK24A-SR-TPC | Globe valve | 1600 kPa | 400 kPa |  | EU\Inbox\Combinations\Folder..4/..5\ | 34
143723 | H615N+NVK24A-SR-TPC | H615N+NVK24A-SR-TPC |  | H615N | + | NVK24A-SR-TPC | Actuator with emergency control function | 1 | Scenario 2 |  | PPK¦SelectPro¦VDI3805¦Internet_EU |  |  | H615N+NVK24A-SR-TPC | Globe valve | 1600 kPa | 400 kPa |  | EU\Inbox\Combinations\Folder..6/..7\ | 34
143674 | H610S/NVKC24A-SR-TPC | H610S/NVKC24A-SR-TPC |  | H610S | / | NVKC24A-SR-TPC | Actuator with emergency control function | 1 | Scenario 2 |  | PPK¦SelectPro¦VDI3805¦Internet_EU |  |  | H610S/NVKC24A-SR-TPC | Globe valve | 1600 kPa | 1000 kPa |  | EU\Inbox\Combinations\Folder..6/..7\ | 33
143773 | H411B+NVC24A-SR-TPC | H411B+NVC24A-SR-TPC |  | H411B | + | NVC24A-SR-TPC | Fast runner | 0 | Scenario 2 |  | PPK¦SelectPro¦VDI3805¦Internet_EU |  |  | H411B+NVC24A-SR-TPC | Globe valve | 1600 kPa | 400 kPa |  | EU\Inbox\Combinations\Folder..4/..5\ | 31
143622 | H640N/NVK24A-SR-TPC | H640N/NVK24A-SR-TPC |  | H640N | / | NVK24A-SR-TPC | Actuator with emergency control function | 1 | Scenario 2 |  | PPK¦SelectPro¦VDI3805¦Internet_EU |  |  | H640N/NVK24A-SR-TPC | Globe valve | 500 kPa | 400 kPa |  | EU\Inbox\Combinations\Folder..6/..7\ | 35
143573 | H6020X6P3-S2+NVK24A-SR-TPC | H6020X6P3-S2+NVK24A-SR-TPC |  | H6020X6P3-S2 | + | NVK24A-SR-TPC | Actuator with emergency control function | 1 | Scenario 2 |  | PPK¦SelectPro¦VDI3805¦Internet_EU |  |  | H6020X6P3-S2+NVK24A-SR-TPC | Globe valve | 1500 kPa | 1000 kPa |  | EU\Inbox\Combinations\Folder..6/..7\ | 36
143473 | H413B+NVK24A-SR-TPC | H413B+NVK24A-SR-TPC |  | H413B | + | NVK24A-SR-TPC | Actuator with emergency control function | 1 | Scenario 2 |  | PPK¦SelectPro¦VDI3805¦Internet_EU |  |  | H413B+NVK24A-SR-TPC | Globe valve | 1600 kPa | 400 kPa |  | EU\Inbox\Combinations\Folder..4/..5\ | 32
143423 | H712N/LVC24A-SR-TPC | H712N/LVC24A-SR-TPC |  | H712N | / | LVC24A-SR-TPC | Fast runner | 1 | Scenario 2 |  | PPK¦SelectPro¦VDI3805¦Internet_EU |  |  | H712N/LVC24A-SR-TPC | Globe valve | 1300 kPa | 400 kPa |  | EU\Inbox\Combinations\Folder..6/..7\ | 34
143724 | H615N/NVK24A-SR-TPC | H615N/NVK24A-SR-TPC |  | H615N | / | NVK24A-SR-TPC | Actuator with emergency control function | 1 | Scenario 2 |  | PPK¦SelectPro¦VDI3805¦Internet_EU |  |  | H615N/NVK24A-SR-TPC | Globe valve | 1600 kPa | 400 kPa |  | EU\Inbox\Combinations\Folder..6/..7\ | 34
143523 | H515B+NVKC24A-SR-TPC | H515B+NVKC24A-SR-TPC |  | H515B | + | NVKC24A-SR-TPC | Actuator with emergency control function | 1 | Scenario 2 |  | PPK¦SelectPro¦VDI3805¦Internet_EU |  |  | H515B+NVKC24A-SR-TPC | Globe valve | 1600 kPa | 400 kPa |  | EU\Inbox\Combinations\Folder..4/..5\ | 34
143774 | H411B/NVC24A-SR-TPC | H411B/NVC24A-SR-TPC |  | H411B | / | NVC24A-SR-TPC | Fast runner | 0 | Scenario 2 |  | PPK¦SelectPro¦VDI3805¦Internet_EU |  |  | H411B/NVC24A-SR-TPC | Globe valve | 1600 kPa | 400 kPa |  | EU\Inbox\Combinations\Folder..4/..5\ | 31
143675 | H611N+NVK24A-SR-TPC | H611N+NVK24A-SR-TPC |  | H611N | + | NVK24A-SR-TPC | Actuator with emergency control function | 1 | Scenario 2 |  | PPK¦SelectPro¦VDI3805¦Internet_EU |  |  | H611N+NVK24A-SR-TPC | Globe valve | 1600 kPa | 400 kPa |  | EU\Inbox\Combinations\Folder..6/..7\ | 33
143623 | H640N+NVKC24A-SR-TPC | H640N+NVKC24A-SR-TPC |  | H640N | + | NVKC24A-SR-TPC | Actuator with emergency control function | 1 | Scenario 2 |  | PPK¦SelectPro¦VDI3805¦Internet_EU |  |  | H640N+NVKC24A-SR-TPC | Globe valve | 500 kPa | 400 kPa |  | EU\Inbox\Combinations\Folder..6/..7\ | 35
143574 | H6020X6P3-S2/NVK24A-SR-TPC | H6020X6P3-S2/NVK24A-SR-TPC |  | H6020X6P3-S2 | / | NVK24A-SR-TPC | Actuator with emergency control function | 1 | Scenario 2 |  | PPK¦SelectPro¦VDI3805¦Internet_EU |  |  | H6020X6P3-S2/NVK24A-SR-TPC | Globe valve | 1500 kPa | 1000 kPa |  | EU\Inbox\Combinations\Folder..6/..7\ | 36
143474 | H413B/NVK24A-SR-TPC | H413B/NVK24A-SR-TPC |  | H413B | / | NVK24A-SR-TPC | Actuator with emergency control function | 1 | Scenario 2 |  | PPK¦SelectPro¦VDI3805¦Internet_EU |  |  | H413B/NVK24A-SR-TPC | Globe valve | 1600 kPa | 400 kPa |  | EU\Inbox\Combinations\Folder..4/..5\ | 32
143424 | H712R+LVC24A-SR-TPC | H712R+LVC24A-SR-TPC |  | H712R | + | LVC24A-SR-TPC | Fast runner | 1 | Scenario 2 |  | PPK¦SelectPro¦VDI3805¦Internet_EU |  |  | H712R+LVC24A-SR-TPC | Globe valve | 600 kPa | 400 kPa |  | EU\Inbox\Combinations\Folder..6/..7\ | 34
143775 | H412B+NVC24A-SR-TPC | H412B+NVC24A-SR-TPC |  | H412B | + | NVC24A-SR-TPC | Fast runner | 0 | Scenario 2 |  | PPK¦SelectPro¦VDI3805¦Internet_EU |  |  | H412B+NVC24A-SR-TPC | Globe valve | 1600 kPa | 400 kPa |  | EU\Inbox\Combinations\Folder..4/..5\ | 31
143524 | H515B/NVKC24A-SR-TPC | H515B/NVKC24A-SR-TPC |  | H515B | / | NVKC24A-SR-TPC | Actuator with emergency control function | 1 | Scenario 2 |  | PPK¦SelectPro¦VDI3805¦Internet_EU |  |  | H515B/NVKC24A-SR-TPC | Globe valve | 1600 kPa | 400 kPa |  | EU\Inbox\Combinations\Folder..4/..5\ | 34
143725 | H615N+NVKC24A-SR-TPC | H615N+NVKC24A-SR-TPC |  | H615N | + | NVKC24A-SR-TPC | Actuator with emergency control function | 1 | Scenario 2 |  | PPK¦SelectPro¦VDI3805¦Internet_EU |  |  | H615N+NVKC24A-SR-TPC | Globe valve | 1600 kPa | 400 kPa |  | EU\Inbox\Combinations\Folder..6/..7\ | 34
143676 | H611N/NVK24A-SR-TPC | H611N/NVK24A-SR-TPC |  | H611N | / | NVK24A-SR-TPC | Actuator with emergency control function | 1 | Scenario 2 |  | PPK¦SelectPro¦VDI3805¦Internet_EU |  |  | H611N/NVK24A-SR-TPC | Globe valve | 1600 kPa | 400 kPa |  | EU\Inbox\Combinations\Folder..6/..7\ | 33
143475 | H413B+NVKC24A-SR-TPC | H413B+NVKC24A-SR-TPC |  | H413B | + | NVKC24A-SR-TPC | Actuator with emergency control function | 1 | Scenario 2 |  | PPK¦SelectPro¦VDI3805¦Internet_EU |  |  | H413B+NVKC24A-SR-TPC | Globe valve | 1600 kPa | 400 kPa |  | EU\Inbox\Combinations\Folder..4/..5\ | 33
143624 | H640N/NVKC24A-SR-TPC | H640N/NVKC24A-SR-TPC |  | H640N | / | NVKC24A-SR-TPC | Actuator with emergency control function | 1 | Scenario 2 |  | PPK¦SelectPro¦VDI3805¦Internet_EU |  |  | H640N/NVKC24A-SR-TPC | Globe valve | 500 kPa | 400 kPa |  | EU\Inbox\Combinations\Folder..6/..7\ | 35
143575 | H6020X6P3-S2+NVKC24A-SR-TPC | H6020X6P3-S2+NVKC24A-SR-TPC |  | H6020X6P3-S2 | + | NVKC24A-SR-TPC | Actuator with emergency control function | 1 | Scenario 2 |  | PPK¦SelectPro¦VDI3805¦Internet_EU |  |  | H6020X6P3-S2+NVKC24A-SR-TPC | Globe valve | 1500 kPa | 1000 kPa |  | EU\Inbox\Combinations\Folder..6/..7\ | 36
143425 | H712R/LVC24A-SR-TPC | H712R/LVC24A-SR-TPC |  | H712R | / | LVC24A-SR-TPC | Fast runner | 1 | Scenario 2 |  | PPK¦SelectPro¦VDI3805¦Internet_EU |  |  | H712R/LVC24A-SR-TPC | Globe valve | 600 kPa | 400 kPa |  | EU\Inbox\Combinations\Folder..6/..7\ | 34
143139 | H680S+AVK230A-3 | H680S+AVK230A-3 |  | H680S | + | AVK230A-3 | Actuator with emergency control function | 1 | Scenario 2 |  | PPK¦SelectPro¦VDI3805¦Internet_EU |  |  | H680S+AVK230A-3 | Globe valve | 250 kPa | 250 kPa |  | EU\Inbox\Combinations\Folder..6/..7\ | 38
143726 | H615N/NVKC24A-SR-TPC | H615N/NVKC24A-SR-TPC |  | H615N | / | NVKC24A-SR-TPC | Actuator with emergency control function | 1 | Scenario 2 |  | PPK¦SelectPro¦VDI3805¦Internet_EU |  |  | H615N/NVKC24A-SR-TPC | Globe valve | 1600 kPa | 400 kPa |  | EU\Inbox\Combinations\Folder..6/..7\ | 34
143776 | H412B/NVC24A-SR-TPC | H412B/NVC24A-SR-TPC |  | H412B | / | NVC24A-SR-TPC | Fast runner | 0 | Scenario 2 |  | PPK¦SelectPro¦VDI3805¦Internet_EU |  |  | H412B/NVC24A-SR-TPC | Globe valve | 1600 kPa | 400 kPa |  | EU\Inbox\Combinations\Folder..4/..5\ | 31
143677 | H611N+NVKC24A-SR-TPC | H611N+NVKC24A-SR-TPC |  | H611N | + | NVKC24A-SR-TPC | Actuator with emergency control function | 1 | Scenario 2 |  | PPK¦SelectPro¦VDI3805¦Internet_EU |  |  | H611N+NVKC24A-SR-TPC | Globe valve | 1600 kPa | 400 kPa |  | EU\Inbox\Combinations\Folder..6/..7\ | 33
143525 | H520B+NVK24A-SR-TPC | H520B+NVK24A-SR-TPC |  | H520B | + | NVK24A-SR-TPC | Actuator with emergency control function | 1 | Scenario 2 |  | PPK¦SelectPro¦VDI3805¦Internet_EU |  |  | H520B+NVK24A-SR-TPC | Globe valve | 1600 kPa | 400 kPa |  | EU\Inbox\Combinations\Folder..4/..5\ | 34
143476 | H413B/NVKC24A-SR-TPC | H413B/NVKC24A-SR-TPC |  | H413B | / | NVKC24A-SR-TPC | Actuator with emergency control function | 1 | Scenario 2 |  | PPK¦SelectPro¦VDI3805¦Internet_EU |  |  | H413B/NVKC24A-SR-TPC | Globe valve | 1600 kPa | 400 kPa |  | EU\Inbox\Combinations\Folder..4/..5\ | 32
143140 | H680S+AVK24A-3-TPC | H680S+AVK24A-3-TPC |  | H680S | + | AVK24A-3-TPC | Actuator with emergency control function | 1 | Scenario 2 |  | PPK¦SelectPro¦VDI3805¦Internet_EU |  |  | H680S+AVK24A-3-TPC | Globe valve | 250 kPa | 250 kPa |  | EU\Inbox\Combinations\Folder..6/..7\ | 38
143625 | H640R+NVK24A-SR-TPC | H640R+NVK24A-SR-TPC |  | H640R | + | NVK24A-SR-TPC | Actuator with emergency control function | 1 | Scenario 2 |  | PPK¦SelectPro¦VDI3805¦Internet_EU |  |  | H640R+NVK24A-SR-TPC | Globe valve | 500 kPa | 400 kPa |  | EU\Inbox\Combinations\Folder..6/..7\ | 36
143576 | H6020X6P3-S2/NVKC24A-SR-TPC | H6020X6P3-S2/NVKC24A-SR-TPC |  | H6020X6P3-S2 | / | NVKC24A-SR-TPC | Actuator with emergency control function | 1 | Scenario 2 |  | PPK¦SelectPro¦VDI3805¦Internet_EU |  |  | H6020X6P3-S2/NVKC24A-SR-TPC | Globe valve | 1500 kPa | 1000 kPa |  | EU\Inbox\Combinations\Folder..6/..7\ | 36
143426 | H713N+LVC24A-SR-TPC | H713N+LVC24A-SR-TPC |  | H713N | + | LVC24A-SR-TPC | Fast runner | 1 | Scenario 2 |  | PPK¦SelectPro¦VDI3805¦Internet_EU |  |  | H713N+LVC24A-SR-TPC | Globe valve | 1300 kPa | 400 kPa |  | EU\Inbox\Combinations\Folder..6/..7\ | 34
143727 | H615R+NVK24A-SR-TPC | H615R+NVK24A-SR-TPC |  | H615R | + | NVK24A-SR-TPC | Actuator with emergency control function | 1 | Scenario 2 |  | PPK¦SelectPro¦VDI3805¦Internet_EU |  |  | H615R+NVK24A-SR-TPC | Globe valve | 600 kPa | 400 kPa |  | EU\Inbox\Combinations\Folder..6/..7\ | 34
143777 | H413B+NVC24A-SR-TPC | H413B+NVC24A-SR-TPC |  | H413B | + | NVC24A-SR-TPC | Fast runner | 0 | Scenario 2 |  | PPK¦SelectPro¦VDI3805¦Internet_EU |  |  | H413B+NVC24A-SR-TPC | Globe valve | 1600 kPa | 400 kPa |  | EU\Inbox\Combinations\Folder..4/..5\ | 31
143678 | H611N/NVKC24A-SR-TPC | H611N/NVKC24A-SR-TPC |  | H611N | / | NVKC24A-SR-TPC | Actuator with emergency control function | 1 | Scenario 2 |  | PPK¦SelectPro¦VDI3805¦Internet_EU |  |  | H611N/NVKC24A-SR-TPC | Globe valve | 1600 kPa | 400 kPa |  | EU\Inbox\Combinations\Folder..6/..7\ | 33
143526 | H520B/NVK24A-SR-TPC | H520B/NVK24A-SR-TPC |  | H520B | / | NVK24A-SR-TPC | Actuator with emergency control function | 1 | Scenario 2 |  | PPK¦SelectPro¦VDI3805¦Internet_EU |  |  | H520B/NVK24A-SR-TPC | Globe valve | 1600 kPa | 400 kPa |  | EU\Inbox\Combinations\Folder..4/..5\ | 34
143477 | H414B+NVK24A-SR-TPC | H414B+NVK24A-SR-TPC |  | H414B | + | NVK24A-SR-TPC | Actuator with emergency control function | 1 | Scenario 2 |  | PPK¦SelectPro¦VDI3805¦Internet_EU |  |  | H414B+NVK24A-SR-TPC | Globe valve | 1600 kPa | 400 kPa |  | EU\Inbox\Combinations\Folder..4/..5\ | 32
143728 | H615R/NVK24A-SR-TPC | H615R/NVK24A-SR-TPC |  | H615R | / | NVK24A-SR-TPC | Actuator with emergency control function | 1 | Scenario 2 |  | PPK¦SelectPro¦VDI3805¦Internet_EU |  |  | H615R/NVK24A-SR-TPC | Globe valve | 600 kPa | 400 kPa |  | EU\Inbox\Combinations\Folder..6/..7\ | 34
143626 | H640R/NVK24A-SR-TPC | H640R/NVK24A-SR-TPC |  | H640R | / | NVK24A-SR-TPC | Actuator with emergency control function | 1 | Scenario 2 |  | PPK¦SelectPro¦VDI3805¦Internet_EU |  |  | H640R/NVK24A-SR-TPC | Globe valve | 500 kPa | 400 kPa |  | EU\Inbox\Combinations\Folder..6/..7\ | 36
143427 | H713N/LVC24A-SR-TPC | H713N/LVC24A-SR-TPC |  | H713N | / | LVC24A-SR-TPC | Fast runner | 1 | Scenario 2 |  | PPK¦SelectPro¦VDI3805¦Internet_EU |  |  | H713N/LVC24A-SR-TPC | Globe valve | 1300 kPa | 400 kPa |  | EU\Inbox\Combinations\Folder..6/..7\ | 34
143778 | H413B/NVC24A-SR-TPC | H413B/NVC24A-SR-TPC |  | H413B | / | NVC24A-SR-TPC | Fast runner | 0 | Scenario 2 |  | PPK¦SelectPro¦VDI3805¦Internet_EU |  |  | H413B/NVC24A-SR-TPC | Globe valve | 1600 kPa | 400 kPa |  | EU\Inbox\Combinations\Folder..4/..5\ | 31
143679 | H611R+NVK24A-SR-TPC | H611R+NVK24A-SR-TPC |  | H611R | + | NVK24A-SR-TPC | Actuator with emergency control function | 1 | Scenario 2 |  | PPK¦SelectPro¦VDI3805¦Internet_EU |  |  | H611R+NVK24A-SR-TPC | Globe valve | 600 kPa | 400 kPa |  | EU\Inbox\Combinations\Folder..6/..7\ | 33
143577 | H6025X10-S2+NVK24A-SR-TPC | H6025X10-S2+NVK24A-SR-TPC |  | H6025X10-S2 | + | NVK24A-SR-TPC | Actuator with emergency control function | 1 | Scenario 2 |  | PPK¦SelectPro¦VDI3805¦Internet_EU |  |  | H6025X10-S2+NVK24A-SR-TPC | Globe valve | 1300 kPa | 1000 kPa |  | EU\Inbox\Combinations\Folder..6/..7\ | 36
143527 | H520B+NVKC24A-SR-TPC | H520B+NVKC24A-SR-TPC |  | H520B | + | NVKC24A-SR-TPC | Actuator with emergency control function | 1 | Scenario 2 |  | PPK¦SelectPro¦VDI3805¦Internet_EU |  |  | H520B+NVKC24A-SR-TPC | Globe valve | 1600 kPa | 400 kPa |  | EU\Inbox\Combinations\Folder..4/..5\ | 34
143478 | H414B/NVK24A-SR-TPC | H414B/NVK24A-SR-TPC |  | H414B | / | NVK24A-SR-TPC | Actuator with emergency control function | 1 | Scenario 2 |  | PPK¦SelectPro¦VDI3805¦Internet_EU |  |  | H414B/NVK24A-SR-TPC | Globe valve | 1600 kPa | 400 kPa |  | EU\Inbox\Combinations\Folder..4/..5\ | 32
143729 | H615R+NVKC24A-SR-TPC | H615R+NVKC24A-SR-TPC |  | H615R | + | NVKC24A-SR-TPC | Actuator with emergency control function | 1 | Scenario 2 |  | PPK¦SelectPro¦VDI3805¦Internet_EU |  |  | H615R+NVKC24A-SR-TPC | Globe valve | 600 kPa | 400 kPa |  | EU\Inbox\Combinations\Folder..6/..7\ | 36
143627 | H640R+NVKC24A-SR-TPC | H640R+NVKC24A-SR-TPC |  | H640R | + | NVKC24A-SR-TPC | Actuator with emergency control function | 1 | Scenario 2 |  | PPK¦SelectPro¦VDI3805¦Internet_EU |  |  | H640R+NVKC24A-SR-TPC | Globe valve | 500 kPa | 400 kPa |  | EU\Inbox\Combinations\Folder..6/..7\ | 35
143428 | H713R+LVC24A-SR-TPC | H713R+LVC24A-SR-TPC |  | H713R | + | LVC24A-SR-TPC | Fast runner | 1 | Scenario 2 |  | PPK¦SelectPro¦VDI3805¦Internet_EU |  |  | H713R+LVC24A-SR-TPC | Globe valve | 600 kPa | 400 kPa |  | EU\Inbox\Combinations\Folder..6/..7\ | 34
143779 | H414B+NVC24A-SR-TPC | H414B+NVC24A-SR-TPC |  | H414B | + | NVC24A-SR-TPC | Fast runner | 0 | Scenario 2 |  | PPK¦SelectPro¦VDI3805¦Internet_EU |  |  | H414B+NVC24A-SR-TPC | Globe valve | 1600 kPa | 400 kPa |  | EU\Inbox\Combinations\Folder..4/..5\ | 31
143680 | H611R/NVK24A-SR-TPC | H611R/NVK24A-SR-TPC |  | H611R | / | NVK24A-SR-TPC | Actuator with emergency control function | 1 | Scenario 2 |  | PPK¦SelectPro¦VDI3805¦Internet_EU |  |  | H611R/NVK24A-SR-TPC | Globe valve | 600 kPa | 400 kPa |  | EU\Inbox\Combinations\Folder..6/..7\ | 33
143578 | H6025X10-S2/NVK24A-SR-TPC | H6025X10-S2/NVK24A-SR-TPC |  | H6025X10-S2 | / | NVK24A-SR-TPC | Actuator with emergency control function | 1 | Scenario 2 |  | PPK¦SelectPro¦VDI3805¦Internet_EU |  |  | H6025X10-S2/NVK24A-SR-TPC | Globe valve | 1300 kPa | 1000 kPa |  | EU\Inbox\Combinations\Folder..6/..7\ | 36
143528 | H520B/NVKC24A-SR-TPC | H520B/NVKC24A-SR-TPC |  | H520B | / | NVKC24A-SR-TPC | Actuator with emergency control function | 1 | Scenario 2 |  | PPK¦SelectPro¦VDI3805¦Internet_EU |  |  | H520B/NVKC24A-SR-TPC | Globe valve | 1600 kPa | 400 kPa |  | EU\Inbox\Combinations\Folder..4/..5\ | 34
143479 | H414B+NVKC24A-SR-TPC | H414B+NVKC24A-SR-TPC |  | H414B | + | NVKC24A-SR-TPC | Actuator with emergency control function | 1 | Scenario 2 |  | PPK¦SelectPro¦VDI3805¦Internet_EU |  |  | H414B+NVKC24A-SR-TPC | Globe valve | 1600 kPa | 400 kPa |  | EU\Inbox\Combinations\Folder..4/..5\ | 32
143148 | H665S+EV230A-TPC | H665S+EV230A-TPC |  | H665S | + | EV230A-TPC | Standard actuator | 0 | Scenario 2 |  | PPK¦SelectPro¦VDI3805¦Internet_EU |  |  | H665S+EV230A-TPC | Globe valve | 550 kPa | 550 kPa |  | EU\Inbox\Combinations\Folder..6/..7\ | 40
143730 | H615R/NVKC24A-SR-TPC | H615R/NVKC24A-SR-TPC |  | H615R | / | NVKC24A-SR-TPC | Actuator with emergency control function | 1 | Scenario 2 |  | PPK¦SelectPro¦VDI3805¦Internet_EU |  |  | H615R/NVKC24A-SR-TPC | Globe valve | 600 kPa | 400 kPa |  | EU\Inbox\Combinations\Folder..6/..7\ | 35
143628 | H640R/NVKC24A-SR-TPC | H640R/NVKC24A-SR-TPC |  | H640R | / | NVKC24A-SR-TPC | Actuator with emergency control function | 1 | Scenario 2 |  | PPK¦SelectPro¦VDI3805¦Internet_EU |  |  | H640R/NVKC24A-SR-TPC | Globe valve | 500 kPa | 400 kPa |  | EU\Inbox\Combinations\Folder..6/..7\ | 35
143429 | H713R/LVC24A-SR-TPC | H713R/LVC24A-SR-TPC |  | H713R | / | LVC24A-SR-TPC | Fast runner | 1 | Scenario 2 |  | PPK¦SelectPro¦VDI3805¦Internet_EU |  |  | H713R/LVC24A-SR-TPC | Globe valve | 600 kPa | 400 kPa |  | EU\Inbox\Combinations\Folder..6/..7\ | 34
143780 | H414B/NVC24A-SR-TPC | H414B/NVC24A-SR-TPC |  | H414B | / | NVC24A-SR-TPC | Fast runner | 0 | Scenario 2 |  | PPK¦SelectPro¦VDI3805¦Internet_EU |  |  | H414B/NVC24A-SR-TPC | Globe valve | 1600 kPa | 400 kPa |  | EU\Inbox\Combinations\Folder..4/..5\ | 31
143681 | H611R+NVKC24A-SR-TPC | H611R+NVKC24A-SR-TPC |  | H611R | + | NVKC24A-SR-TPC | Actuator with emergency control function | 1 | Scenario 2 |  | PPK¦SelectPro¦VDI3805¦Internet_EU |  |  | H611R+NVKC24A-SR-TPC | Globe valve | 600 kPa | 400 kPa |  | EU\Inbox\Combinations\Folder..6/..7\ | 33
143579 | H6025X10-S2+NVKC24A-SR-TPC | H6025X10-S2+NVKC24A-SR-TPC |  | H6025X10-S2 | + | NVKC24A-SR-TPC | Actuator with emergency control function | 1 | Scenario 2 |  | PPK¦SelectPro¦VDI3805¦Internet_EU |  |  | H6025X10-S2+NVKC24A-SR-TPC | Globe valve | 1300 kPa | 1000 kPa |  | EU\Inbox\Combinations\Folder..6/..7\ | 36
143529 | H525B+NVK24A-SR-TPC | H525B+NVK24A-SR-TPC |  | H525B | + | NVK24A-SR-TPC | Actuator with emergency control function | 1 | Scenario 2 |  | PPK¦SelectPro¦VDI3805¦Internet_EU |  |  | H525B+NVK24A-SR-TPC | Globe valve | 1300 kPa | 400 kPa |  | EU\Inbox\Combinations\Folder..4/..5\ | 34
143480 | H414B/NVKC24A-SR-TPC | H414B/NVKC24A-SR-TPC |  | H414B | / | NVKC24A-SR-TPC | Actuator with emergency control function | 1 | Scenario 2 |  | PPK¦SelectPro¦VDI3805¦Internet_EU |  |  | H414B/NVKC24A-SR-TPC | Globe valve | 1600 kPa | 400 kPa |  | EU\Inbox\Combinations\Folder..4/..5\ | 32
143150 | H680S+EV230A-TPC | H680S+EV230A-TPC |  | H680S | + | EV230A-TPC | Standard actuator | 0 | Scenario 2 |  | PPK¦SelectPro¦VDI3805¦Internet_EU |  |  | H680S+EV230A-TPC | Globe valve | 350 kPa | 350 kPa |  | EU\Inbox\Combinations\Folder..6/..7\ | 40
143731 | H615S+NVK24A-SR-TPC | H615S+NVK24A-SR-TPC |  | H615S | + | NVK24A-SR-TPC | Actuator with emergency control function | 1 | Scenario 2 |  | PPK¦SelectPro¦VDI3805¦Internet_EU |  |  | H615S+NVK24A-SR-TPC | Globe valve | 1600 kPa | 1000 kPa |  | EU\Inbox\Combinations\Folder..6/..7\ | 36
143430 | H714N+LVC24A-SR-TPC | H714N+LVC24A-SR-TPC |  | H714N | + | LVC24A-SR-TPC | Fast runner | 1 | Scenario 2 |  | PPK¦SelectPro¦VDI3805¦Internet_EU |  |  | H714N+LVC24A-SR-TPC | Globe valve | 1300 kPa | 400 kPa |  | EU\Inbox\Combinations\Folder..6/..7\ | 34
143781 | H415B+NVC24A-SR-TPC | H415B+NVC24A-SR-TPC |  | H415B | + | NVC24A-SR-TPC | Fast runner | 0 | Scenario 2 |  | PPK¦SelectPro¦VDI3805¦Internet_EU |  |  | H415B+NVC24A-SR-TPC | Globe valve | 1600 kPa | 400 kPa |  | EU\Inbox\Combinations\Folder..4/..5\ | 31
143682 | H611R/NVKC24A-SR-TPC | H611R/NVKC24A-SR-TPC |  | H611R | / | NVKC24A-SR-TPC | Actuator with emergency control function | 1 | Scenario 2 |  | PPK¦SelectPro¦VDI3805¦Internet_EU |  |  | H611R/NVKC24A-SR-TPC | Globe valve | 600 kPa | 400 kPa |  | EU\Inbox\Combinations\Folder..6/..7\ | 33
143629 | H640S+NVK24A-SR-TPC | H640S+NVK24A-SR-TPC |  | H640S | + | NVK24A-SR-TPC | Actuator with emergency control function | 1 | Scenario 2 |  | PPK¦SelectPro¦VDI3805¦Internet_EU |  |  | H640S+NVK24A-SR-TPC | Globe valve | 500 kPa | 500 kPa |  | EU\Inbox\Combinations\Folder..6/..7\ | 36
143580 | H6025X10-S2/NVKC24A-SR-TPC | H6025X10-S2/NVKC24A-SR-TPC |  | H6025X10-S2 | / | NVKC24A-SR-TPC | Actuator with emergency control function | 1 | Scenario 2 |  | PPK¦SelectPro¦VDI3805¦Internet_EU |  |  | H6025X10-S2/NVKC24A-SR-TPC | Globe valve | 1300 kPa | 1000 kPa |  | EU\Inbox\Combinations\Folder..6/..7\ | 36
143530 | H525B/NVK24A-SR-TPC | H525B/NVK24A-SR-TPC |  | H525B | / | NVK24A-SR-TPC | Actuator with emergency control function | 1 | Scenario 2 |  | PPK¦SelectPro¦VDI3805¦Internet_EU |  |  | H525B/NVK24A-SR-TPC | Globe valve | 1300 kPa | 400 kPa |  | EU\Inbox\Combinations\Folder..4/..5\ | 34
143481 | H415B+NVK24A-SR-TPC | H415B+NVK24A-SR-TPC |  | H415B | + | NVK24A-SR-TPC | Actuator with emergency control function | 1 | Scenario 2 |  | PPK¦SelectPro¦VDI3805¦Internet_EU |  |  | H415B+NVK24A-SR-TPC | Globe valve | 1600 kPa | 400 kPa |  | EU\Inbox\Combinations\Folder..4/..5\ | 32
143732 | H615S/NVK24A-SR-TPC | H615S/NVK24A-SR-TPC |  | H615S | / | NVK24A-SR-TPC | Actuator with emergency control function | 1 | Scenario 2 |  | PPK¦SelectPro¦VDI3805¦Internet_EU |  |  | H615S/NVK24A-SR-TPC | Globe valve | 1600 kPa | 1000 kPa |  | EU\Inbox\Combinations\Folder..6/..7\ | 36
143431 | H714N/LVC24A-SR-TPC | H714N/LVC24A-SR-TPC |  | H714N | / | LVC24A-SR-TPC | Fast runner | 1 | Scenario 2 |  | PPK¦SelectPro¦VDI3805¦Internet_EU |  |  | H714N/LVC24A-SR-TPC | Globe valve | 1300 kPa | 400 kPa |  | EU\Inbox\Combinations\Folder..6/..7\ | 34
143782 | H415B/NVC24A-SR-TPC | H415B/NVC24A-SR-TPC |  | H415B | / | NVC24A-SR-TPC | Fast runner | 0 | Scenario 2 |  | PPK¦SelectPro¦VDI3805¦Internet_EU |  |  | H415B/NVC24A-SR-TPC | Globe valve | 1600 kPa | 400 kPa |  | EU\Inbox\Combinations\Folder..4/..5\ | 31
143683 | H611S+NVK24A-SR-TPC | H611S+NVK24A-SR-TPC |  | H611S | + | NVK24A-SR-TPC | Actuator with emergency control function | 1 | Scenario 2 |  | PPK¦SelectPro¦VDI3805¦Internet_EU |  |  | H611S+NVK24A-SR-TPC | Globe valve | 1600 kPa | 1000 kPa |  | EU\Inbox\Combinations\Folder..6/..7\ | 33
143630 | H640S/NVK24A-SR-TPC | H640S/NVK24A-SR-TPC |  | H640S | / | NVK24A-SR-TPC | Actuator with emergency control function | 1 | Scenario 2 |  | PPK¦SelectPro¦VDI3805¦Internet_EU |  |  | H640S/NVK24A-SR-TPC | Globe valve | 500 kPa | 500 kPa |  | EU\Inbox\Combinations\Folder..6/..7\ | 36
143581 | H6025X6P3-S2+NVK24A-SR-TPC | H6025X6P3-S2+NVK24A-SR-TPC |  | H6025X6P3-S2 | + | NVK24A-SR-TPC | Actuator with emergency control function | 1 | Scenario 2 |  | PPK¦SelectPro¦VDI3805¦Internet_EU |  |  | H6025X6P3-S2+NVK24A-SR-TPC | Globe valve | 1300 kPa | 1000 kPa |  | EU\Inbox\Combinations\Folder..6/..7\ | 36
143482 | H415B/NVK24A-SR-TPC | H415B/NVK24A-SR-TPC |  | H415B | / | NVK24A-SR-TPC | Actuator with emergency control function | 1 | Scenario 2 |  | PPK¦SelectPro¦VDI3805¦Internet_EU |  |  | H415B/NVK24A-SR-TPC | Globe valve | 1600 kPa | 400 kPa |  | EU\Inbox\Combinations\Folder..4/..5\ | 32
143531 | H525B+NVKC24A-SR-TPC | H525B+NVKC24A-SR-TPC |  | H525B | + | NVKC24A-SR-TPC | Actuator with emergency control function | 1 | Scenario 2 |  | PPK¦SelectPro¦VDI3805¦Internet_EU |  |  | H525B+NVKC24A-SR-TPC | Globe valve | 1300 kPa | 400 kPa |  | EU\Inbox\Combinations\Folder..4/..5\ | 34
143733 | H615S+NVKC24A-SR-TPC | H615S+NVKC24A-SR-TPC |  | H615S | + | NVKC24A-SR-TPC | Actuator with emergency control function | 1 | Scenario 2 |  | PPK¦SelectPro¦VDI3805¦Internet_EU |  |  | H615S+NVKC24A-SR-TPC | Globe valve | 1600 kPa | 1000 kPa |  | EU\Inbox\Combinations\Folder..6/..7\ | 36
143432 | H714R+LVC24A-SR-TPC | H714R+LVC24A-SR-TPC |  | H714R | + | LVC24A-SR-TPC | Fast runner | 1 | Scenario 2 |  | PPK¦SelectPro¦VDI3805¦Internet_EU |  |  | H714R+LVC24A-SR-TPC | Globe valve | 600 kPa | 400 kPa |  | EU\Inbox\Combinations\Folder..6/..7\ | 34
143783 | H420B+NVC24A-SR-TPC | H420B+NVC24A-SR-TPC |  | H420B | + | NVC24A-SR-TPC | Fast runner | 0 | Scenario 2 |  | PPK¦SelectPro¦VDI3805¦Internet_EU |  |  | H420B+NVC24A-SR-TPC | Globe valve | 1600 kPa | 400 kPa |  | EU\Inbox\Combinations\Folder..4/..5\ | 31
143631 | H640S+NVKC24A-SR-TPC | H640S+NVKC24A-SR-TPC |  | H640S | + | NVKC24A-SR-TPC | Actuator with emergency control function | 1 | Scenario 2 |  | PPK¦SelectPro¦VDI3805¦Internet_EU |  |  | H640S+NVKC24A-SR-TPC | Globe valve | 500 kPa | 500 kPa |  | EU\Inbox\Combinations\Folder..6/..7\ | 36
143684 | H611S/NVK24A-SR-TPC | H611S/NVK24A-SR-TPC |  | H611S | / | NVK24A-SR-TPC | Actuator with emergency control function | 1 | Scenario 2 |  | PPK¦SelectPro¦VDI3805¦Internet_EU |  |  | H611S/NVK24A-SR-TPC | Globe valve | 1600 kPa | 1000 kPa |  | EU\Inbox\Combinations\Folder..6/..7\ | 33
143582 | H6025X6P3-S2/NVK24A-SR-TPC | H6025X6P3-S2/NVK24A-SR-TPC |  | H6025X6P3-S2 | / | NVK24A-SR-TPC | Actuator with emergency control function | 1 | Scenario 2 |  | PPK¦SelectPro¦VDI3805¦Internet_EU |  |  | H6025X6P3-S2/NVK24A-SR-TPC | Globe valve | 1300 kPa | 1000 kPa |  | EU\Inbox\Combinations\Folder..6/..7\ | 36
143483 | H415B+NVKC24A-SR-TPC | H415B+NVKC24A-SR-TPC |  | H415B | + | NVKC24A-SR-TPC | Actuator with emergency control function | 1 | Scenario 2 |  | PPK¦SelectPro¦VDI3805¦Internet_EU |  |  | H415B+NVKC24A-SR-TPC | Globe valve | 1600 kPa | 400 kPa |  | EU\Inbox\Combinations\Folder..4/..5\ | 32
143532 | H525B/NVKC24A-SR-TPC | H525B/NVKC24A-SR-TPC |  | H525B | / | NVKC24A-SR-TPC | Actuator with emergency control function | 1 | Scenario 2 |  | PPK¦SelectPro¦VDI3805¦Internet_EU |  |  | H525B/NVKC24A-SR-TPC | Globe valve | 1300 kPa | 400 kPa |  | EU\Inbox\Combinations\Folder..4/..5\ | 34
143433 | H714R/LVC24A-SR-TPC | H714R/LVC24A-SR-TPC |  | H714R | / | LVC24A-SR-TPC | Fast runner | 1 | Scenario 2 |  | PPK¦SelectPro¦VDI3805¦Internet_EU |  |  | H714R/LVC24A-SR-TPC | Globe valve | 600 kPa | 400 kPa |  | EU\Inbox\Combinations\Folder..6/..7\ | 34
143734 | H615S/NVKC24A-SR-TPC | H615S/NVKC24A-SR-TPC |  | H615S | / | NVKC24A-SR-TPC | Actuator with emergency control function | 1 | Scenario 2 |  | PPK¦SelectPro¦VDI3805¦Internet_EU |  |  | H615S/NVKC24A-SR-TPC | Globe valve | 1600 kPa | 1000 kPa |  | EU\Inbox\Combinations\Folder..6/..7\ | 36
143784 | H420B/NVC24A-SR-TPC | H420B/NVC24A-SR-TPC |  | H420B | / | NVC24A-SR-TPC | Fast runner | 0 | Scenario 2 |  | PPK¦SelectPro¦VDI3805¦Internet_EU |  |  | H420B/NVC24A-SR-TPC | Globe valve | 1600 kPa | 400 kPa |  | EU\Inbox\Combinations\Folder..4/..5\ | 31
143685 | H611S+NVKC24A-SR-TPC | H611S+NVKC24A-SR-TPC |  | H611S | + | NVKC24A-SR-TPC | Actuator with emergency control function | 1 | Scenario 2 |  | PPK¦SelectPro¦VDI3805¦Internet_EU |  |  | H611S+NVKC24A-SR-TPC | Globe valve | 1600 kPa | 1000 kPa |  | EU\Inbox\Combinations\Folder..6/..7\ | 33
143632 | H640S/NVKC24A-SR-TPC | H640S/NVKC24A-SR-TPC |  | H640S | / | NVKC24A-SR-TPC | Actuator with emergency control function | 1 | Scenario 2 |  | PPK¦SelectPro¦VDI3805¦Internet_EU |  |  | H640S/NVKC24A-SR-TPC | Globe valve | 500 kPa | 500 kPa |  | EU\Inbox\Combinations\Folder..6/..7\ | 36
143583 | H6025X6P3-S2+NVKC24A-SR-TPC | H6025X6P3-S2+NVKC24A-SR-TPC |  | H6025X6P3-S2 | + | NVKC24A-SR-TPC | Actuator with emergency control function | 1 | Scenario 2 |  | PPK¦SelectPro¦VDI3805¦Internet_EU |  |  | H6025X6P3-S2+NVKC24A-SR-TPC | Globe valve | 1300 kPa | 1000 kPa |  | EU\Inbox\Combinations\Folder..6/..7\ | 37
143484 | H415B/NVKC24A-SR-TPC | H415B/NVKC24A-SR-TPC |  | H415B | / | NVKC24A-SR-TPC | Actuator with emergency control function | 1 | Scenario 2 |  | PPK¦SelectPro¦VDI3805¦Internet_EU |  |  | H415B/NVKC24A-SR-TPC | Globe valve | 1600 kPa | 400 kPa |  | EU\Inbox\Combinations\Folder..4/..5\ | 32
143434 | H715N+LVC24A-SR-TPC | H715N+LVC24A-SR-TPC |  | H715N | + | LVC24A-SR-TPC | Fast runner | 1 | Scenario 2 |  | PPK¦SelectPro¦VDI3805¦Internet_EU |  |  | H715N+LVC24A-SR-TPC | Globe valve | 1300 kPa | 400 kPa |  | EU\Inbox\Combinations\Folder..6/..7\ | 34
143735 | H619S+NVK24A-SR-TPC | H619S+NVK24A-SR-TPC |  | H619S | + | NVK24A-SR-TPC | Actuator with emergency control function | 1 | Scenario 2 |  | PPK¦SelectPro¦VDI3805¦Internet_EU |  |  | H619S+NVK24A-SR-TPC | Globe valve | 1600 kPa | 1000 kPa |  | EU\Inbox\Combinations\Folder..6/..7\ | 36
143533 | H532B+NVK24A-SR-TPC | H532B+NVK24A-SR-TPC |  | H532B | + | NVK24A-SR-TPC | Actuator with emergency control function | 1 | Scenario 2 |  | PPK¦SelectPro¦VDI3805¦Internet_EU |  |  | H532B+NVK24A-SR-TPC | Globe valve | 1000 kPa | 400 kPa |  | EU\Inbox\Combinations\Folder..4/..5\ | 34
143785 | H425B+NVC24A-SR-TPC | H425B+NVC24A-SR-TPC |  | H425B | + | NVC24A-SR-TPC | Fast runner | 0 | Scenario 2 |  | PPK¦SelectPro¦VDI3805¦Internet_EU |  |  | H425B+NVC24A-SR-TPC | Globe valve | 1300 kPa | 400 kPa |  | EU\Inbox\Combinations\Folder..4/..5\ | 31
143686 | H611S/NVKC24A-SR-TPC | H611S/NVKC24A-SR-TPC |  | H611S | / | NVKC24A-SR-TPC | Actuator with emergency control function | 1 | Scenario 2 |  | PPK¦SelectPro¦VDI3805¦Internet_EU |  |  | H611S/NVKC24A-SR-TPC | Globe valve | 1600 kPa | 1000 kPa |  | EU\Inbox\Combinations\Folder..6/..7\ | 33
143633 | H640SP+NVK24A-SR-TPC | H640SP+NVK24A-SR-TPC |  | H640SP | + | NVK24A-SR-TPC | Actuator with emergency control function | 1 | Scenario 2 |  | PPK¦SelectPro¦VDI3805¦Internet_EU |  |  | H640SP+NVK24A-SR-TPC | Globe valve (partial pressure-balanced) | 1600 kPa | 1000 kPa |  | EU\Inbox\Combinations\Folder..6/..7\ | 36
143584 | H6025X6P3-S2/NVKC24A-SR-TPC | H6025X6P3-S2/NVKC24A-SR-TPC |  | H6025X6P3-S2 | / | NVKC24A-SR-TPC | Actuator with emergency control function | 1 | Scenario 2 |  | PPK¦SelectPro¦VDI3805¦Internet_EU |  |  | H6025X6P3-S2/NVKC24A-SR-TPC | Globe valve | 1300 kPa | 1000 kPa |  | EU\Inbox\Combinations\Folder..6/..7\ | 37
143485 | H420B+NVK24A-SR-TPC | H420B+NVK24A-SR-TPC |  | H420B | + | NVK24A-SR-TPC | Actuator with emergency control function | 1 | Scenario 2 |  | PPK¦SelectPro¦VDI3805¦Internet_EU |  |  | H420B+NVK24A-SR-TPC | Globe valve | 1600 kPa | 400 kPa |  | EU\Inbox\Combinations\Folder..4/..5\ | 32
143435 | H715N/LVC24A-SR-TPC | H715N/LVC24A-SR-TPC |  | H715N | / | LVC24A-SR-TPC | Fast runner | 1 | Scenario 2 |  | PPK¦SelectPro¦VDI3805¦Internet_EU |  |  | H715N/LVC24A-SR-TPC | Globe valve | 1300 kPa | 400 kPa |  | EU\Inbox\Combinations\Folder..6/..7\ | 34
143736 | H619S/NVK24A-SR-TPC | H619S/NVK24A-SR-TPC |  | H619S | / | NVK24A-SR-TPC | Actuator with emergency control function | 1 | Scenario 2 |  | PPK¦SelectPro¦VDI3805¦Internet_EU |  |  | H619S/NVK24A-SR-TPC | Globe valve | 1600 kPa | 1000 kPa |  | EU\Inbox\Combinations\Folder..6/..7\ | 36
143786 | H425B/NVC24A-SR-TPC | H425B/NVC24A-SR-TPC |  | H425B | / | NVC24A-SR-TPC | Fast runner | 0 | Scenario 2 |  | PPK¦SelectPro¦VDI3805¦Internet_EU |  |  | H425B/NVC24A-SR-TPC | Globe valve | 1300 kPa | 400 kPa |  | EU\Inbox\Combinations\Folder..4/..5\ | 31
143534 | H532B/NVK24A-SR-TPC | H532B/NVK24A-SR-TPC |  | H532B | / | NVK24A-SR-TPC | Actuator with emergency control function | 1 | Scenario 2 |  | PPK¦SelectPro¦VDI3805¦Internet_EU |  |  | H532B/NVK24A-SR-TPC | Globe valve | 1000 kPa | 400 kPa |  | EU\Inbox\Combinations\Folder..4/..5\ | 34
143687 | H612N+NVK24A-SR-TPC | H612N+NVK24A-SR-TPC |  | H612N | + | NVK24A-SR-TPC | Actuator with emergency control function | 1 | Scenario 2 |  | PPK¦SelectPro¦VDI3805¦Internet_EU |  |  | H612N+NVK24A-SR-TPC | Globe valve | 1600 kPa | 400 kPa |  | EU\Inbox\Combinations\Folder..6/..7\ | 33
143486 | H420B/NVK24A-SR-TPC | H420B/NVK24A-SR-TPC |  | H420B | / | NVK24A-SR-TPC | Actuator with emergency control function | 1 | Scenario 2 |  | PPK¦SelectPro¦VDI3805¦Internet_EU |  |  | H420B/NVK24A-SR-TPC | Globe valve | 1600 kPa | 400 kPa |  | EU\Inbox\Combinations\Folder..4/..5\ | 32
143585 | H6032X10-S2+NVK24A-SR-TPC | H6032X10-S2+NVK24A-SR-TPC |  | H6032X10-S2 | + | NVK24A-SR-TPC | Actuator with emergency control function | 1 | Scenario 2 |  | PPK¦SelectPro¦VDI3805¦Internet_EU |  |  | H6032X10-S2+NVK24A-SR-TPC | Globe valve | 900 kPa | 900 kPa |  | EU\Inbox\Combinations\Folder..6/..7\ | 36
143634 | H640SP/NVK24A-SR-TPC | H640SP/NVK24A-SR-TPC |  | H640SP | / | NVK24A-SR-TPC | Actuator with emergency control function | 1 | Scenario 2 |  | PPK¦SelectPro¦VDI3805¦Internet_EU |  |  | H640SP/NVK24A-SR-TPC | Globe valve (partial pressure-balanced) | 1600 kPa | 1000 kPa |  | EU\Inbox\Combinations\Folder..6/..7\ | 36
143737 | H619S+NVKC24A-SR-TPC | H619S+NVKC24A-SR-TPC |  | H619S | + | NVKC24A-SR-TPC | Actuator with emergency control function | 1 | Scenario 2 |  | PPK¦SelectPro¦VDI3805¦Internet_EU |  |  | H619S+NVKC24A-SR-TPC | Globe valve | 1600 kPa | 1000 kPa |  | EU\Inbox\Combinations\Folder..6/..7\ | 36
143436 | H715R+LVC24A-SR-TPC | H715R+LVC24A-SR-TPC |  | H715R | + | LVC24A-SR-TPC | Fast runner | 1 | Scenario 2 |  | PPK¦SelectPro¦VDI3805¦Internet_EU |  |  | H715R+LVC24A-SR-TPC | Globe valve | 600 kPa | 400 kPa |  | EU\Inbox\Combinations\Folder..6/..7\ | 34
143787 | H432B+NVC24A-SR-TPC | H432B+NVC24A-SR-TPC |  | H432B | + | NVC24A-SR-TPC | Fast runner | 1 | Scenario 2 |  | PPK¦SelectPro¦VDI3805¦Internet_EU |  |  | H432B+NVC24A-SR-TPC | Globe valve | 1000 kPa | 400 kPa |  | EU\Inbox\Combinations\Folder..4/..5\ | 32
143688 | H612N/NVK24A-SR-TPC | H612N/NVK24A-SR-TPC |  | H612N | / | NVK24A-SR-TPC | Actuator with emergency control function | 1 | Scenario 2 |  | PPK¦SelectPro¦VDI3805¦Internet_EU |  |  | H612N/NVK24A-SR-TPC | Globe valve | 1600 kPa | 400 kPa |  | EU\Inbox\Combinations\Folder..6/..7\ | 33
143535 | H532B+NVKC24A-SR-TPC | H532B+NVKC24A-SR-TPC |  | H532B | + | NVKC24A-SR-TPC | Actuator with emergency control function | 1 | Scenario 2 |  | PPK¦SelectPro¦VDI3805¦Internet_EU |  |  | H532B+NVKC24A-SR-TPC | Globe valve | 1000 kPa | 400 kPa |  | EU\Inbox\Combinations\Folder..4/..5\ | 34
143384 | H619S+LVC24A-SR-TPC | H619S+LVC24A-SR-TPC |  | H619S | + | LVC24A-SR-TPC | Fast runner | 0 | Scenario 2 |  | PPK¦SelectPro¦VDI3805¦Internet_EU |  |  | H619S+LVC24A-SR-TPC | Globe valve | 800 kPa | 800 kPa |  | EU\Inbox\Combinations\Folder..6/..7\ | 33
143487 | H420B+NVKC24A-SR-TPC | H420B+NVKC24A-SR-TPC |  | H420B | + | NVKC24A-SR-TPC | Actuator with emergency control function | 1 | Scenario 2 |  | PPK¦SelectPro¦VDI3805¦Internet_EU |  |  | H420B+NVKC24A-SR-TPC | Globe valve | 1600 kPa | 400 kPa |  | EU\Inbox\Combinations\Folder..4/..5\ | 32
143738 | H619S/NVKC24A-SR-TPC | H619S/NVKC24A-SR-TPC |  | H619S | / | NVKC24A-SR-TPC | Actuator with emergency control function | 1 | Scenario 2 |  | PPK¦SelectPro¦VDI3805¦Internet_EU |  |  | H619S/NVKC24A-SR-TPC | Globe valve | 1600 kPa | 1000 kPa |  | EU\Inbox\Combinations\Folder..6/..7\ | 36
143437 | H715R/LVC24A-SR-TPC | H715R/LVC24A-SR-TPC |  | H715R | / | LVC24A-SR-TPC | Fast runner | 1 | Scenario 2 |  | PPK¦SelectPro¦VDI3805¦Internet_EU |  |  | H715R/LVC24A-SR-TPC | Globe valve | 600 kPa | 400 kPa |  | EU\Inbox\Combinations\Folder..6/..7\ | 34
143586 | H6032X10-S2/NVK24A-SR-TPC | H6032X10-S2/NVK24A-SR-TPC |  | H6032X10-S2 | / | NVK24A-SR-TPC | Actuator with emergency control function | 1 | Scenario 2 |  | PPK¦SelectPro¦VDI3805¦Internet_EU |  |  | H6032X10-S2/NVK24A-SR-TPC | Globe valve | 900 kPa | 900 kPa |  | EU\Inbox\Combinations\Folder..6/..7\ | 36
143635 | H640SP+NVKC24A-SR-TPC | H640SP+NVKC24A-SR-TPC |  | H640SP | + | NVKC24A-SR-TPC | Actuator with emergency control function | 1 | Scenario 2 |  | PPK¦SelectPro¦VDI3805¦Internet_EU |  |  | H640SP+NVKC24A-SR-TPC | Globe valve (partial pressure-balanced) | 1600 kPa | 1000 kPa |  | EU\Inbox\Combinations\Folder..6/..7\ | 37
143788 | H432B/NVC24A-SR-TPC | H432B/NVC24A-SR-TPC |  | H432B | / | NVC24A-SR-TPC | Fast runner | 1 | Scenario 2 |  | PPK¦SelectPro¦VDI3805¦Internet_EU |  |  | H432B/NVC24A-SR-TPC | Globe valve | 1000 kPa | 400 kPa |  | EU\Inbox\Combinations\Folder..4/..5\ | 32
143689 | H612N+NVKC24A-SR-TPC | H612N+NVKC24A-SR-TPC |  | H612N | + | NVKC24A-SR-TPC | Actuator with emergency control function | 1 | Scenario 2 |  | PPK¦SelectPro¦VDI3805¦Internet_EU |  |  | H612N+NVKC24A-SR-TPC | Globe valve | 1600 kPa | 400 kPa |  | EU\Inbox\Combinations\Folder..6/..7\ | 33
143536 | H532B/NVKC24A-SR-TPC | H532B/NVKC24A-SR-TPC |  | H532B | / | NVKC24A-SR-TPC | Actuator with emergency control function | 1 | Scenario 2 |  | PPK¦SelectPro¦VDI3805¦Internet_EU |  |  | H532B/NVKC24A-SR-TPC | Globe valve | 1000 kPa | 400 kPa |  | EU\Inbox\Combinations\Folder..4/..5\ | 34
143488 | H420B/NVKC24A-SR-TPC | H420B/NVKC24A-SR-TPC |  | H420B | / | NVKC24A-SR-TPC | Actuator with emergency control function | 1 | Scenario 2 |  | PPK¦SelectPro¦VDI3805¦Internet_EU |  |  | H420B/NVKC24A-SR-TPC | Globe valve | 1600 kPa | 400 kPa |  | EU\Inbox\Combinations\Folder..4/..5\ | 32
143385 | H619S/LVC24A-SR-TPC | H619S/LVC24A-SR-TPC |  | H619S | / | LVC24A-SR-TPC | Fast runner | 0 | Scenario 2 |  | PPK¦SelectPro¦VDI3805¦Internet_EU |  |  | H619S/LVC24A-SR-TPC | Globe valve | 800 kPa | 800 kPa |  | EU\Inbox\Combinations\Folder..6/..7\ | 33
143739 | H620N+NVK24A-SR-TPC | H620N+NVK24A-SR-TPC |  | H620N | + | NVK24A-SR-TPC | Actuator with emergency control function | 1 | Scenario 2 |  | PPK¦SelectPro¦VDI3805¦Internet_EU |  |  | H620N+NVK24A-SR-TPC | Globe valve | 1600 kPa | 400 kPa |  | EU\Inbox\Combinations\Folder..6/..7\ | 36
143438 | H6100N/AVK24A-SR-TPC | H6100N/AVK24A-SR-TPC |  | H6100N | / | AVK24A-SR-TPC | Actuator with emergency control function | 1 | Scenario 2 |  | PPK¦SelectPro¦VDI3805¦Internet_EU |  |  | H6100N/AVK24A-SR-TPC | Globe valve | 150 kPa | 150 kPa |  | EU\Inbox\Combinations\Folder..6/..7\ | 37
143587 | H6032X10-S2+NVKC24A-SR-TPC | H6032X10-S2+NVKC24A-SR-TPC |  | H6032X10-S2 | + | NVKC24A-SR-TPC | Actuator with emergency control function | 1 | Scenario 2 |  | PPK¦SelectPro¦VDI3805¦Internet_EU |  |  | H6032X10-S2+NVKC24A-SR-TPC | Globe valve | 900 kPa | 900 kPa |  | EU\Inbox\Combinations\Folder..6/..7\ | 36
143789 | H440B+NVC24A-SR-TPC | H440B+NVC24A-SR-TPC |  | H440B | + | NVC24A-SR-TPC | Fast runner | 1 | Scenario 2 |  | PPK¦SelectPro¦VDI3805¦Internet_EU |  |  | H440B+NVC24A-SR-TPC | Globe valve | 500 kPa | 400 kPa |  | EU\Inbox\Combinations\Folder..4/..5\ | 32
143690 | H612N/NVKC24A-SR-TPC | H612N/NVKC24A-SR-TPC |  | H612N | / | NVKC24A-SR-TPC | Actuator with emergency control function | 1 | Scenario 2 |  | PPK¦SelectPro¦VDI3805¦Internet_EU |  |  | H612N/NVKC24A-SR-TPC | Globe valve | 1600 kPa | 400 kPa |  | EU\Inbox\Combinations\Folder..6/..7\ | 33
143636 | H640SP/NVKC24A-SR-TPC | H640SP/NVKC24A-SR-TPC |  | H640SP | / | NVKC24A-SR-TPC | Actuator with emergency control function | 1 | Scenario 2 |  | PPK¦SelectPro¦VDI3805¦Internet_EU |  |  | H640SP/NVKC24A-SR-TPC | Globe valve (partial pressure-balanced) | 1600 kPa | 1000 kPa |  | EU\Inbox\Combinations\Folder..6/..7\ | 36
143537 | H540B+NVK24A-SR-TPC | H540B+NVK24A-SR-TPC |  | H540B | + | NVK24A-SR-TPC | Actuator with emergency control function | 1 | Scenario 2 |  | PPK¦SelectPro¦VDI3805¦Internet_EU |  |  | H540B+NVK24A-SR-TPC | Globe valve | 500 kPa | 400 kPa |  | EU\Inbox\Combinations\Folder..4/..5\ | 34
143489 | H425B+NVK24A-SR-TPC | H425B+NVK24A-SR-TPC |  | H425B | + | NVK24A-SR-TPC | Actuator with emergency control function | 1 | Scenario 2 |  | PPK¦SelectPro¦VDI3805¦Internet_EU |  |  | H425B+NVK24A-SR-TPC | Globe valve | 1300 kPa | 400 kPa |  | EU\Inbox\Combinations\Folder..4/..5\ | 32
143740 | H620N/NVK24A-SR-TPC | H620N/NVK24A-SR-TPC |  | H620N | / | NVK24A-SR-TPC | Actuator with emergency control function | 1 | Scenario 2 |  | PPK¦SelectPro¦VDI3805¦Internet_EU |  |  | H620N/NVK24A-SR-TPC | Globe valve | 1600 kPa | 400 kPa |  | EU\Inbox\Combinations\Folder..6/..7\ | 36
143439 | H6100R/AVK24A-SR-TPC | H6100R/AVK24A-SR-TPC |  | H6100R | / | AVK24A-SR-TPC | Actuator with emergency control function | 1 | Scenario 2 |  | PPK¦SelectPro¦VDI3805¦Internet_EU |  |  | H6100R/AVK24A-SR-TPC | Globe valve | 150 kPa | 150 kPa |  | EU\Inbox\Combinations\Folder..6/..7\ | 37
143386 | H620N+LVC24A-SR-TPC | H620N+LVC24A-SR-TPC |  | H620N | + | LVC24A-SR-TPC | Fast runner | 1 | Scenario 2 |  | PPK¦SelectPro¦VDI3805¦Internet_EU |  |  | H620N+LVC24A-SR-TPC | Globe valve | 900 kPa | 400 kPa |  | EU\Inbox\Combinations\Folder..6/..7\ | 33
143588 | H6032X10-S2/NVKC24A-SR-TPC | H6032X10-S2/NVKC24A-SR-TPC |  | H6032X10-S2 | / | NVKC24A-SR-TPC | Actuator with emergency control function | 1 | Scenario 2 |  | PPK¦SelectPro¦VDI3805¦Internet_EU |  |  | H6032X10-S2/NVKC24A-SR-TPC | Globe valve | 900 kPa | 900 kPa |  | EU\Inbox\Combinations\Folder..6/..7\ | 36
143790 | H440B/NVC24A-SR-TPC | H440B/NVC24A-SR-TPC |  | H440B | / | NVC24A-SR-TPC | Fast runner | 1 | Scenario 2 |  | PPK¦SelectPro¦VDI3805¦Internet_EU |  |  | H440B/NVC24A-SR-TPC | Globe valve | 500 kPa | 400 kPa |  | EU\Inbox\Combinations\Folder..4/..5\ | 32
143691 | H612R+NVK24A-SR-TPC | H612R+NVK24A-SR-TPC |  | H612R | + | NVK24A-SR-TPC | Actuator with emergency control function | 1 | Scenario 2 |  | PPK¦SelectPro¦VDI3805¦Internet_EU |  |  | H612R+NVK24A-SR-TPC | Globe valve | 600 kPa | 400 kPa |  | EU\Inbox\Combinations\Folder..6/..7\ | 33
143637 | H650N+NVK24A-SR-TPC | H650N+NVK24A-SR-TPC |  | H650N | + | NVK24A-SR-TPC | Actuator with emergency control function | 1 | Scenario 2 |  | PPK¦SelectPro¦VDI3805¦Internet_EU |  |  | H650N+NVK24A-SR-TPC | Globe valve | 300 kPa | 300 kPa |  | EU\Inbox\Combinations\Folder..6/..7\ | 35
143538 | H540B/NVK24A-SR-TPC | H540B/NVK24A-SR-TPC |  | H540B | / | NVK24A-SR-TPC | Actuator with emergency control function | 1 | Scenario 2 |  | PPK¦SelectPro¦VDI3805¦Internet_EU |  |  | H540B/NVK24A-SR-TPC | Globe valve | 500 kPa | 400 kPa |  | EU\Inbox\Combinations\Folder..4/..5\ | 34
143490 | H425B/NVK24A-SR-TPC | H425B/NVK24A-SR-TPC |  | H425B | / | NVK24A-SR-TPC | Actuator with emergency control function | 1 | Scenario 2 |  | PPK¦SelectPro¦VDI3805¦Internet_EU |  |  | H425B/NVK24A-SR-TPC | Globe valve | 1300 kPa | 400 kPa |  | EU\Inbox\Combinations\Folder..4/..5\ | 32
143203 | H665S+EV24A-TPC | H665S+EV24A-TPC |  | H665S | + | EV24A-TPC | Standard actuator | 0 | Scenario 2 |  | PPK¦SelectPro¦VDI3805¦Internet_EU |  |  | H665S+EV24A-TPC | Globe valve | 550 kPa | 550 kPa |  | EU\Inbox\Combinations\Folder..6/..7\ | 41
143741 | H620N+NVKC24A-SR-TPC | H620N+NVKC24A-SR-TPC |  | H620N | + | NVKC24A-SR-TPC | Actuator with emergency control function | 1 | Scenario 2 |  | PPK¦SelectPro¦VDI3805¦Internet_EU |  |  | H620N+NVKC24A-SR-TPC | Globe valve | 1600 kPa | 400 kPa |  | EU\Inbox\Combinations\Folder..6/..7\ | 36
143440 | H6100S/AVK24A-SR-TPC | H6100S/AVK24A-SR-TPC |  | H6100S | / | AVK24A-SR-TPC | Actuator with emergency control function | 1 | Scenario 2 |  | PPK¦SelectPro¦VDI3805¦Internet_EU |  |  | H6100S/AVK24A-SR-TPC | Globe valve | 150 kPa | 150 kPa |  | EU\Inbox\Combinations\Folder..6/..7\ | 37
143791 | H450B+NVC24A-SR-TPC | H450B+NVC24A-SR-TPC |  | H450B | + | NVC24A-SR-TPC | Fast runner | 0 | Scenario 2 |  | PPK¦SelectPro¦VDI3805¦Internet_EU |  |  | H450B+NVC24A-SR-TPC | Globe valve | 300 kPa | 300 kPa |  | EU\Inbox\Combinations\Folder..4/..5\ | 31
143589 | H6032X16-S2+NVK24A-SR-TPC | H6032X16-S2+NVK24A-SR-TPC |  | H6032X16-S2 | + | NVK24A-SR-TPC | Actuator with emergency control function | 1 | Scenario 2 |  | PPK¦SelectPro¦VDI3805¦Internet_EU |  |  | H6032X16-S2+NVK24A-SR-TPC | Globe valve | 900 kPa | 900 kPa |  | EU\Inbox\Combinations\Folder..6/..7\ | 36
143387 | H620N/LVC24A-SR-TPC | H620N/LVC24A-SR-TPC |  | H620N | / | LVC24A-SR-TPC | Fast runner | 1 | Scenario 2 |  | PPK¦SelectPro¦VDI3805¦Internet_EU |  |  | H620N/LVC24A-SR-TPC | Globe valve | 900 kPa | 400 kPa |  | EU\Inbox\Combinations\Folder..6/..7\ | 33
143692 | H612R/NVK24A-SR-TPC | H612R/NVK24A-SR-TPC |  | H612R | / | NVK24A-SR-TPC | Actuator with emergency control function | 1 | Scenario 2 |  | PPK¦SelectPro¦VDI3805¦Internet_EU |  |  | H612R/NVK24A-SR-TPC | Globe valve | 600 kPa | 400 kPa |  | EU\Inbox\Combinations\Folder..6/..7\ | 33
143638 | H650N/NVK24A-SR-TPC | H650N/NVK24A-SR-TPC |  | H650N | / | NVK24A-SR-TPC | Actuator with emergency control function | 1 | Scenario 2 |  | PPK¦SelectPro¦VDI3805¦Internet_EU |  |  | H650N/NVK24A-SR-TPC | Globe valve | 300 kPa | 300 kPa |  | EU\Inbox\Combinations\Folder..6/..7\ | 36
143491 | H425B+NVKC24A-SR-TPC | H425B+NVKC24A-SR-TPC |  | H425B | + | NVKC24A-SR-TPC | Actuator with emergency control function | 1 | Scenario 2 |  | PPK¦SelectPro¦VDI3805¦Internet_EU |  |  | H425B+NVKC24A-SR-TPC | Globe valve | 1300 kPa | 400 kPa |  | EU\Inbox\Combinations\Folder..4/..5\ | 32
143539 | H540B+NVKC24A-SR-TPC | H540B+NVKC24A-SR-TPC |  | H540B | + | NVKC24A-SR-TPC | Actuator with emergency control function | 1 | Scenario 2 |  | PPK¦SelectPro¦VDI3805¦Internet_EU |  |  | H540B+NVKC24A-SR-TPC | Globe valve | 500 kPa | 400 kPa |  | EU\Inbox\Combinations\Folder..4/..5\ | 34
143742 | H620N/NVKC24A-SR-TPC | H620N/NVKC24A-SR-TPC |  | H620N | / | NVKC24A-SR-TPC | Actuator with emergency control function | 1 | Scenario 2 |  | PPK¦SelectPro¦VDI3805¦Internet_EU |  |  | H620N/NVKC24A-SR-TPC | Globe valve | 1600 kPa | 400 kPa |  | EU\Inbox\Combinations\Folder..6/..7\ | 36
143441 | H6100SP/AVK24A-SR-TPC | H6100SP/AVK24A-SR-TPC |  | H6100SP | / | AVK24A-SR-TPC | Actuator with emergency control function | 1 | Scenario 2 |  | PPK¦SelectPro¦VDI3805¦Internet_EU |  |  | H6100SP/AVK24A-SR-TPC | Globe valve (partial pressure-balanced) | 600 kPa | 600 kPa |  | EU\Inbox\Combinations\Folder..6/..7\ | 37
143792 | H450B/NVC24A-SR-TPC | H450B/NVC24A-SR-TPC |  | H450B | / | NVC24A-SR-TPC | Fast runner | 0 | Scenario 2 |  | PPK¦SelectPro¦VDI3805¦Internet_EU |  |  | H450B/NVC24A-SR-TPC | Globe valve | 300 kPa | 300 kPa |  | EU\Inbox\Combinations\Folder..4/..5\ | 31
143590 | H6032X16-S2/NVK24A-SR-TPC | H6032X16-S2/NVK24A-SR-TPC |  | H6032X16-S2 | / | NVK24A-SR-TPC | Actuator with emergency control function | 1 | Scenario 2 |  | PPK¦SelectPro¦VDI3805¦Internet_EU |  |  | H6032X16-S2/NVK24A-SR-TPC | Globe valve | 900 kPa | 900 kPa |  | EU\Inbox\Combinations\Folder..6/..7\ | 36
143388 | H620R+LVC24A-SR-TPC | H620R+LVC24A-SR-TPC |  | H620R | + | LVC24A-SR-TPC | Fast runner | 1 | Scenario 2 |  | PPK¦SelectPro¦VDI3805¦Internet_EU |  |  | H620R+LVC24A-SR-TPC | Globe valve | 600 kPa | 400 kPa |  | EU\Inbox\Combinations\Folder..6/..7\ | 34
143693 | H612R+NVKC24A-SR-TPC | H612R+NVKC24A-SR-TPC |  | H612R | + | NVKC24A-SR-TPC | Actuator with emergency control function | 1 | Scenario 2 |  | PPK¦SelectPro¦VDI3805¦Internet_EU |  |  | H612R+NVKC24A-SR-TPC | Globe valve | 600 kPa | 400 kPa |  | EU\Inbox\Combinations\Folder..6/..7\ | 33
143639 | H650N+NVKC24A-SR-TPC | H650N+NVKC24A-SR-TPC |  | H650N | + | NVKC24A-SR-TPC | Actuator with emergency control function | 1 | Scenario 2 |  | PPK¦SelectPro¦VDI3805¦Internet_EU |  |  | H650N+NVKC24A-SR-TPC | Globe valve | 300 kPa | 300 kPa |  | EU\Inbox\Combinations\Folder..6/..7\ | 36
143492 | H425B/NVKC24A-SR-TPC | H425B/NVKC24A-SR-TPC |  | H425B | / | NVKC24A-SR-TPC | Actuator with emergency control function | 1 | Scenario 2 |  | PPK¦SelectPro¦VDI3805¦Internet_EU |  |  | H425B/NVKC24A-SR-TPC | Globe valve | 1300 kPa | 400 kPa |  | EU\Inbox\Combinations\Folder..4/..5\ | 32
143540 | H540B/NVKC24A-SR-TPC | H540B/NVKC24A-SR-TPC |  | H540B | / | NVKC24A-SR-TPC | Actuator with emergency control function | 1 | Scenario 2 |  | PPK¦SelectPro¦VDI3805¦Internet_EU |  |  | H540B/NVKC24A-SR-TPC | Globe valve | 500 kPa | 400 kPa |  | EU\Inbox\Combinations\Folder..4/..5\ | 34
143442 | H665N/AVK24A-SR-TPC | H665N/AVK24A-SR-TPC |  | H665N | / | AVK24A-SR-TPC | Actuator with emergency control function | 1 | Scenario 2 |  | PPK¦SelectPro¦VDI3805¦Internet_EU |  |  | H665N/AVK24A-SR-TPC | Globe valve | 400 kPa | 400 kPa |  | EU\Inbox\Combinations\Folder..6/..7\ | 37
143743 | H620R+NVK24A-SR-TPC | H620R+NVK24A-SR-TPC |  | H620R | + | NVK24A-SR-TPC | Actuator with emergency control function | 1 | Scenario 2 |  | PPK¦SelectPro¦VDI3805¦Internet_EU |  |  | H620R+NVK24A-SR-TPC | Globe valve | 600 kPa | 400 kPa |  | EU\Inbox\Combinations\Folder..6/..7\ | 36
143793 | H511B+NVC24A-SR-TPC | H511B+NVC24A-SR-TPC |  | H511B | + | NVC24A-SR-TPC | Fast runner | 0 | Scenario 2 |  | PPK¦SelectPro¦VDI3805¦Internet_EU |  |  | H511B+NVC24A-SR-TPC | Globe valve | 1600 kPa | 400 kPa |  | EU\Inbox\Combinations\Folder..4/..5\ | 31
143591 | H6032X16-S2+NVKC24A-SR-TPC | H6032X16-S2+NVKC24A-SR-TPC |  | H6032X16-S2 | + | NVKC24A-SR-TPC | Actuator with emergency control function | 1 | Scenario 2 |  | PPK¦SelectPro¦VDI3805¦Internet_EU |  |  | H6032X16-S2+NVKC24A-SR-TPC | Globe valve | 900 kPa | 900 kPa |  | EU\Inbox\Combinations\Folder..6/..7\ | 36
143389 | H620R/LVC24A-SR-TPC | H620R/LVC24A-SR-TPC |  | H620R | / | LVC24A-SR-TPC | Fast runner | 1 | Scenario 2 |  | PPK¦SelectPro¦VDI3805¦Internet_EU |  |  | H620R/LVC24A-SR-TPC | Globe valve | 600 kPa | 400 kPa |  | EU\Inbox\Combinations\Folder..6/..7\ | 34
143694 | H612R/NVKC24A-SR-TPC | H612R/NVKC24A-SR-TPC |  | H612R | / | NVKC24A-SR-TPC | Actuator with emergency control function | 1 | Scenario 2 |  | PPK¦SelectPro¦VDI3805¦Internet_EU |  |  | H612R/NVKC24A-SR-TPC | Globe valve | 600 kPa | 400 kPa |  | EU\Inbox\Combinations\Folder..6/..7\ | 33
143493 | H432B+NVK24A-SR-TPC | H432B+NVK24A-SR-TPC |  | H432B | + | NVK24A-SR-TPC | Actuator with emergency control function | 1 | Scenario 2 |  | PPK¦SelectPro¦VDI3805¦Internet_EU |  |  | H432B+NVK24A-SR-TPC | Globe valve | 1000 kPa | 400 kPa |  | EU\Inbox\Combinations\Folder..4/..5\ | 32
143640 | H650N/NVKC24A-SR-TPC | H650N/NVKC24A-SR-TPC |  | H650N | / | NVKC24A-SR-TPC | Actuator with emergency control function | 1 | Scenario 2 |  | PPK¦SelectPro¦VDI3805¦Internet_EU |  |  | H650N/NVKC24A-SR-TPC | Globe valve | 300 kPa | 300 kPa |  | EU\Inbox\Combinations\Folder..6/..7\ | 35
143541 | H550B+NVK24A-SR-TPC | H550B+NVK24A-SR-TPC |  | H550B | + | NVK24A-SR-TPC | Actuator with emergency control function | 1 | Scenario 2 |  | PPK¦SelectPro¦VDI3805¦Internet_EU |  |  | H550B+NVK24A-SR-TPC | Globe valve | 300 kPa | 300 kPa |  | EU\Inbox\Combinations\Folder..4/..5\ | 35
143443 | H665S/AVK24A-SR-TPC | H665S/AVK24A-SR-TPC |  | H665S | / | AVK24A-SR-TPC | Actuator with emergency control function | 1 | Scenario 2 |  | PPK¦SelectPro¦VDI3805¦Internet_EU |  |  | H665S/AVK24A-SR-TPC | Globe valve | 400 kPa | 400 kPa |  | EU\Inbox\Combinations\Folder..6/..7\ | 37
143744 | H620R/NVK24A-SR-TPC | H620R/NVK24A-SR-TPC |  | H620R | / | NVK24A-SR-TPC | Actuator with emergency control function | 1 | Scenario 2 |  | PPK¦SelectPro¦VDI3805¦Internet_EU |  |  | H620R/NVK24A-SR-TPC | Globe valve | 600 kPa | 400 kPa |  | EU\Inbox\Combinations\Folder..6/..7\ | 36
143794 | H511B/NVC24A-SR-TPC | H511B/NVC24A-SR-TPC |  | H511B | / | NVC24A-SR-TPC | Fast runner | 0 | Scenario 2 |  | PPK¦SelectPro¦VDI3805¦Internet_EU |  |  | H511B/NVC24A-SR-TPC | Globe valve | 1600 kPa | 400 kPa |  | EU\Inbox\Combinations\Folder..4/..5\ | 31
143592 | H6032X16-S2/NVKC24A-SR-TPC | H6032X16-S2/NVKC24A-SR-TPC |  | H6032X16-S2 | / | NVKC24A-SR-TPC | Actuator with emergency control function | 1 | Scenario 2 |  | PPK¦SelectPro¦VDI3805¦Internet_EU |  |  | H6032X16-S2/NVKC24A-SR-TPC | Globe valve | 900 kPa | 900 kPa |  | EU\Inbox\Combinations\Folder..6/..7\ | 36
143390 | H620S+LVC24A-SR-TPC | H620S+LVC24A-SR-TPC |  | H620S | + | LVC24A-SR-TPC | Fast runner | 0 | Scenario 2 |  | PPK¦SelectPro¦VDI3805¦Internet_EU |  |  | H620S+LVC24A-SR-TPC | Globe valve | 800 kPa | 800 kPa |  | EU\Inbox\Combinations\Folder..6/..7\ | 33
143494 | H432B/NVK24A-SR-TPC | H432B/NVK24A-SR-TPC |  | H432B | / | NVK24A-SR-TPC | Actuator with emergency control function | 1 | Scenario 2 |  | PPK¦SelectPro¦VDI3805¦Internet_EU |  |  | H432B/NVK24A-SR-TPC | Globe valve | 1000 kPa | 400 kPa |  | EU\Inbox\Combinations\Folder..4/..5\ | 32
143641 | H650R+NVK24A-SR-TPC | H650R+NVK24A-SR-TPC |  | H650R | + | NVK24A-SR-TPC | Actuator with emergency control function | 1 | Scenario 2 |  | PPK¦SelectPro¦VDI3805¦Internet_EU |  |  | H650R+NVK24A-SR-TPC | Globe valve | 300 kPa | 300 kPa |  | EU\Inbox\Combinations\Folder..6/..7\ | 35
143542 | H550B/NVK24A-SR-TPC | H550B/NVK24A-SR-TPC |  | H550B | / | NVK24A-SR-TPC | Actuator with emergency control function | 1 | Scenario 2 |  | PPK¦SelectPro¦VDI3805¦Internet_EU |  |  | H550B/NVK24A-SR-TPC | Globe valve | 300 kPa | 300 kPa |  | EU\Inbox\Combinations\Folder..4/..5\ | 35
143444 | H680N/AVK24A-SR-TPC | H680N/AVK24A-SR-TPC |  | H680N | / | AVK24A-SR-TPC | Actuator with emergency control function | 1 | Scenario 2 |  | PPK¦SelectPro¦VDI3805¦Internet_EU |  |  | H680N/AVK24A-SR-TPC | Globe valve | 250 kPa | 250 kPa |  | EU\Inbox\Combinations\Folder..6/..7\ | 37
143593 | H6040X16-S2+NVK24A-SR-TPC | H6040X16-S2+NVK24A-SR-TPC |  | H6040X16-S2 | + | NVK24A-SR-TPC | Actuator with emergency control function | 1 | Scenario 2 |  | PPK¦SelectPro¦VDI3805¦Internet_EU |  |  | H6040X16-S2+NVK24A-SR-TPC | Globe valve | 500 kPa | 500 kPa |  | EU\Inbox\Combinations\Folder..6/..7\ | 37
143391 | H620S/LVC24A-SR-TPC | H620S/LVC24A-SR-TPC |  | H620S | / | LVC24A-SR-TPC | Fast runner | 0 | Scenario 2 |  | PPK¦SelectPro¦VDI3805¦Internet_EU |  |  | H620S/LVC24A-SR-TPC | Globe valve | 800 kPa | 800 kPa |  | EU\Inbox\Combinations\Folder..6/..7\ | 33
143642 | H650R/NVK24A-SR-TPC | H650R/NVK24A-SR-TPC |  | H650R | / | NVK24A-SR-TPC | Actuator with emergency control function | 1 | Scenario 2 |  | PPK¦SelectPro¦VDI3805¦Internet_EU |  |  | H650R/NVK24A-SR-TPC | Globe valve | 300 kPa | 300 kPa |  | EU\Inbox\Combinations\Folder..6/..7\ | 36
143543 | H550B+NVKC24A-SR-TPC | H550B+NVKC24A-SR-TPC |  | H550B | + | NVKC24A-SR-TPC | Actuator with emergency control function | 1 | Scenario 2 |  | PPK¦SelectPro¦VDI3805¦Internet_EU |  |  | H550B+NVKC24A-SR-TPC | Globe valve | 300 kPa | 300 kPa |  | EU\Inbox\Combinations\Folder..4/..5\ | 35
143594 | H6040X16-S2/NVK24A-SR-TPC | H6040X16-S2/NVK24A-SR-TPC |  | H6040X16-S2 | / | NVK24A-SR-TPC | Actuator with emergency control function | 1 | Scenario 2 |  | PPK¦SelectPro¦VDI3805¦Internet_EU |  |  | H6040X16-S2/NVK24A-SR-TPC | Globe valve | 500 kPa | 500 kPa |  | EU\Inbox\Combinations\Folder..6/..7\ | 37
143392 | H624S+LVC24A-SR-TPC | H624S+LVC24A-SR-TPC |  | H624S | + | LVC24A-SR-TPC | Fast runner | 0 | Scenario 2 |  | PPK¦SelectPro¦VDI3805¦Internet_EU |  |  | H624S+LVC24A-SR-TPC | Globe valve | 450 kPa | 450 kPa |  | EU\Inbox\Combinations\Folder..6/..7\ | 33
143643 | H650R+NVKC24A-SR-TPC | H650R+NVKC24A-SR-TPC |  | H650R | + | NVKC24A-SR-TPC | Actuator with emergency control function | 1 | Scenario 2 |  | PPK¦SelectPro¦VDI3805¦Internet_EU |  |  | H650R+NVKC24A-SR-TPC | Globe valve | 300 kPa | 300 kPa |  | EU\Inbox\Combinations\Folder..6/..7\ | 35
143544 | H550B/NVKC24A-SR-TPC | H550B/NVKC24A-SR-TPC |  | H550B | / | NVKC24A-SR-TPC | Actuator with emergency control function | 1 | Scenario 2 |  | PPK¦SelectPro¦VDI3805¦Internet_EU |  |  | H550B/NVKC24A-SR-TPC | Globe valve | 300 kPa | 300 kPa |  | EU\Inbox\Combinations\Folder..4/..5\ | 35
143393 | H624S/LVC24A-SR-TPC | H624S/LVC24A-SR-TPC |  | H624S | / | LVC24A-SR-TPC | Fast runner | 0 | Scenario 2 |  | PPK¦SelectPro¦VDI3805¦Internet_EU |  |  | H624S/LVC24A-SR-TPC | Globe valve | 450 kPa | 450 kPa |  | EU\Inbox\Combinations\Folder..6/..7\ | 33
143644 | H650R/NVKC24A-SR-TPC | H650R/NVKC24A-SR-TPC |  | H650R | / | NVKC24A-SR-TPC | Actuator with emergency control function | 1 | Scenario 2 |  | PPK¦SelectPro¦VDI3805¦Internet_EU |  |  | H650R/NVKC24A-SR-TPC | Globe valve | 300 kPa | 300 kPa |  | EU\Inbox\Combinations\Folder..6/..7\ | 36
143394 | H625N+LVC24A-SR-TPC | H625N+LVC24A-SR-TPC |  | H625N | + | LVC24A-SR-TPC | Fast runner | 1 | Scenario 2 |  | PPK¦SelectPro¦VDI3805¦Internet_EU |  |  | H625N+LVC24A-SR-TPC | Globe valve | 500 kPa | 400 kPa |  | EU\Inbox\Combinations\Folder..6/..7\ | 33
143795 | H512B+NVC24A-SR-TPC | H512B+NVC24A-SR-TPC |  | H512B | + | NVC24A-SR-TPC | Fast runner | 0 | Scenario 2 |  | PPK¦SelectPro¦VDI3805¦Internet_EU |  |  | H512B+NVC24A-SR-TPC | Globe valve | 1600 kPa | 400 kPa |  | EU\Inbox\Combinations\Folder..4/..5\ | 31
143943 | H6080X90-SP2+NVC24A-SR-TPC | H6080X90-SP2+NVC24A-SR-TPC |  | H6080X90-SP2 | + | NVC24A-SR-TPC | Fast runner | 1 | Scenario 2 |  | PPK¦SelectPro¦VDI3805¦Internet_EU |  |  | H6080X90-SP2+NVC24A-SR-TPC | Globe valve (partial pressure-balanced) | 1600 kPa | 1000 kPa |  | EU\Inbox\Combinations\Folder..6/..7\ | 36
144379 | H413B/LVC24A-SR-TPC | H413B/LVC24A-SR-TPC |  | H413B | / | LVC24A-SR-TPC | Fast runner | 1 | Scenario 2 |  | PPK¦SelectPro¦VDI3805¦Internet_EU |  |  | H413B/LVC24A-SR-TPC | Globe valve | 1300 kPa | 400 kPa |  | EU\Inbox\Combinations\Folder..4/..5\ | 32
144177 | H411B+LV24A-SR-TPC | H411B+LV24A-SR-TPC |  | H411B | + | LV24A-SR-TPC | Standard actuator | 1 | Scenario 2 |  | PPK¦SelectPro¦VDI3805¦Internet_EU |  |  | H411B+LV24A-SR-TPC | Globe valve | 1300 kPa | 400 kPa |  | EU\Inbox\Combinations\Folder..4/..5\ | 37
143875 | H515B+NV24A-SR-TPC | H515B+NV24A-SR-TPC |  | H515B | + | NV24A-SR-TPC | Standard actuator | 0 | Scenario 2 |  | PPK¦SelectPro¦VDI3805¦Internet_EU |  |  | H515B+NV24A-SR-TPC | Globe valve | 1600 kPa | 400 kPa |  | EU\Inbox\Combinations\Folder..4/..5\ | 33
144227 | H6015XP63-S2+LV24A-SR-TPC | H6015XP63-S2+LV24A-SR-TPC |  | H6015XP63-S2 | + | LV24A-SR-TPC | Standard actuator | 1 | Scenario 2 |  | PPK¦SelectPro¦VDI3805¦Internet_EU |  |  | H6015XP63-S2+LV24A-SR-TPC | Globe valve | 2500 kPa | 1000 kPa |  | EU\Inbox\Combinations\Folder..6/..7\ | 32
144023 | H615R+NVC24A-SR-TPC | H615R+NVC24A-SR-TPC |  | H615R | + | NVC24A-SR-TPC | Fast runner | 0 | Scenario 2 |  | PPK¦SelectPro¦VDI3805¦Internet_EU |  |  | H615R+NVC24A-SR-TPC | Globe valve | 600 kPa | 400 kPa |  | EU\Inbox\Combinations\Folder..6/..7\ | 34
144107 | H619S+NV24A-SR-TPC | H619S+NV24A-SR-TPC |  | H619S | + | NV24A-SR-TPC | Standard actuator | 1 | Scenario 2 |  | PPK¦SelectPro¦VDI3805¦Internet_EU |  |  | H619S+NV24A-SR-TPC | Globe valve | 1600 kPa | 1000 kPa |  | EU\Inbox\Combinations\Folder..6/..7\ | 36
144277 | H615R+LV24A-SR-TPC | H615R+LV24A-SR-TPC |  | H615R | + | LV24A-SR-TPC | Standard actuator | 1 | Scenario 2 |  | PPK¦SelectPro¦VDI3805¦Internet_EU |  |  | H615R+LV24A-SR-TPC | Globe valve | 600 kPa | 400 kPa |  | EU\Inbox\Combinations\Folder..6/..7\ | 32
144327 | H7065Y63-S4/EVC24A-SR | H7065Y63-S4/EVC24A-SR |  | H7065Y63-S4 | / | EVC24A-SR | Fast runner | 1 | Scenario 2 |  | PPK¦SelectPro¦VDI3805¦Internet_EU |  |  | H7065Y63-S4/EVC24A-SR | Globe valve | 550 kPa | 550 kPa |  | EU\Inbox\Combinations\Folder..6/..7\ | 33
143796 | H512B/NVC24A-SR-TPC | H512B/NVC24A-SR-TPC |  | H512B | / | NVC24A-SR-TPC | Fast runner | 0 | Scenario 2 |  | PPK¦SelectPro¦VDI3805¦Internet_EU |  |  | H512B/NVC24A-SR-TPC | Globe valve | 1600 kPa | 400 kPa |  | EU\Inbox\Combinations\Folder..4/..5\ | 31
144433 | H632S/NV24A-SR-TPC | H632S/NV24A-SR-TPC |  | H632S | / | NV24A-SR-TPC | Standard actuator | 0 | Scenario 2 |  | PPK¦SelectPro¦VDI3805¦Internet_EU |  |  | H632S/NV24A-SR-TPC | Globe valve | 950 kPa | 950 kPa |  | EU\Inbox\Combinations\Folder..6/..7\ | 34
144517 | H532B/LVC24A-SR-TPC | H532B/LVC24A-SR-TPC |  | H532B | / | LVC24A-SR-TPC | Fast runner | 0 | Scenario 2 |  | PPK¦SelectPro¦VDI3805¦Internet_EU |  |  | H532B/LVC24A-SR-TPC | Globe valve | 350 kPa | 350 kPa |  | EU\Inbox\Combinations\Folder..4/..5\ | 31
144380 | H414B+LVC24A-SR-TPC | H414B+LVC24A-SR-TPC |  | H414B | + | LVC24A-SR-TPC | Fast runner | 1 | Scenario 2 |  | PPK¦SelectPro¦VDI3805¦Internet_EU |  |  | H414B+LVC24A-SR-TPC | Globe valve | 1300 kPa | 400 kPa |  | EU\Inbox\Combinations\Folder..4/..5\ | 32
143944 | H6080X90-SP2/NVC24A-SR-TPC | H6080X90-SP2/NVC24A-SR-TPC |  | H6080X90-SP2 | / | NVC24A-SR-TPC | Fast runner | 1 | Scenario 2 |  | PPK¦SelectPro¦VDI3805¦Internet_EU |  |  | H6080X90-SP2/NVC24A-SR-TPC | Globe valve (partial pressure-balanced) | 1600 kPa | 1000 kPa |  | EU\Inbox\Combinations\Folder..6/..7\ | 35
144178 | H411B/LV24A-SR-TPC | H411B/LV24A-SR-TPC |  | H411B | / | LV24A-SR-TPC | Standard actuator | 1 | Scenario 2 |  | PPK¦SelectPro¦VDI3805¦Internet_EU |  |  | H411B/LV24A-SR-TPC | Globe valve | 1300 kPa | 400 kPa |  | EU\Inbox\Combinations\Folder..4/..5\ | 37
144228 | H6015XP63-S2/LV24A-SR-TPC | H6015XP63-S2/LV24A-SR-TPC |  | H6015XP63-S2 | / | LV24A-SR-TPC | Standard actuator | 1 | Scenario 2 |  | PPK¦SelectPro¦VDI3805¦Internet_EU |  |  | H6015XP63-S2/LV24A-SR-TPC | Globe valve | 2500 kPa | 1000 kPa |  | EU\Inbox\Combinations\Folder..6/..7\ | 32
143876 | H515B/NV24A-SR-TPC | H515B/NV24A-SR-TPC |  | H515B | / | NV24A-SR-TPC | Standard actuator | 0 | Scenario 2 |  | PPK¦SelectPro¦VDI3805¦Internet_EU |  |  | H515B/NV24A-SR-TPC | Globe valve | 1600 kPa | 400 kPa |  | EU\Inbox\Combinations\Folder..4/..5\ | 33
144024 | H615R/NVC24A-SR-TPC | H615R/NVC24A-SR-TPC |  | H615R | / | NVC24A-SR-TPC | Fast runner | 0 | Scenario 2 |  | PPK¦SelectPro¦VDI3805¦Internet_EU |  |  | H615R/NVC24A-SR-TPC | Globe valve | 600 kPa | 400 kPa |  | EU\Inbox\Combinations\Folder..6/..7\ | 34
144663 | H613R/LVC24A-SR-TPC | H613R/LVC24A-SR-TPC |  | H613R | / | LVC24A-SR-TPC | Fast runner | 1 | Scenario 2 |  | PPK¦SelectPro¦VDI3805¦Internet_EU |  |  | H613R/LVC24A-SR-TPC | Globe valve | 600 kPa | 400 kPa |  | EU\Inbox\Combinations\Folder..6/..7\ | 32
144278 | H615R/LV24A-SR-TPC | H615R/LV24A-SR-TPC |  | H615R | / | LV24A-SR-TPC | Standard actuator | 1 | Scenario 2 |  | PPK¦SelectPro¦VDI3805¦Internet_EU |  |  | H615R/LV24A-SR-TPC | Globe valve | 600 kPa | 400 kPa |  | EU\Inbox\Combinations\Folder..6/..7\ | 32
144108 | H619S/NV24A-SR-TPC | H619S/NV24A-SR-TPC |  | H619S | / | NV24A-SR-TPC | Standard actuator | 1 | Scenario 2 |  | PPK¦SelectPro¦VDI3805¦Internet_EU |  |  | H619S/NV24A-SR-TPC | Globe valve | 1600 kPa | 1000 kPa |  | EU\Inbox\Combinations\Folder..6/..7\ | 36
144328 | H7080X100-S4/EV24A-SR-TPC | H7080X100-S4/EV24A-SR-TPC |  | H7080X100-S4 | / | EV24A-SR-TPC | Standard actuator | 0 | Scenario 2 |  | PPK¦SelectPro¦VDI3805¦Internet_EU |  |  | H7080X100-S4/EV24A-SR-TPC | Globe valve | 350 kPa | 350 kPa |  | EU\Inbox\Combinations\Folder..6/..7\ | 33
144599 | H713R/NV24A-SR-TPC | H713R/NV24A-SR-TPC |  | H713R | / | NV24A-SR-TPC | Standard actuator | 0 | Scenario 2 |  | PPK¦SelectPro¦VDI3805¦Internet_EU |  |  | H713R/NV24A-SR-TPC | Globe valve | 600 kPa | 400 kPa |  | EU\Inbox\Combinations\Folder..6/..7\ | 34
143797 | H513B+NVC24A-SR-TPC | H513B+NVC24A-SR-TPC |  | H513B | + | NVC24A-SR-TPC | Fast runner | 0 | Scenario 2 |  | PPK¦SelectPro¦VDI3805¦Internet_EU |  |  | H513B+NVC24A-SR-TPC | Globe valve | 1600 kPa | 400 kPa |  | EU\Inbox\Combinations\Folder..4/..5\ | 32
144436 | H640N+NV24A-SR-TPC | H640N+NV24A-SR-TPC |  | H640N | + | NV24A-SR-TPC | Standard actuator | 1 | Scenario 2 |  | PPK¦SelectPro¦VDI3805¦Internet_EU |  |  | H640N+NV24A-SR-TPC | Globe valve | 500 kPa | 400 kPa |  | EU\Inbox\Combinations\Folder..6/..7\ | 35
144381 | H414B/LVC24A-SR-TPC | H414B/LVC24A-SR-TPC |  | H414B | / | LVC24A-SR-TPC | Fast runner | 1 | Scenario 2 |  | PPK¦SelectPro¦VDI3805¦Internet_EU |  |  | H414B/LVC24A-SR-TPC | Globe valve | 1300 kPa | 400 kPa |  | EU\Inbox\Combinations\Folder..4/..5\ | 32
144518 | H540B+LVC24A-SR-TPC | H540B+LVC24A-SR-TPC |  | H540B | + | LVC24A-SR-TPC | Fast runner | 0 | Scenario 2 |  | PPK¦SelectPro¦VDI3805¦Internet_EU |  |  | H540B+LVC24A-SR-TPC | Globe valve | 150 kPa | 150 kPa |  | EU\Inbox\Combinations\Folder..4/..5\ | 31
143945 | H6100X125-SP2+NVC24A-SR-TPC | H6100X125-SP2+NVC24A-SR-TPC |  | H6100X125-SP2 | + | NVC24A-SR-TPC | Fast runner | 1 | Scenario 2 |  | PPK¦SelectPro¦VDI3805¦Internet_EU |  |  | H6100X125-SP2+NVC24A-SR-TPC | Globe valve (partial pressure-balanced) | 1000 kPa | 1000 kPa |  | EU\Inbox\Combinations\Folder..6/..7\ | 34
144179 | H412B+LV24A-SR-TPC | H412B+LV24A-SR-TPC |  | H412B | + | LV24A-SR-TPC | Standard actuator | 1 | Scenario 2 |  | PPK¦SelectPro¦VDI3805¦Internet_EU |  |  | H412B+LV24A-SR-TPC | Globe valve | 1300 kPa | 400 kPa |  | EU\Inbox\Combinations\Folder..4/..5\ | 37
144229 | H6020X4-S2+LV24A-SR-TPC | H6020X4-S2+LV24A-SR-TPC |  | H6020X4-S2 | + | LV24A-SR-TPC | Standard actuator | 0 | Scenario 2 |  | PPK¦SelectPro¦VDI3805¦Internet_EU |  |  | H6020X4-S2+LV24A-SR-TPC | Globe valve | 800 kPa | 800 kPa |  | EU\Inbox\Combinations\Folder..6/..7\ | 32
143879 | H520B+NV24A-SR-TPC | H520B+NV24A-SR-TPC |  | H520B | + | NV24A-SR-TPC | Standard actuator | 0 | Scenario 2 |  | PPK¦SelectPro¦VDI3805¦Internet_EU |  |  | H520B+NV24A-SR-TPC | Globe valve | 1600 kPa | 400 kPa |  | EU\Inbox\Combinations\Folder..4/..5\ | 33
144025 | H613N+NVC24A-SR-TPC | H613N+NVC24A-SR-TPC |  | H613N | + | NVC24A-SR-TPC | Fast runner | 0 | Scenario 2 |  | PPK¦SelectPro¦VDI3805¦Internet_EU |  |  | H613N+NVC24A-SR-TPC | Globe valve | 1600 kPa | 400 kPa |  | EU\Inbox\Combinations\Folder..6/..7\ | 34
144279 | H615S+LV24A-SR-TPC | H615S+LV24A-SR-TPC |  | H615S | + | LV24A-SR-TPC | Standard actuator | 1 | Scenario 2 |  | PPK¦SelectPro¦VDI3805¦Internet_EU |  |  | H615S+LV24A-SR-TPC | Globe valve | 800 kPa | 800 kPa |  | EU\Inbox\Combinations\Folder..6/..7\ | 32
144664 | H613S+LVC24A-SR-TPC | H613S+LVC24A-SR-TPC |  | H613S | + | LVC24A-SR-TPC | Fast runner | 1 | Scenario 2 |  | PPK¦SelectPro¦VDI3805¦Internet_EU |  |  | H613S+LVC24A-SR-TPC | Globe valve | 800 kPa | 800 kPa |  | EU\Inbox\Combinations\Folder..6/..7\ | 32
144111 | H620N+NV24A-SR-TPC | H620N+NV24A-SR-TPC |  | H620N | + | NV24A-SR-TPC | Standard actuator | 0 | Scenario 2 |  | PPK¦SelectPro¦VDI3805¦Internet_EU |  |  | H620N+NV24A-SR-TPC | Globe valve | 1600 kPa | 400 kPa |  | EU\Inbox\Combinations\Folder..6/..7\ | 36
144329 | H7080X100-S4/EVC24A-SR | H7080X100-S4/EVC24A-SR |  | H7080X100-S4 | / | EVC24A-SR | Fast runner | 1 | Scenario 2 |  | PPK¦SelectPro¦VDI3805¦Internet_EU |  |  | H7080X100-S4/EVC24A-SR | Globe valve | 350 kPa | 350 kPa |  | EU\Inbox\Combinations\Folder..6/..7\ | 33
143798 | H513B/NVC24A-SR-TPC | H513B/NVC24A-SR-TPC |  | H513B | / | NVC24A-SR-TPC | Fast runner | 0 | Scenario 2 |  | PPK¦SelectPro¦VDI3805¦Internet_EU |  |  | H513B/NVC24A-SR-TPC | Globe valve | 1600 kPa | 400 kPa |  | EU\Inbox\Combinations\Folder..4/..5\ | 32
144602 | H714N+NV24A-SR-TPC | H714N+NV24A-SR-TPC |  | H714N | + | NV24A-SR-TPC | Standard actuator | 0 | Scenario 2 |  | PPK¦SelectPro¦VDI3805¦Internet_EU |  |  | H714N+NV24A-SR-TPC | Globe valve | 1600 kPa | 400 kPa |  | EU\Inbox\Combinations\Folder..6/..7\ | 35
144437 | H640N/NV24A-SR-TPC | H640N/NV24A-SR-TPC |  | H640N | / | NV24A-SR-TPC | Standard actuator | 1 | Scenario 2 |  | PPK¦SelectPro¦VDI3805¦Internet_EU |  |  | H640N/NV24A-SR-TPC | Globe valve | 500 kPa | 400 kPa |  | EU\Inbox\Combinations\Folder..6/..7\ | 35
144382 | H415B+LVC24A-SR-TPC | H415B+LVC24A-SR-TPC |  | H415B | + | LVC24A-SR-TPC | Fast runner | 1 | Scenario 2 |  | PPK¦SelectPro¦VDI3805¦Internet_EU |  |  | H415B+LVC24A-SR-TPC | Globe valve | 1300 kPa | 400 kPa |  | EU\Inbox\Combinations\Folder..4/..5\ | 32
144519 | H540B/LVC24A-SR-TPC | H540B/LVC24A-SR-TPC |  | H540B | / | LVC24A-SR-TPC | Fast runner | 0 | Scenario 2 |  | PPK¦SelectPro¦VDI3805¦Internet_EU |  |  | H540B/LVC24A-SR-TPC | Globe valve | 150 kPa | 150 kPa |  | EU\Inbox\Combinations\Folder..4/..5\ | 31
143946 | H6100X125-SP2/NVC24A-SR-TPC | H6100X125-SP2/NVC24A-SR-TPC |  | H6100X125-SP2 | / | NVC24A-SR-TPC | Fast runner | 1 | Scenario 2 |  | PPK¦SelectPro¦VDI3805¦Internet_EU |  |  | H6100X125-SP2/NVC24A-SR-TPC | Globe valve (partial pressure-balanced) | 1000 kPa | 1000 kPa |  | EU\Inbox\Combinations\Folder..6/..7\ | 33
144180 | H412B/LV24A-SR-TPC | H412B/LV24A-SR-TPC |  | H412B | / | LV24A-SR-TPC | Standard actuator | 1 | Scenario 2 |  | PPK¦SelectPro¦VDI3805¦Internet_EU |  |  | H412B/LV24A-SR-TPC | Globe valve | 1300 kPa | 400 kPa |  | EU\Inbox\Combinations\Folder..4/..5\ | 37
144230 | H6020X4-S2/LV24A-SR-TPC | H6020X4-S2/LV24A-SR-TPC |  | H6020X4-S2 | / | LV24A-SR-TPC | Standard actuator | 0 | Scenario 2 |  | PPK¦SelectPro¦VDI3805¦Internet_EU |  |  | H6020X4-S2/LV24A-SR-TPC | Globe valve | 800 kPa | 800 kPa |  | EU\Inbox\Combinations\Folder..6/..7\ | 32
143880 | H520B/NV24A-SR-TPC | H520B/NV24A-SR-TPC |  | H520B | / | NV24A-SR-TPC | Standard actuator | 0 | Scenario 2 |  | PPK¦SelectPro¦VDI3805¦Internet_EU |  |  | H520B/NV24A-SR-TPC | Globe valve | 1600 kPa | 400 kPa |  | EU\Inbox\Combinations\Folder..4/..5\ | 33
144026 | H613N/NVC24A-SR-TPC | H613N/NVC24A-SR-TPC |  | H613N | / | NVC24A-SR-TPC | Fast runner | 0 | Scenario 2 |  | PPK¦SelectPro¦VDI3805¦Internet_EU |  |  | H613N/NVC24A-SR-TPC | Globe valve | 1600 kPa | 400 kPa |  | EU\Inbox\Combinations\Folder..6/..7\ | 34
144665 | H613S/LVC24A-SR-TPC | H613S/LVC24A-SR-TPC |  | H613S | / | LVC24A-SR-TPC | Fast runner | 1 | Scenario 2 |  | PPK¦SelectPro¦VDI3805¦Internet_EU |  |  | H613S/LVC24A-SR-TPC | Globe valve | 800 kPa | 800 kPa |  | EU\Inbox\Combinations\Folder..6/..7\ | 32
144280 | H615S/LV24A-SR-TPC | H615S/LV24A-SR-TPC |  | H615S | / | LV24A-SR-TPC | Standard actuator | 1 | Scenario 2 |  | PPK¦SelectPro¦VDI3805¦Internet_EU |  |  | H615S/LV24A-SR-TPC | Globe valve | 800 kPa | 800 kPa |  | EU\Inbox\Combinations\Folder..6/..7\ | 32
144112 | H620N/NV24A-SR-TPC | H620N/NV24A-SR-TPC |  | H620N | / | NV24A-SR-TPC | Standard actuator | 0 | Scenario 2 |  | PPK¦SelectPro¦VDI3805¦Internet_EU |  |  | H620N/NV24A-SR-TPC | Globe valve | 1600 kPa | 400 kPa |  | EU\Inbox\Combinations\Folder..6/..7\ | 36
144330 | H7080Y100-S4/EV24A-SR-TPC | H7080Y100-S4/EV24A-SR-TPC |  | H7080Y100-S4 | / | EV24A-SR-TPC | Standard actuator | 0 | Scenario 2 |  | PPK¦SelectPro¦VDI3805¦Internet_EU |  |  | H7080Y100-S4/EV24A-SR-TPC | Globe valve | 350 kPa | 350 kPa |  | EU\Inbox\Combinations\Folder..6/..7\ | 33
143799 | H514B+NVC24A-SR-TPC | H514B+NVC24A-SR-TPC |  | H514B | + | NVC24A-SR-TPC | Fast runner | 0 | Scenario 2 |  | PPK¦SelectPro¦VDI3805¦Internet_EU |  |  | H514B+NVC24A-SR-TPC | Globe valve | 1600 kPa | 400 kPa |  | EU\Inbox\Combinations\Folder..4/..5\ | 33
144603 | H714N/NV24A-SR-TPC | H714N/NV24A-SR-TPC |  | H714N | / | NV24A-SR-TPC | Standard actuator | 0 | Scenario 2 |  | PPK¦SelectPro¦VDI3805¦Internet_EU |  |  | H714N/NV24A-SR-TPC | Globe valve | 1600 kPa | 400 kPa |  | EU\Inbox\Combinations\Folder..6/..7\ | 36
144440 | H640R+NV24A-SR-TPC | H640R+NV24A-SR-TPC |  | H640R | + | NV24A-SR-TPC | Standard actuator | 1 | Scenario 2 |  | PPK¦SelectPro¦VDI3805¦Internet_EU |  |  | H640R+NV24A-SR-TPC | Globe valve | 500 kPa | 400 kPa |  | EU\Inbox\Combinations\Folder..6/..7\ | 35
144520 | H550B+LVC24A-SR-TPC | H550B+LVC24A-SR-TPC |  | H550B | + | LVC24A-SR-TPC | Fast runner | 0 | Scenario 2 |  | PPK¦SelectPro¦VDI3805¦Internet_EU |  |  | H550B+LVC24A-SR-TPC | Globe valve | 70 kPa | 70 kPa |  | EU\Inbox\Combinations\Folder..4/..5\ | 31
144383 | H415B/LVC24A-SR-TPC | H415B/LVC24A-SR-TPC |  | H415B | / | LVC24A-SR-TPC | Fast runner | 1 | Scenario 2 |  | PPK¦SelectPro¦VDI3805¦Internet_EU |  |  | H415B/LVC24A-SR-TPC | Globe valve | 1300 kPa | 400 kPa |  | EU\Inbox\Combinations\Folder..4/..5\ | 32
143947 | H610S+NVC24A-SR-TPC | H610S+NVC24A-SR-TPC |  | H610S | + | NVC24A-SR-TPC | Fast runner | 1 | Scenario 2 |  | PPK¦SelectPro¦VDI3805¦Internet_EU |  |  | H610S+NVC24A-SR-TPC | Globe valve | 1600 kPa | 1000 kPa |  | EU\Inbox\Combinations\Folder..6/..7\ | 33
144666 | H614N+LVC24A-SR-TPC | H614N+LVC24A-SR-TPC |  | H614N | + | LVC24A-SR-TPC | Fast runner | 1 | Scenario 2 |  | PPK¦SelectPro¦VDI3805¦Internet_EU |  |  | H614N+LVC24A-SR-TPC | Globe valve | 1300 kPa | 400 kPa |  | EU\Inbox\Combinations\Folder..6/..7\ | 32
144181 | H413B+LV24A-SR-TPC | H413B+LV24A-SR-TPC |  | H413B | + | LV24A-SR-TPC | Standard actuator | 1 | Scenario 2 |  | PPK¦SelectPro¦VDI3805¦Internet_EU |  |  | H413B+LV24A-SR-TPC | Globe valve | 1300 kPa | 400 kPa |  | EU\Inbox\Combinations\Folder..4/..5\ | 33
144231 | H6020X6P3-S2+LV24A-SR-TPC | H6020X6P3-S2+LV24A-SR-TPC |  | H6020X6P3-S2 | + | LV24A-SR-TPC | Standard actuator | 0 | Scenario 2 |  | PPK¦SelectPro¦VDI3805¦Internet_EU |  |  | H6020X6P3-S2+LV24A-SR-TPC | Globe valve | 600 kPa | 600 kPa |  | EU\Inbox\Combinations\Folder..6/..7\ | 32
144027 | H613R+NVC24A-SR-TPC | H613R+NVC24A-SR-TPC |  | H613R | + | NVC24A-SR-TPC | Fast runner | 0 | Scenario 2 |  | PPK¦SelectPro¦VDI3805¦Internet_EU |  |  | H613R+NVC24A-SR-TPC | Globe valve | 600 kPa | 400 kPa |  | EU\Inbox\Combinations\Folder..6/..7\ | 34
143883 | H525B+NV24A-SR-TPC | H525B+NV24A-SR-TPC |  | H525B | + | NV24A-SR-TPC | Standard actuator | 0 | Scenario 2 |  | PPK¦SelectPro¦VDI3805¦Internet_EU |  |  | H525B+NV24A-SR-TPC | Globe valve | 1300 kPa | 400 kPa |  | EU\Inbox\Combinations\Folder..4/..5\ | 33
144281 | H619S+LV24A-SR-TPC | H619S+LV24A-SR-TPC |  | H619S | + | LV24A-SR-TPC | Standard actuator | 0 | Scenario 2 |  | PPK¦SelectPro¦VDI3805¦Internet_EU |  |  | H619S+LV24A-SR-TPC | Globe valve | 800 kPa | 800 kPa |  | EU\Inbox\Combinations\Folder..6/..7\ | 32
143800 | H514B/NVC24A-SR-TPC | H514B/NVC24A-SR-TPC |  | H514B | / | NVC24A-SR-TPC | Fast runner | 0 | Scenario 2 |  | PPK¦SelectPro¦VDI3805¦Internet_EU |  |  | H514B/NVC24A-SR-TPC | Globe valve | 1600 kPa | 400 kPa |  | EU\Inbox\Combinations\Folder..4/..5\ | 33
144115 | H620R+NV24A-SR-TPC | H620R+NV24A-SR-TPC |  | H620R | + | NV24A-SR-TPC | Standard actuator | 0 | Scenario 2 |  | PPK¦SelectPro¦VDI3805¦Internet_EU |  |  | H620R+NV24A-SR-TPC | Globe valve | 600 kPa | 400 kPa |  | EU\Inbox\Combinations\Folder..6/..7\ | 36
144606 | H714R+NV24A-SR-TPC | H714R+NV24A-SR-TPC |  | H714R | + | NV24A-SR-TPC | Standard actuator | 0 | Scenario 2 |  | PPK¦SelectPro¦VDI3805¦Internet_EU |  |  | H714R+NV24A-SR-TPC | Globe valve | 600 kPa | 400 kPa |  | EU\Inbox\Combinations\Folder..6/..7\ | 36
144331 | H7080Y100-S4/EVC24A-SR | H7080Y100-S4/EVC24A-SR |  | H7080Y100-S4 | / | EVC24A-SR | Fast runner | 1 | Scenario 2 |  | PPK¦SelectPro¦VDI3805¦Internet_EU |  |  | H7080Y100-S4/EVC24A-SR | Globe valve | 350 kPa | 350 kPa |  | EU\Inbox\Combinations\Folder..6/..7\ | 33
144441 | H640R/NV24A-SR-TPC | H640R/NV24A-SR-TPC |  | H640R | / | NV24A-SR-TPC | Standard actuator | 1 | Scenario 2 |  | PPK¦SelectPro¦VDI3805¦Internet_EU |  |  | H640R/NV24A-SR-TPC | Globe valve | 500 kPa | 400 kPa |  | EU\Inbox\Combinations\Folder..6/..7\ | 36
144384 | H420B+LVC24A-SR-TPC | H420B+LVC24A-SR-TPC |  | H420B | + | LVC24A-SR-TPC | Fast runner | 1 | Scenario 2 |  | PPK¦SelectPro¦VDI3805¦Internet_EU |  |  | H420B+LVC24A-SR-TPC | Globe valve | 900 kPa | 400 kPa |  | EU\Inbox\Combinations\Folder..4/..5\ | 32
144521 | H550B/LVC24A-SR-TPC | H550B/LVC24A-SR-TPC |  | H550B | / | LVC24A-SR-TPC | Fast runner | 0 | Scenario 2 |  | PPK¦SelectPro¦VDI3805¦Internet_EU |  |  | H550B/LVC24A-SR-TPC | Globe valve | 70 kPa | 70 kPa |  | EU\Inbox\Combinations\Folder..4/..5\ | 31
144232 | H6020X6P3-S2/LV24A-SR-TPC | H6020X6P3-S2/LV24A-SR-TPC |  | H6020X6P3-S2 | / | LV24A-SR-TPC | Standard actuator | 0 | Scenario 2 |  | PPK¦SelectPro¦VDI3805¦Internet_EU |  |  | H6020X6P3-S2/LV24A-SR-TPC | Globe valve | 600 kPa | 600 kPa |  | EU\Inbox\Combinations\Folder..6/..7\ | 32
143948 | H610S/NVC24A-SR-TPC | H610S/NVC24A-SR-TPC |  | H610S | / | NVC24A-SR-TPC | Fast runner | 1 | Scenario 2 |  | PPK¦SelectPro¦VDI3805¦Internet_EU |  |  | H610S/NVC24A-SR-TPC | Globe valve | 1600 kPa | 1000 kPa |  | EU\Inbox\Combinations\Folder..6/..7\ | 33
144667 | H614N/LVC24A-SR-TPC | H614N/LVC24A-SR-TPC |  | H614N | / | LVC24A-SR-TPC | Fast runner | 1 | Scenario 2 |  | PPK¦SelectPro¦VDI3805¦Internet_EU |  |  | H614N/LVC24A-SR-TPC | Globe valve | 1300 kPa | 400 kPa |  | EU\Inbox\Combinations\Folder..6/..7\ | 32
144028 | H613R/NVC24A-SR-TPC | H613R/NVC24A-SR-TPC |  | H613R | / | NVC24A-SR-TPC | Fast runner | 0 | Scenario 2 |  | PPK¦SelectPro¦VDI3805¦Internet_EU |  |  | H613R/NVC24A-SR-TPC | Globe valve | 600 kPa | 400 kPa |  | EU\Inbox\Combinations\Folder..6/..7\ | 34
144182 | H413B/LV24A-SR-TPC | H413B/LV24A-SR-TPC |  | H413B | / | LV24A-SR-TPC | Standard actuator | 1 | Scenario 2 |  | PPK¦SelectPro¦VDI3805¦Internet_EU |  |  | H413B/LV24A-SR-TPC | Globe valve | 1300 kPa | 400 kPa |  | EU\Inbox\Combinations\Folder..4/..5\ | 33
143884 | H525B/NV24A-SR-TPC | H525B/NV24A-SR-TPC |  | H525B | / | NV24A-SR-TPC | Standard actuator | 0 | Scenario 2 |  | PPK¦SelectPro¦VDI3805¦Internet_EU |  |  | H525B/NV24A-SR-TPC | Globe valve | 1300 kPa | 400 kPa |  | EU\Inbox\Combinations\Folder..4/..5\ | 33
143801 | H515B+NVC24A-SR-TPC | H515B+NVC24A-SR-TPC |  | H515B | + | NVC24A-SR-TPC | Fast runner | 0 | Scenario 2 |  | PPK¦SelectPro¦VDI3805¦Internet_EU |  |  | H515B+NVC24A-SR-TPC | Globe valve | 1600 kPa | 400 kPa |  | EU\Inbox\Combinations\Folder..4/..5\ | 34
144282 | H619S/LV24A-SR-TPC | H619S/LV24A-SR-TPC |  | H619S | / | LV24A-SR-TPC | Standard actuator | 0 | Scenario 2 |  | PPK¦SelectPro¦VDI3805¦Internet_EU |  |  | H619S/LV24A-SR-TPC | Globe valve | 800 kPa | 800 kPa |  | EU\Inbox\Combinations\Folder..6/..7\ | 32
144116 | H620R/NV24A-SR-TPC | H620R/NV24A-SR-TPC |  | H620R | / | NV24A-SR-TPC | Standard actuator | 0 | Scenario 2 |  | PPK¦SelectPro¦VDI3805¦Internet_EU |  |  | H620R/NV24A-SR-TPC | Globe valve | 600 kPa | 400 kPa |  | EU\Inbox\Combinations\Folder..6/..7\ | 36
144444 | H640S+NV24A-SR-TPC | H640S+NV24A-SR-TPC |  | H640S | + | NV24A-SR-TPC | Standard actuator | 0 | Scenario 2 |  | PPK¦SelectPro¦VDI3805¦Internet_EU |  |  | H640S+NV24A-SR-TPC | Globe valve | 500 kPa | 500 kPa |  | EU\Inbox\Combinations\Folder..6/..7\ | 35
144385 | H420B/LVC24A-SR-TPC | H420B/LVC24A-SR-TPC |  | H420B | / | LVC24A-SR-TPC | Fast runner | 1 | Scenario 2 |  | PPK¦SelectPro¦VDI3805¦Internet_EU |  |  | H420B/LVC24A-SR-TPC | Globe valve | 900 kPa | 400 kPa |  | EU\Inbox\Combinations\Folder..4/..5\ | 32
144607 | H714R/NV24A-SR-TPC | H714R/NV24A-SR-TPC |  | H714R | / | NV24A-SR-TPC | Standard actuator | 0 | Scenario 2 |  | PPK¦SelectPro¦VDI3805¦Internet_EU |  |  | H714R/NV24A-SR-TPC | Globe valve | 600 kPa | 400 kPa |  | EU\Inbox\Combinations\Folder..6/..7\ | 36
144332 | H7100N/EV24A-SR-TPC | H7100N/EV24A-SR-TPC |  | H7100N | / | EV24A-SR-TPC | Standard actuator | 0 | Scenario 2 |  | PPK¦SelectPro¦VDI3805¦Internet_EU |  |  | H7100N/EV24A-SR-TPC | Globe valve | 200 kPa | 200 kPa |  | EU\Inbox\Combinations\Folder..6/..7\ | 32
144522 | H6015X1-S2+LVC24A-SR-TPC | H6015X1-S2+LVC24A-SR-TPC |  | H6015X1-S2 | + | LVC24A-SR-TPC | Fast runner | 1 | Scenario 2 |  | PPK¦SelectPro¦VDI3805¦Internet_EU |  |  | H6015X1-S2+LVC24A-SR-TPC | Globe valve | 800 kPa | 800 kPa |  | EU\Inbox\Combinations\Folder..6/..7\ | 32
144233 | H6025X10-S2+LV24A-SR-TPC | H6025X10-S2+LV24A-SR-TPC |  | H6025X10-S2 | + | LV24A-SR-TPC | Standard actuator | 0 | Scenario 2 |  | PPK¦SelectPro¦VDI3805¦Internet_EU |  |  | H6025X10-S2+LV24A-SR-TPC | Globe valve | 450 kPa | 450 kPa |  | EU\Inbox\Combinations\Folder..6/..7\ | 32
143949 | H611N+NVC24A-SR-TPC | H611N+NVC24A-SR-TPC |  | H611N | + | NVC24A-SR-TPC | Fast runner | 0 | Scenario 2 |  | PPK¦SelectPro¦VDI3805¦Internet_EU |  |  | H611N+NVC24A-SR-TPC | Globe valve | 1600 kPa | 400 kPa |  | EU\Inbox\Combinations\Folder..6/..7\ | 33
144668 | H614R+LVC24A-SR-TPC | H614R+LVC24A-SR-TPC |  | H614R | + | LVC24A-SR-TPC | Fast runner | 1 | Scenario 2 |  | PPK¦SelectPro¦VDI3805¦Internet_EU |  |  | H614R+LVC24A-SR-TPC | Globe valve | 600 kPa | 400 kPa |  | EU\Inbox\Combinations\Folder..6/..7\ | 32
144029 | H615S+NVC24A-SR-TPC | H615S+NVC24A-SR-TPC |  | H615S | + | NVC24A-SR-TPC | Fast runner | 1 | Scenario 2 |  | PPK¦SelectPro¦VDI3805¦Internet_EU |  |  | H615S+NVC24A-SR-TPC | Globe valve | 1600 kPa | 1000 kPa |  | EU\Inbox\Combinations\Folder..6/..7\ | 36
144183 | H414B+LV24A-SR-TPC | H414B+LV24A-SR-TPC |  | H414B | + | LV24A-SR-TPC | Standard actuator | 1 | Scenario 2 |  | PPK¦SelectPro¦VDI3805¦Internet_EU |  |  | H414B+LV24A-SR-TPC | Globe valve | 1300 kPa | 400 kPa |  | EU\Inbox\Combinations\Folder..4/..5\ | 33
143802 | H515B/NVC24A-SR-TPC | H515B/NVC24A-SR-TPC |  | H515B | / | NVC24A-SR-TPC | Fast runner | 0 | Scenario 2 |  | PPK¦SelectPro¦VDI3805¦Internet_EU |  |  | H515B/NVC24A-SR-TPC | Globe valve | 1600 kPa | 400 kPa |  | EU\Inbox\Combinations\Folder..4/..5\ | 34
143887 | H532B+NV24A-SR-TPC | H532B+NV24A-SR-TPC |  | H532B | + | NV24A-SR-TPC | Standard actuator | 1 | Scenario 2 |  | PPK¦SelectPro¦VDI3805¦Internet_EU |  |  | H532B+NV24A-SR-TPC | Globe valve | 1000 kPa | 400 kPa |  | EU\Inbox\Combinations\Folder..4/..5\ | 34
144283 | H620N+LV24A-SR-TPC | H620N+LV24A-SR-TPC |  | H620N | + | LV24A-SR-TPC | Standard actuator | 1 | Scenario 2 |  | PPK¦SelectPro¦VDI3805¦Internet_EU |  |  | H620N+LV24A-SR-TPC | Globe valve | 900 kPa | 400 kPa |  | EU\Inbox\Combinations\Folder..6/..7\ | 32
144445 | H640S/NV24A-SR-TPC | H640S/NV24A-SR-TPC |  | H640S | / | NV24A-SR-TPC | Standard actuator | 0 | Scenario 2 |  | PPK¦SelectPro¦VDI3805¦Internet_EU |  |  | H640S/NV24A-SR-TPC | Globe valve | 500 kPa | 500 kPa |  | EU\Inbox\Combinations\Folder..6/..7\ | 35
144386 | H425B+LVC24A-SR-TPC | H425B+LVC24A-SR-TPC |  | H425B | + | LVC24A-SR-TPC | Fast runner | 1 | Scenario 2 |  | PPK¦SelectPro¦VDI3805¦Internet_EU |  |  | H425B+LVC24A-SR-TPC | Globe valve | 500 kPa | 400 kPa |  | EU\Inbox\Combinations\Folder..4/..5\ | 32
144119 | H620S+NV24A-SR-TPC | H620S+NV24A-SR-TPC |  | H620S | + | NV24A-SR-TPC | Standard actuator | 1 | Scenario 2 |  | PPK¦SelectPro¦VDI3805¦Internet_EU |  |  | H620S+NV24A-SR-TPC | Globe valve | 1600 kPa | 1000 kPa |  | EU\Inbox\Combinations\Folder..6/..7\ | 36
144610 | H715N+NV24A-SR-TPC | H715N+NV24A-SR-TPC |  | H715N | + | NV24A-SR-TPC | Standard actuator | 0 | Scenario 2 |  | PPK¦SelectPro¦VDI3805¦Internet_EU |  |  | H715N+NV24A-SR-TPC | Globe valve | 1600 kPa | 400 kPa |  | EU\Inbox\Combinations\Folder..6/..7\ | 35
144523 | H6015X1-S2/LVC24A-SR-TPC | H6015X1-S2/LVC24A-SR-TPC |  | H6015X1-S2 | / | LVC24A-SR-TPC | Fast runner | 1 | Scenario 2 |  | PPK¦SelectPro¦VDI3805¦Internet_EU |  |  | H6015X1-S2/LVC24A-SR-TPC | Globe valve | 800 kPa | 800 kPa |  | EU\Inbox\Combinations\Folder..6/..7\ | 32
144333 | H7100N/EVC24A-SR | H7100N/EVC24A-SR |  | H7100N | / | EVC24A-SR | Fast runner | 1 | Scenario 2 |  | PPK¦SelectPro¦VDI3805¦Internet_EU |  |  | H7100N/EVC24A-SR | Globe valve | 200 kPa | 200 kPa |  | EU\Inbox\Combinations\Folder..6/..7\ | 32
144234 | H6025X10-S2/LV24A-SR-TPC | H6025X10-S2/LV24A-SR-TPC |  | H6025X10-S2 | / | LV24A-SR-TPC | Standard actuator | 0 | Scenario 2 |  | PPK¦SelectPro¦VDI3805¦Internet_EU |  |  | H6025X10-S2/LV24A-SR-TPC | Globe valve | 450 kPa | 450 kPa |  | EU\Inbox\Combinations\Folder..6/..7\ | 32
144669 | H614R/LVC24A-SR-TPC | H614R/LVC24A-SR-TPC |  | H614R | / | LVC24A-SR-TPC | Fast runner | 1 | Scenario 2 |  | PPK¦SelectPro¦VDI3805¦Internet_EU |  |  | H614R/LVC24A-SR-TPC | Globe valve | 600 kPa | 400 kPa |  | EU\Inbox\Combinations\Folder..6/..7\ | 32
143950 | H611N/NVC24A-SR-TPC | H611N/NVC24A-SR-TPC |  | H611N | / | NVC24A-SR-TPC | Fast runner | 0 | Scenario 2 |  | PPK¦SelectPro¦VDI3805¦Internet_EU |  |  | H611N/NVC24A-SR-TPC | Globe valve | 1600 kPa | 400 kPa |  | EU\Inbox\Combinations\Folder..6/..7\ | 33
144030 | H615S/NVC24A-SR-TPC | H615S/NVC24A-SR-TPC |  | H615S | / | NVC24A-SR-TPC | Fast runner | 1 | Scenario 2 |  | PPK¦SelectPro¦VDI3805¦Internet_EU |  |  | H615S/NVC24A-SR-TPC | Globe valve | 1600 kPa | 1000 kPa |  | EU\Inbox\Combinations\Folder..6/..7\ | 36
144184 | H414B/LV24A-SR-TPC | H414B/LV24A-SR-TPC |  | H414B | / | LV24A-SR-TPC | Standard actuator | 1 | Scenario 2 |  | PPK¦SelectPro¦VDI3805¦Internet_EU |  |  | H414B/LV24A-SR-TPC | Globe valve | 1300 kPa | 400 kPa |  | EU\Inbox\Combinations\Folder..4/..5\ | 33
143803 | H520B+NVC24A-SR-TPC | H520B+NVC24A-SR-TPC |  | H520B | + | NVC24A-SR-TPC | Fast runner | 0 | Scenario 2 |  | PPK¦SelectPro¦VDI3805¦Internet_EU |  |  | H520B+NVC24A-SR-TPC | Globe valve | 1600 kPa | 400 kPa |  | EU\Inbox\Combinations\Folder..4/..5\ | 33
143888 | H532B/NV24A-SR-TPC | H532B/NV24A-SR-TPC |  | H532B | / | NV24A-SR-TPC | Standard actuator | 1 | Scenario 2 |  | PPK¦SelectPro¦VDI3805¦Internet_EU |  |  | H532B/NV24A-SR-TPC | Globe valve | 1000 kPa | 400 kPa |  | EU\Inbox\Combinations\Folder..4/..5\ | 34
144284 | H620N/LV24A-SR-TPC | H620N/LV24A-SR-TPC |  | H620N | / | LV24A-SR-TPC | Standard actuator | 1 | Scenario 2 |  | PPK¦SelectPro¦VDI3805¦Internet_EU |  |  | H620N/LV24A-SR-TPC | Globe valve | 900 kPa | 400 kPa |  | EU\Inbox\Combinations\Folder..6/..7\ | 32
144387 | H425B/LVC24A-SR-TPC | H425B/LVC24A-SR-TPC |  | H425B | / | LVC24A-SR-TPC | Fast runner | 1 | Scenario 2 |  | PPK¦SelectPro¦VDI3805¦Internet_EU |  |  | H425B/LVC24A-SR-TPC | Globe valve | 500 kPa | 400 kPa |  | EU\Inbox\Combinations\Folder..4/..5\ | 32
144448 | H640SP+NV24A-SR-TPC | H640SP+NV24A-SR-TPC |  | H640SP | + | NV24A-SR-TPC | Standard actuator | 1 | Scenario 2 |  | PPK¦SelectPro¦VDI3805¦Internet_EU |  |  | H640SP+NV24A-SR-TPC | Globe valve (partial pressure-balanced) | 1600 kPa | 1000 kPa |  | EU\Inbox\Combinations\Folder..6/..7\ | 36
144120 | H620S/NV24A-SR-TPC | H620S/NV24A-SR-TPC |  | H620S | / | NV24A-SR-TPC | Standard actuator | 1 | Scenario 2 |  | PPK¦SelectPro¦VDI3805¦Internet_EU |  |  | H620S/NV24A-SR-TPC | Globe valve | 1600 kPa | 1000 kPa |  | EU\Inbox\Combinations\Folder..6/..7\ | 36
144611 | H715N/NV24A-SR-TPC | H715N/NV24A-SR-TPC |  | H715N | / | NV24A-SR-TPC | Standard actuator | 0 | Scenario 2 |  | PPK¦SelectPro¦VDI3805¦Internet_EU |  |  | H715N/NV24A-SR-TPC | Globe valve | 1600 kPa | 400 kPa |  | EU\Inbox\Combinations\Folder..6/..7\ | 36
144524 | H6015X1P6-S2+LVC24A-SR-TPC | H6015X1P6-S2+LVC24A-SR-TPC |  | H6015X1P6-S2 | + | LVC24A-SR-TPC | Fast runner | 1 | Scenario 2 |  | PPK¦SelectPro¦VDI3805¦Internet_EU |  |  | H6015X1P6-S2+LVC24A-SR-TPC | Globe valve | 800 kPa | 800 kPa |  | EU\Inbox\Combinations\Folder..6/..7\ | 32
144334 | H7100R/EV24A-SR-TPC | H7100R/EV24A-SR-TPC |  | H7100R | / | EV24A-SR-TPC | Standard actuator | 0 | Scenario 2 |  | PPK¦SelectPro¦VDI3805¦Internet_EU |  |  | H7100R/EV24A-SR-TPC | Globe valve | 200 kPa | 200 kPa |  | EU\Inbox\Combinations\Folder..6/..7\ | 32
144235 | H6025X6P3-S2+LV24A-SR-TPC | H6025X6P3-S2+LV24A-SR-TPC |  | H6025X6P3-S2 | + | LV24A-SR-TPC | Standard actuator | 0 | Scenario 2 |  | PPK¦SelectPro¦VDI3805¦Internet_EU |  |  | H6025X6P3-S2+LV24A-SR-TPC | Globe valve | 450 kPa | 450 kPa |  | EU\Inbox\Combinations\Folder..6/..7\ | 32
144670 | H614S+LVC24A-SR-TPC | H614S+LVC24A-SR-TPC |  | H614S | + | LVC24A-SR-TPC | Fast runner | 1 | Scenario 2 |  | PPK¦SelectPro¦VDI3805¦Internet_EU |  |  | H614S+LVC24A-SR-TPC | Globe valve | 800 kPa | 800 kPa |  | EU\Inbox\Combinations\Folder..6/..7\ | 32
143951 | H611R+NVC24A-SR-TPC | H611R+NVC24A-SR-TPC |  | H611R | + | NVC24A-SR-TPC | Fast runner | 0 | Scenario 2 |  | PPK¦SelectPro¦VDI3805¦Internet_EU |  |  | H611R+NVC24A-SR-TPC | Globe valve | 600 kPa | 400 kPa |  | EU\Inbox\Combinations\Folder..6/..7\ | 33
144031 | H613S+NVC24A-SR-TPC | H613S+NVC24A-SR-TPC |  | H613S | + | NVC24A-SR-TPC | Fast runner | 1 | Scenario 2 |  | PPK¦SelectPro¦VDI3805¦Internet_EU |  |  | H613S+NVC24A-SR-TPC | Globe valve | 1600 kPa | 1000 kPa |  | EU\Inbox\Combinations\Folder..6/..7\ | 34
143804 | H520B/NVC24A-SR-TPC | H520B/NVC24A-SR-TPC |  | H520B | / | NVC24A-SR-TPC | Fast runner | 0 | Scenario 2 |  | PPK¦SelectPro¦VDI3805¦Internet_EU |  |  | H520B/NVC24A-SR-TPC | Globe valve | 1600 kPa | 400 kPa |  | EU\Inbox\Combinations\Folder..4/..5\ | 33
144185 | H415B+LV24A-SR-TPC | H415B+LV24A-SR-TPC |  | H415B | + | LV24A-SR-TPC | Standard actuator | 1 | Scenario 2 |  | PPK¦SelectPro¦VDI3805¦Internet_EU |  |  | H415B+LV24A-SR-TPC | Globe valve | 1300 kPa | 400 kPa |  | EU\Inbox\Combinations\Folder..4/..5\ | 33
143891 | H540B+NV24A-SR-TPC | H540B+NV24A-SR-TPC |  | H540B | + | NV24A-SR-TPC | Standard actuator | 1 | Scenario 2 |  | PPK¦SelectPro¦VDI3805¦Internet_EU |  |  | H540B+NV24A-SR-TPC | Globe valve | 500 kPa | 400 kPa |  | EU\Inbox\Combinations\Folder..4/..5\ | 36
144285 | H620R+LV24A-SR-TPC | H620R+LV24A-SR-TPC |  | H620R | + | LV24A-SR-TPC | Standard actuator | 1 | Scenario 2 |  | PPK¦SelectPro¦VDI3805¦Internet_EU |  |  | H620R+LV24A-SR-TPC | Globe valve | 600 kPa | 400 kPa |  | EU\Inbox\Combinations\Folder..6/..7\ | 32
144388 | H432B+LVC24A-SR-TPC | H432B+LVC24A-SR-TPC |  | H432B | + | LVC24A-SR-TPC | Fast runner | 0 | Scenario 2 |  | PPK¦SelectPro¦VDI3805¦Internet_EU |  |  | H432B+LVC24A-SR-TPC | Globe valve | 350 kPa | 350 kPa |  | EU\Inbox\Combinations\Folder..4/..5\ | 31
144449 | H640SP/NV24A-SR-TPC | H640SP/NV24A-SR-TPC |  | H640SP | / | NV24A-SR-TPC | Standard actuator | 1 | Scenario 2 |  | PPK¦SelectPro¦VDI3805¦Internet_EU |  |  | H640SP/NV24A-SR-TPC | Globe valve (partial pressure-balanced) | 1600 kPa | 1000 kPa |  | EU\Inbox\Combinations\Folder..6/..7\ | 35
144614 | H715R+NV24A-SR-TPC | H715R+NV24A-SR-TPC |  | H715R | + | NV24A-SR-TPC | Standard actuator | 0 | Scenario 2 |  | PPK¦SelectPro¦VDI3805¦Internet_EU |  |  | H715R+NV24A-SR-TPC | Globe valve | 600 kPa | 400 kPa |  | EU\Inbox\Combinations\Folder..6/..7\ | 36
144525 | H6015X1P6-S2/LVC24A-SR-TPC | H6015X1P6-S2/LVC24A-SR-TPC |  | H6015X1P6-S2 | / | LVC24A-SR-TPC | Fast runner | 1 | Scenario 2 |  | PPK¦SelectPro¦VDI3805¦Internet_EU |  |  | H6015X1P6-S2/LVC24A-SR-TPC | Globe valve | 800 kPa | 800 kPa |  | EU\Inbox\Combinations\Folder..6/..7\ | 32
144123 | H624S+NV24A-SR-TPC | H624S+NV24A-SR-TPC |  | H624S | + | NV24A-SR-TPC | Standard actuator | 1 | Scenario 2 |  | PPK¦SelectPro¦VDI3805¦Internet_EU |  |  | H624S+NV24A-SR-TPC | Globe valve | 1300 kPa | 1000 kPa |  | EU\Inbox\Combinations\Folder..6/..7\ | 36
144335 | H7100R/EVC24A-SR | H7100R/EVC24A-SR |  | H7100R | / | EVC24A-SR | Fast runner | 1 | Scenario 2 |  | PPK¦SelectPro¦VDI3805¦Internet_EU |  |  | H7100R/EVC24A-SR | Globe valve | 200 kPa | 200 kPa |  | EU\Inbox\Combinations\Folder..6/..7\ | 32
144671 | H614S/LVC24A-SR-TPC | H614S/LVC24A-SR-TPC |  | H614S | / | LVC24A-SR-TPC | Fast runner | 1 | Scenario 2 |  | PPK¦SelectPro¦VDI3805¦Internet_EU |  |  | H614S/LVC24A-SR-TPC | Globe valve | 800 kPa | 800 kPa |  | EU\Inbox\Combinations\Folder..6/..7\ | 32
144236 | H6025X6P3-S2/LV24A-SR-TPC | H6025X6P3-S2/LV24A-SR-TPC |  | H6025X6P3-S2 | / | LV24A-SR-TPC | Standard actuator | 0 | Scenario 2 |  | PPK¦SelectPro¦VDI3805¦Internet_EU |  |  | H6025X6P3-S2/LV24A-SR-TPC | Globe valve | 450 kPa | 450 kPa |  | EU\Inbox\Combinations\Folder..6/..7\ | 32
143952 | H611R/NVC24A-SR-TPC | H611R/NVC24A-SR-TPC |  | H611R | / | NVC24A-SR-TPC | Fast runner | 0 | Scenario 2 |  | PPK¦SelectPro¦VDI3805¦Internet_EU |  |  | H611R/NVC24A-SR-TPC | Globe valve | 600 kPa | 400 kPa |  | EU\Inbox\Combinations\Folder..6/..7\ | 33
144032 | H613S/NVC24A-SR-TPC | H613S/NVC24A-SR-TPC |  | H613S | / | NVC24A-SR-TPC | Fast runner | 1 | Scenario 2 |  | PPK¦SelectPro¦VDI3805¦Internet_EU |  |  | H613S/NVC24A-SR-TPC | Globe valve | 1600 kPa | 1000 kPa |  | EU\Inbox\Combinations\Folder..6/..7\ | 34
143805 | H525B+NVC24A-SR-TPC | H525B+NVC24A-SR-TPC |  | H525B | + | NVC24A-SR-TPC | Fast runner | 0 | Scenario 2 |  | PPK¦SelectPro¦VDI3805¦Internet_EU |  |  | H525B+NVC24A-SR-TPC | Globe valve | 1300 kPa | 400 kPa |  | EU\Inbox\Combinations\Folder..4/..5\ | 33
144186 | H415B/LV24A-SR-TPC | H415B/LV24A-SR-TPC |  | H415B | / | LV24A-SR-TPC | Standard actuator | 1 | Scenario 2 |  | PPK¦SelectPro¦VDI3805¦Internet_EU |  |  | H415B/LV24A-SR-TPC | Globe valve | 1300 kPa | 400 kPa |  | EU\Inbox\Combinations\Folder..4/..5\ | 33
143892 | H540B/NV24A-SR-TPC | H540B/NV24A-SR-TPC |  | H540B | / | NV24A-SR-TPC | Standard actuator | 1 | Scenario 2 |  | PPK¦SelectPro¦VDI3805¦Internet_EU |  |  | H540B/NV24A-SR-TPC | Globe valve | 500 kPa | 400 kPa |  | EU\Inbox\Combinations\Folder..4/..5\ | 36
144389 | H432B/LVC24A-SR-TPC | H432B/LVC24A-SR-TPC |  | H432B | / | LVC24A-SR-TPC | Fast runner | 0 | Scenario 2 |  | PPK¦SelectPro¦VDI3805¦Internet_EU |  |  | H432B/LVC24A-SR-TPC | Globe valve | 350 kPa | 350 kPa |  | EU\Inbox\Combinations\Folder..4/..5\ | 31
144286 | H620R/LV24A-SR-TPC | H620R/LV24A-SR-TPC |  | H620R | / | LV24A-SR-TPC | Standard actuator | 1 | Scenario 2 |  | PPK¦SelectPro¦VDI3805¦Internet_EU |  |  | H620R/LV24A-SR-TPC | Globe valve | 600 kPa | 400 kPa |  | EU\Inbox\Combinations\Folder..6/..7\ | 32
144452 | H650N+NV24A-SR-TPC | H650N+NV24A-SR-TPC |  | H650N | + | NV24A-SR-TPC | Standard actuator | 0 | Scenario 2 |  | PPK¦SelectPro¦VDI3805¦Internet_EU |  |  | H650N+NV24A-SR-TPC | Globe valve | 300 kPa | 300 kPa |  | EU\Inbox\Combinations\Folder..6/..7\ | 36
144615 | H715R/NV24A-SR-TPC | H715R/NV24A-SR-TPC |  | H715R | / | NV24A-SR-TPC | Standard actuator | 0 | Scenario 2 |  | PPK¦SelectPro¦VDI3805¦Internet_EU |  |  | H715R/NV24A-SR-TPC | Globe valve | 600 kPa | 400 kPa |  | EU\Inbox\Combinations\Folder..6/..7\ | 34
144526 | H6015X2P5-S2+LVC24A-SR-TPC | H6015X2P5-S2+LVC24A-SR-TPC |  | H6015X2P5-S2 | + | LVC24A-SR-TPC | Fast runner | 1 | Scenario 2 |  | PPK¦SelectPro¦VDI3805¦Internet_EU |  |  | H6015X2P5-S2+LVC24A-SR-TPC | Globe valve | 800 kPa | 800 kPa |  | EU\Inbox\Combinations\Folder..6/..7\ | 32
144124 | H624S/NV24A-SR-TPC | H624S/NV24A-SR-TPC |  | H624S | / | NV24A-SR-TPC | Standard actuator | 1 | Scenario 2 |  | PPK¦SelectPro¦VDI3805¦Internet_EU |  |  | H624S/NV24A-SR-TPC | Globe valve | 1300 kPa | 1000 kPa |  | EU\Inbox\Combinations\Folder..6/..7\ | 36
144336 | H7100X160-S4/EV24A-SR-TPC | H7100X160-S4/EV24A-SR-TPC |  | H7100X160-S4 | / | EV24A-SR-TPC | Standard actuator | 0 | Scenario 2 |  | PPK¦SelectPro¦VDI3805¦Internet_EU |  |  | H7100X160-S4/EV24A-SR-TPC | Globe valve | 200 kPa | 200 kPa |  | EU\Inbox\Combinations\Folder..6/..7\ | 32
144672 | H615N+LVC24A-SR-TPC | H615N+LVC24A-SR-TPC |  | H615N | + | LVC24A-SR-TPC | Fast runner | 1 | Scenario 2 |  | PPK¦SelectPro¦VDI3805¦Internet_EU |  |  | H615N+LVC24A-SR-TPC | Globe valve | 1300 kPa | 400 kPa |  | EU\Inbox\Combinations\Folder..6/..7\ | 32
144237 | H6032X10-S2+LV24A-SR-TPC | H6032X10-S2+LV24A-SR-TPC |  | H6032X10-S2 | + | LV24A-SR-TPC | Standard actuator | 0 | Scenario 2 |  | PPK¦SelectPro¦VDI3805¦Internet_EU |  |  | H6032X10-S2+LV24A-SR-TPC | Globe valve | 300 kPa | 300 kPa |  | EU\Inbox\Combinations\Folder..6/..7\ | 32
144033 | H614N+NVC24A-SR-TPC | H614N+NVC24A-SR-TPC |  | H614N | + | NVC24A-SR-TPC | Fast runner | 0 | Scenario 2 |  | PPK¦SelectPro¦VDI3805¦Internet_EU |  |  | H614N+NVC24A-SR-TPC | Globe valve | 1600 kPa | 400 kPa |  | EU\Inbox\Combinations\Folder..6/..7\ | 34
143806 | H525B/NVC24A-SR-TPC | H525B/NVC24A-SR-TPC |  | H525B | / | NVC24A-SR-TPC | Fast runner | 0 | Scenario 2 |  | PPK¦SelectPro¦VDI3805¦Internet_EU |  |  | H525B/NVC24A-SR-TPC | Globe valve | 1300 kPa | 400 kPa |  | EU\Inbox\Combinations\Folder..4/..5\ | 33
143953 | H611S+NVC24A-SR-TPC | H611S+NVC24A-SR-TPC |  | H611S | + | NVC24A-SR-TPC | Fast runner | 1 | Scenario 2 |  | PPK¦SelectPro¦VDI3805¦Internet_EU |  |  | H611S+NVC24A-SR-TPC | Globe valve | 1600 kPa | 1000 kPa |  | EU\Inbox\Combinations\Folder..6/..7\ | 33
144187 | H420B+LV24A-SR-TPC | H420B+LV24A-SR-TPC |  | H420B | + | LV24A-SR-TPC | Standard actuator | 1 | Scenario 2 |  | PPK¦SelectPro¦VDI3805¦Internet_EU |  |  | H420B+LV24A-SR-TPC | Globe valve | 900 kPa | 400 kPa |  | EU\Inbox\Combinations\Folder..4/..5\ | 33
143895 | H550B+NV24A-SR-TPC | H550B+NV24A-SR-TPC |  | H550B | + | NV24A-SR-TPC | Standard actuator | 0 | Scenario 2 |  | PPK¦SelectPro¦VDI3805¦Internet_EU |  |  | H550B+NV24A-SR-TPC | Globe valve | 300 kPa | 300 kPa |  | EU\Inbox\Combinations\Folder..4/..5\ | 33
144390 | H440B+LVC24A-SR-TPC | H440B+LVC24A-SR-TPC |  | H440B | + | LVC24A-SR-TPC | Fast runner | 0 | Scenario 2 |  | PPK¦SelectPro¦VDI3805¦Internet_EU |  |  | H440B+LVC24A-SR-TPC | Globe valve | 150 kPa | 150 kPa |  | EU\Inbox\Combinations\Folder..4/..5\ | 31
144287 | H620S+LV24A-SR-TPC | H620S+LV24A-SR-TPC |  | H620S | + | LV24A-SR-TPC | Standard actuator | 0 | Scenario 2 |  | PPK¦SelectPro¦VDI3805¦Internet_EU |  |  | H620S+LV24A-SR-TPC | Globe valve | 800 kPa | 800 kPa |  | EU\Inbox\Combinations\Folder..6/..7\ | 32
144453 | H650N/NV24A-SR-TPC | H650N/NV24A-SR-TPC |  | H650N | / | NV24A-SR-TPC | Standard actuator | 0 | Scenario 2 |  | PPK¦SelectPro¦VDI3805¦Internet_EU |  |  | H650N/NV24A-SR-TPC | Globe valve | 300 kPa | 300 kPa |  | EU\Inbox\Combinations\Folder..6/..7\ | 35
144618 | H720N+NV24A-SR-TPC | H720N+NV24A-SR-TPC |  | H720N | + | NV24A-SR-TPC | Standard actuator | 0 | Scenario 2 |  | PPK¦SelectPro¦VDI3805¦Internet_EU |  |  | H720N+NV24A-SR-TPC | Globe valve | 1600 kPa | 400 kPa |  | EU\Inbox\Combinations\Folder..6/..7\ | 35
144527 | H6015X2P5-S2/LVC24A-SR-TPC | H6015X2P5-S2/LVC24A-SR-TPC |  | H6015X2P5-S2 | / | LVC24A-SR-TPC | Fast runner | 1 | Scenario 2 |  | PPK¦SelectPro¦VDI3805¦Internet_EU |  |  | H6015X2P5-S2/LVC24A-SR-TPC | Globe valve | 800 kPa | 800 kPa |  | EU\Inbox\Combinations\Folder..6/..7\ | 32
144127 | H625N+NV24A-SR-TPC | H625N+NV24A-SR-TPC |  | H625N | + | NV24A-SR-TPC | Standard actuator | 0 | Scenario 2 |  | PPK¦SelectPro¦VDI3805¦Internet_EU |  |  | H625N+NV24A-SR-TPC | Globe valve | 1300 kPa | 400 kPa |  | EU\Inbox\Combinations\Folder..6/..7\ | 36
144337 | H7100X160-S4/EVC24A-SR | H7100X160-S4/EVC24A-SR |  | H7100X160-S4 | / | EVC24A-SR | Fast runner | 1 | Scenario 2 |  | PPK¦SelectPro¦VDI3805¦Internet_EU |  |  | H7100X160-S4/EVC24A-SR | Globe valve | 200 kPa | 200 kPa |  | EU\Inbox\Combinations\Folder..6/..7\ | 32
144673 | H615N/LVC24A-SR-TPC | H615N/LVC24A-SR-TPC |  | H615N | / | LVC24A-SR-TPC | Fast runner | 1 | Scenario 2 |  | PPK¦SelectPro¦VDI3805¦Internet_EU |  |  | H615N/LVC24A-SR-TPC | Globe valve | 1300 kPa | 400 kPa |  | EU\Inbox\Combinations\Folder..6/..7\ | 32
144238 | H6032X10-S2/LV24A-SR-TPC | H6032X10-S2/LV24A-SR-TPC |  | H6032X10-S2 | / | LV24A-SR-TPC | Standard actuator | 0 | Scenario 2 |  | PPK¦SelectPro¦VDI3805¦Internet_EU |  |  | H6032X10-S2/LV24A-SR-TPC | Globe valve | 300 kPa | 300 kPa |  | EU\Inbox\Combinations\Folder..6/..7\ | 32
143807 | H532B+NVC24A-SR-TPC | H532B+NVC24A-SR-TPC |  | H532B | + | NVC24A-SR-TPC | Fast runner | 1 | Scenario 2 |  | PPK¦SelectPro¦VDI3805¦Internet_EU |  |  | H532B+NVC24A-SR-TPC | Globe valve | 1000 kPa | 400 kPa |  | EU\Inbox\Combinations\Folder..4/..5\ | 34
144034 | H614N/NVC24A-SR-TPC | H614N/NVC24A-SR-TPC |  | H614N | / | NVC24A-SR-TPC | Fast runner | 0 | Scenario 2 |  | PPK¦SelectPro¦VDI3805¦Internet_EU |  |  | H614N/NVC24A-SR-TPC | Globe valve | 1600 kPa | 400 kPa |  | EU\Inbox\Combinations\Folder..6/..7\ | 34
143954 | H611S/NVC24A-SR-TPC | H611S/NVC24A-SR-TPC |  | H611S | / | NVC24A-SR-TPC | Fast runner | 1 | Scenario 2 |  | PPK¦SelectPro¦VDI3805¦Internet_EU |  |  | H611S/NVC24A-SR-TPC | Globe valve | 1600 kPa | 1000 kPa |  | EU\Inbox\Combinations\Folder..6/..7\ | 33
144188 | H420B/LV24A-SR-TPC | H420B/LV24A-SR-TPC |  | H420B | / | LV24A-SR-TPC | Standard actuator | 1 | Scenario 2 |  | PPK¦SelectPro¦VDI3805¦Internet_EU |  |  | H420B/LV24A-SR-TPC | Globe valve | 900 kPa | 400 kPa |  | EU\Inbox\Combinations\Folder..4/..5\ | 33
144391 | H440B/LVC24A-SR-TPC | H440B/LVC24A-SR-TPC |  | H440B | / | LVC24A-SR-TPC | Fast runner | 0 | Scenario 2 |  | PPK¦SelectPro¦VDI3805¦Internet_EU |  |  | H440B/LVC24A-SR-TPC | Globe valve | 150 kPa | 150 kPa |  | EU\Inbox\Combinations\Folder..4/..5\ | 31
143896 | H550B/NV24A-SR-TPC | H550B/NV24A-SR-TPC |  | H550B | / | NV24A-SR-TPC | Standard actuator | 0 | Scenario 2 |  | PPK¦SelectPro¦VDI3805¦Internet_EU |  |  | H550B/NV24A-SR-TPC | Globe valve | 300 kPa | 300 kPa |  | EU\Inbox\Combinations\Folder..4/..5\ | 33
144456 | H650R+NV24A-SR-TPC | H650R+NV24A-SR-TPC |  | H650R | + | NV24A-SR-TPC | Standard actuator | 0 | Scenario 2 |  | PPK¦SelectPro¦VDI3805¦Internet_EU |  |  | H650R+NV24A-SR-TPC | Globe valve | 300 kPa | 300 kPa |  | EU\Inbox\Combinations\Folder..6/..7\ | 36
144288 | H620S/LV24A-SR-TPC | H620S/LV24A-SR-TPC |  | H620S | / | LV24A-SR-TPC | Standard actuator | 0 | Scenario 2 |  | PPK¦SelectPro¦VDI3805¦Internet_EU |  |  | H620S/LV24A-SR-TPC | Globe valve | 800 kPa | 800 kPa |  | EU\Inbox\Combinations\Folder..6/..7\ | 32
144619 | H720N/NV24A-SR-TPC | H720N/NV24A-SR-TPC |  | H720N | / | NV24A-SR-TPC | Standard actuator | 0 | Scenario 2 |  | PPK¦SelectPro¦VDI3805¦Internet_EU |  |  | H720N/NV24A-SR-TPC | Globe valve | 1600 kPa | 400 kPa |  | EU\Inbox\Combinations\Folder..6/..7\ | 35
144528 | H6015X4-S2+LVC24A-SR-TPC | H6015X4-S2+LVC24A-SR-TPC |  | H6015X4-S2 | + | LVC24A-SR-TPC | Fast runner | 1 | Scenario 2 |  | PPK¦SelectPro¦VDI3805¦Internet_EU |  |  | H6015X4-S2+LVC24A-SR-TPC | Globe valve | 800 kPa | 800 kPa |  | EU\Inbox\Combinations\Folder..6/..7\ | 32
144128 | H625N/NV24A-SR-TPC | H625N/NV24A-SR-TPC |  | H625N | / | NV24A-SR-TPC | Standard actuator | 0 | Scenario 2 |  | PPK¦SelectPro¦VDI3805¦Internet_EU |  |  | H625N/NV24A-SR-TPC | Globe valve | 1300 kPa | 400 kPa |  | EU\Inbox\Combinations\Folder..6/..7\ | 36
144674 | H615R+LVC24A-SR-TPC | H615R+LVC24A-SR-TPC |  | H615R | + | LVC24A-SR-TPC | Fast runner | 1 | Scenario 2 |  | PPK¦SelectPro¦VDI3805¦Internet_EU |  |  | H615R+LVC24A-SR-TPC | Globe valve | 600 kPa | 400 kPa |  | EU\Inbox\Combinations\Folder..6/..7\ | 32
144338 | H7100Y160-S4/EV24A-SR-TPC | H7100Y160-S4/EV24A-SR-TPC |  | H7100Y160-S4 | / | EV24A-SR-TPC | Standard actuator | 0 | Scenario 2 |  | PPK¦SelectPro¦VDI3805¦Internet_EU |  |  | H7100Y160-S4/EV24A-SR-TPC | Globe valve | 200 kPa | 200 kPa |  | EU\Inbox\Combinations\Folder..6/..7\ | 32
144239 | H6032X16-S2+LV24A-SR-TPC | H6032X16-S2+LV24A-SR-TPC |  | H6032X16-S2 | + | LV24A-SR-TPC | Standard actuator | 0 | Scenario 2 |  | PPK¦SelectPro¦VDI3805¦Internet_EU |  |  | H6032X16-S2+LV24A-SR-TPC | Globe valve | 300 kPa | 300 kPa |  | EU\Inbox\Combinations\Folder..6/..7\ | 32
144035 | H619S+NVC24A-SR-TPC | H619S+NVC24A-SR-TPC |  | H619S | + | NVC24A-SR-TPC | Fast runner | 1 | Scenario 2 |  | PPK¦SelectPro¦VDI3805¦Internet_EU |  |  | H619S+NVC24A-SR-TPC | Globe valve | 1600 kPa | 1000 kPa |  | EU\Inbox\Combinations\Folder..6/..7\ | 36
143808 | H532B/NVC24A-SR-TPC | H532B/NVC24A-SR-TPC |  | H532B | / | NVC24A-SR-TPC | Fast runner | 1 | Scenario 2 |  | PPK¦SelectPro¦VDI3805¦Internet_EU |  |  | H532B/NVC24A-SR-TPC | Globe valve | 1000 kPa | 400 kPa |  | EU\Inbox\Combinations\Folder..4/..5\ | 34
143957 | H6015XP4-S2+NV24A-SR-TPC | H6015XP4-S2+NV24A-SR-TPC |  | H6015XP4-S2 | + | NV24A-SR-TPC | Standard actuator | 1 | Scenario 2 |  | PPK¦SelectPro¦VDI3805¦Internet_EU |  |  | H6015XP4-S2+NV24A-SR-TPC | Globe valve | 2500 kPa | 1000 kPa |  | EU\Inbox\Combinations\Folder..6/..7\ | 35
144392 | H713N+LV24A-SR-TPC | H713N+LV24A-SR-TPC |  | H713N | + | LV24A-SR-TPC | Standard actuator | 1 | Scenario 2 |  | PPK¦SelectPro¦VDI3805¦Internet_EU |  |  | H713N+LV24A-SR-TPC | Globe valve | 1300 kPa | 400 kPa |  | EU\Inbox\Combinations\Folder..6/..7\ | 33
144457 | H650R/NV24A-SR-TPC | H650R/NV24A-SR-TPC |  | H650R | / | NV24A-SR-TPC | Standard actuator | 0 | Scenario 2 |  | PPK¦SelectPro¦VDI3805¦Internet_EU |  |  | H650R/NV24A-SR-TPC | Globe valve | 300 kPa | 300 kPa |  | EU\Inbox\Combinations\Folder..6/..7\ | 35
143899 | H6015X1-S2+NV24A-SR-TPC | H6015X1-S2+NV24A-SR-TPC |  | H6015X1-S2 | + | NV24A-SR-TPC | Standard actuator | 1 | Scenario 2 |  | PPK¦SelectPro¦VDI3805¦Internet_EU |  |  | H6015X1-S2+NV24A-SR-TPC | Globe valve | 2200 kPa | 1000 kPa |  | EU\Inbox\Combinations\Folder..6/..7\ | 36
144189 | H425B+LV24A-SR-TPC | H425B+LV24A-SR-TPC |  | H425B | + | LV24A-SR-TPC | Standard actuator | 1 | Scenario 2 |  | PPK¦SelectPro¦VDI3805¦Internet_EU |  |  | H425B+LV24A-SR-TPC | Globe valve | 500 kPa | 400 kPa |  | EU\Inbox\Combinations\Folder..4/..5\ | 33
144529 | H6015X4-S2/LVC24A-SR-TPC | H6015X4-S2/LVC24A-SR-TPC |  | H6015X4-S2 | / | LVC24A-SR-TPC | Fast runner | 1 | Scenario 2 |  | PPK¦SelectPro¦VDI3805¦Internet_EU |  |  | H6015X4-S2/LVC24A-SR-TPC | Globe valve | 800 kPa | 800 kPa |  | EU\Inbox\Combinations\Folder..6/..7\ | 32
144289 | H624S+LV24A-SR-TPC | H624S+LV24A-SR-TPC |  | H624S | + | LV24A-SR-TPC | Standard actuator | 0 | Scenario 2 |  | PPK¦SelectPro¦VDI3805¦Internet_EU |  |  | H624S+LV24A-SR-TPC | Globe valve | 450 kPa | 450 kPa |  | EU\Inbox\Combinations\Folder..6/..7\ | 32
144675 | H615R/LVC24A-SR-TPC | H615R/LVC24A-SR-TPC |  | H615R | / | LVC24A-SR-TPC | Fast runner | 1 | Scenario 2 |  | PPK¦SelectPro¦VDI3805¦Internet_EU |  |  | H615R/LVC24A-SR-TPC | Globe valve | 600 kPa | 400 kPa |  | EU\Inbox\Combinations\Folder..6/..7\ | 32
144622 | H720R+NV24A-SR-TPC | H720R+NV24A-SR-TPC |  | H720R | + | NV24A-SR-TPC | Standard actuator | 0 | Scenario 2 |  | PPK¦SelectPro¦VDI3805¦Internet_EU |  |  | H720R+NV24A-SR-TPC | Globe valve | 600 kPa | 400 kPa |  | EU\Inbox\Combinations\Folder..6/..7\ | 36
144339 | H7100Y160-S4/EVC24A-SR | H7100Y160-S4/EVC24A-SR |  | H7100Y160-S4 | / | EVC24A-SR | Fast runner | 1 | Scenario 2 |  | PPK¦SelectPro¦VDI3805¦Internet_EU |  |  | H7100Y160-S4/EVC24A-SR | Globe valve | 200 kPa | 200 kPa |  | EU\Inbox\Combinations\Folder..6/..7\ | 32
144131 | H625R+NV24A-SR-TPC | H625R+NV24A-SR-TPC |  | H625R | + | NV24A-SR-TPC | Standard actuator | 0 | Scenario 2 |  | PPK¦SelectPro¦VDI3805¦Internet_EU |  |  | H625R+NV24A-SR-TPC | Globe valve | 600 kPa | 400 kPa |  | EU\Inbox\Combinations\Folder..6/..7\ | 36
143809 | H540B+NVC24A-SR-TPC | H540B+NVC24A-SR-TPC |  | H540B | + | NVC24A-SR-TPC | Fast runner | 1 | Scenario 2 |  | PPK¦SelectPro¦VDI3805¦Internet_EU |  |  | H540B+NVC24A-SR-TPC | Globe valve | 500 kPa | 400 kPa |  | EU\Inbox\Combinations\Folder..4/..5\ | 34
144393 | H713N/LV24A-SR-TPC | H713N/LV24A-SR-TPC |  | H713N | / | LV24A-SR-TPC | Standard actuator | 1 | Scenario 2 |  | PPK¦SelectPro¦VDI3805¦Internet_EU |  |  | H713N/LV24A-SR-TPC | Globe valve | 1300 kPa | 400 kPa |  | EU\Inbox\Combinations\Folder..6/..7\ | 33
144240 | H6032X16-S2/LV24A-SR-TPC | H6032X16-S2/LV24A-SR-TPC |  | H6032X16-S2 | / | LV24A-SR-TPC | Standard actuator | 0 | Scenario 2 |  | PPK¦SelectPro¦VDI3805¦Internet_EU |  |  | H6032X16-S2/LV24A-SR-TPC | Globe valve | 300 kPa | 300 kPa |  | EU\Inbox\Combinations\Folder..6/..7\ | 32
144036 | H619S/NVC24A-SR-TPC | H619S/NVC24A-SR-TPC |  | H619S | / | NVC24A-SR-TPC | Fast runner | 1 | Scenario 2 |  | PPK¦SelectPro¦VDI3805¦Internet_EU |  |  | H619S/NVC24A-SR-TPC | Globe valve | 1600 kPa | 1000 kPa |  | EU\Inbox\Combinations\Folder..6/..7\ | 36
144460 | H650S+NV24A-SR-TPC | H650S+NV24A-SR-TPC |  | H650S | + | NV24A-SR-TPC | Standard actuator | 0 | Scenario 2 |  | PPK¦SelectPro¦VDI3805¦Internet_EU |  |  | H650S+NV24A-SR-TPC | Globe valve | 300 kPa | 300 kPa |  | EU\Inbox\Combinations\Folder..6/..7\ | 36
143958 | H6015XP4-S2/NV24A-SR-TPC | H6015XP4-S2/NV24A-SR-TPC |  | H6015XP4-S2 | / | NV24A-SR-TPC | Standard actuator | 1 | Scenario 2 |  | PPK¦SelectPro¦VDI3805¦Internet_EU |  |  | H6015XP4-S2/NV24A-SR-TPC | Globe valve | 2500 kPa | 1000 kPa |  | EU\Inbox\Combinations\Folder..6/..7\ | 35
143900 | H6015X1-S2/NV24A-SR-TPC | H6015X1-S2/NV24A-SR-TPC |  | H6015X1-S2 | / | NV24A-SR-TPC | Standard actuator | 1 | Scenario 2 |  | PPK¦SelectPro¦VDI3805¦Internet_EU |  |  | H6015X1-S2/NV24A-SR-TPC | Globe valve | 2200 kPa | 1000 kPa |  | EU\Inbox\Combinations\Folder..6/..7\ | 36
144530 | H6015XP4-S2+LVC24A-SR-TPC | H6015XP4-S2+LVC24A-SR-TPC |  | H6015XP4-S2 | + | LVC24A-SR-TPC | Fast runner | 1 | Scenario 2 |  | PPK¦SelectPro¦VDI3805¦Internet_EU |  |  | H6015XP4-S2+LVC24A-SR-TPC | Globe valve | 2500 kPa | 1000 kPa |  | EU\Inbox\Combinations\Folder..6/..7\ | 33
144190 | H425B/LV24A-SR-TPC | H425B/LV24A-SR-TPC |  | H425B | / | LV24A-SR-TPC | Standard actuator | 1 | Scenario 2 |  | PPK¦SelectPro¦VDI3805¦Internet_EU |  |  | H425B/LV24A-SR-TPC | Globe valve | 500 kPa | 400 kPa |  | EU\Inbox\Combinations\Folder..4/..5\ | 33
144623 | H720R/NV24A-SR-TPC | H720R/NV24A-SR-TPC |  | H720R | / | NV24A-SR-TPC | Standard actuator | 0 | Scenario 2 |  | PPK¦SelectPro¦VDI3805¦Internet_EU |  |  | H720R/NV24A-SR-TPC | Globe valve | 600 kPa | 400 kPa |  | EU\Inbox\Combinations\Folder..6/..7\ | 35
144676 | H615S+LVC24A-SR-TPC | H615S+LVC24A-SR-TPC |  | H615S | + | LVC24A-SR-TPC | Fast runner | 1 | Scenario 2 |  | PPK¦SelectPro¦VDI3805¦Internet_EU |  |  | H615S+LVC24A-SR-TPC | Globe valve | 800 kPa | 800 kPa |  | EU\Inbox\Combinations\Folder..6/..7\ | 32
144290 | H624S/LV24A-SR-TPC | H624S/LV24A-SR-TPC |  | H624S | / | LV24A-SR-TPC | Standard actuator | 0 | Scenario 2 |  | PPK¦SelectPro¦VDI3805¦Internet_EU |  |  | H624S/LV24A-SR-TPC | Globe valve | 450 kPa | 450 kPa |  | EU\Inbox\Combinations\Folder..6/..7\ | 32
143810 | H540B/NVC24A-SR-TPC | H540B/NVC24A-SR-TPC |  | H540B | / | NVC24A-SR-TPC | Fast runner | 1 | Scenario 2 |  | PPK¦SelectPro¦VDI3805¦Internet_EU |  |  | H540B/NVC24A-SR-TPC | Globe valve | 500 kPa | 400 kPa |  | EU\Inbox\Combinations\Folder..4/..5\ | 34
144394 | H713R+LV24A-SR-TPC | H713R+LV24A-SR-TPC |  | H713R | + | LV24A-SR-TPC | Standard actuator | 1 | Scenario 2 |  | PPK¦SelectPro¦VDI3805¦Internet_EU |  |  | H713R+LV24A-SR-TPC | Globe valve | 600 kPa | 400 kPa |  | EU\Inbox\Combinations\Folder..6/..7\ | 33
144340 | H7125N/EV24A-SR-TPC | H7125N/EV24A-SR-TPC |  | H7125N | / | EV24A-SR-TPC | Standard actuator | 0 | Scenario 2 |  | PPK¦SelectPro¦VDI3805¦Internet_EU |  |  | H7125N/EV24A-SR-TPC | Globe valve | 130 kPa | 130 kPa |  | EU\Inbox\Combinations\Folder..6/..7\ | 32
144132 | H625R/NV24A-SR-TPC | H625R/NV24A-SR-TPC |  | H625R | / | NV24A-SR-TPC | Standard actuator | 0 | Scenario 2 |  | PPK¦SelectPro¦VDI3805¦Internet_EU |  |  | H625R/NV24A-SR-TPC | Globe valve | 600 kPa | 400 kPa |  | EU\Inbox\Combinations\Folder..6/..7\ | 36
144241 | H6040X16-S2+LV24A-SR-TPC | H6040X16-S2+LV24A-SR-TPC |  | H6040X16-S2 | + | LV24A-SR-TPC | Standard actuator | 0 | Scenario 2 |  | PPK¦SelectPro¦VDI3805¦Internet_EU |  |  | H6040X16-S2+LV24A-SR-TPC | Globe valve | 140 kPa | 140 kPa |  | EU\Inbox\Combinations\Folder..6/..7\ | 31
144037 | H614R+NVC24A-SR-TPC | H614R+NVC24A-SR-TPC |  | H614R | + | NVC24A-SR-TPC | Fast runner | 0 | Scenario 2 |  | PPK¦SelectPro¦VDI3805¦Internet_EU |  |  | H614R+NVC24A-SR-TPC | Globe valve | 600 kPa | 400 kPa |  | EU\Inbox\Combinations\Folder..6/..7\ | 34
144461 | H650S/NV24A-SR-TPC | H650S/NV24A-SR-TPC |  | H650S | / | NV24A-SR-TPC | Standard actuator | 0 | Scenario 2 |  | PPK¦SelectPro¦VDI3805¦Internet_EU |  |  | H650S/NV24A-SR-TPC | Globe valve | 300 kPa | 300 kPa |  | EU\Inbox\Combinations\Folder..6/..7\ | 36
143961 | H6015XP63-S2+NV24A-SR-TPC | H6015XP63-S2+NV24A-SR-TPC |  | H6015XP63-S2 | + | NV24A-SR-TPC | Standard actuator | 1 | Scenario 2 |  | PPK¦SelectPro¦VDI3805¦Internet_EU |  |  | H6015XP63-S2+NV24A-SR-TPC | Globe valve | 2500 kPa | 1000 kPa |  | EU\Inbox\Combinations\Folder..6/..7\ | 34
143903 | H6015X1P6-S2+NV24A-SR-TPC | H6015X1P6-S2+NV24A-SR-TPC |  | H6015X1P6-S2 | + | NV24A-SR-TPC | Standard actuator | 1 | Scenario 2 |  | PPK¦SelectPro¦VDI3805¦Internet_EU |  |  | H6015X1P6-S2+NV24A-SR-TPC | Globe valve | 2200 kPa | 1000 kPa |  | EU\Inbox\Combinations\Folder..6/..7\ | 36
144531 | H6015XP4-S2/LVC24A-SR-TPC | H6015XP4-S2/LVC24A-SR-TPC |  | H6015XP4-S2 | / | LVC24A-SR-TPC | Fast runner | 1 | Scenario 2 |  | PPK¦SelectPro¦VDI3805¦Internet_EU |  |  | H6015XP4-S2/LVC24A-SR-TPC | Globe valve | 2500 kPa | 1000 kPa |  | EU\Inbox\Combinations\Folder..6/..7\ | 33
144191 | H432B+LV24A-SR-TPC | H432B+LV24A-SR-TPC |  | H432B | + | LV24A-SR-TPC | Standard actuator | 0 | Scenario 2 |  | PPK¦SelectPro¦VDI3805¦Internet_EU |  |  | H432B+LV24A-SR-TPC | Globe valve | 350 kPa | 350 kPa |  | EU\Inbox\Combinations\Folder..4/..5\ | 31
144291 | H625N+LV24A-SR-TPC | H625N+LV24A-SR-TPC |  | H625N | + | LV24A-SR-TPC | Standard actuator | 1 | Scenario 2 |  | PPK¦SelectPro¦VDI3805¦Internet_EU |  |  | H625N+LV24A-SR-TPC | Globe valve | 500 kPa | 400 kPa |  | EU\Inbox\Combinations\Folder..6/..7\ | 33
144677 | H615S/LVC24A-SR-TPC | H615S/LVC24A-SR-TPC |  | H615S | / | LVC24A-SR-TPC | Fast runner | 1 | Scenario 2 |  | PPK¦SelectPro¦VDI3805¦Internet_EU |  |  | H615S/LVC24A-SR-TPC | Globe valve | 800 kPa | 800 kPa |  | EU\Inbox\Combinations\Folder..6/..7\ | 32
143811 | H550B+NVC24A-SR-TPC | H550B+NVC24A-SR-TPC |  | H550B | + | NVC24A-SR-TPC | Fast runner | 0 | Scenario 2 |  | PPK¦SelectPro¦VDI3805¦Internet_EU |  |  | H550B+NVC24A-SR-TPC | Globe valve | 300 kPa | 300 kPa |  | EU\Inbox\Combinations\Folder..4/..5\ | 33
144395 | H713R/LV24A-SR-TPC | H713R/LV24A-SR-TPC |  | H713R | / | LV24A-SR-TPC | Standard actuator | 1 | Scenario 2 |  | PPK¦SelectPro¦VDI3805¦Internet_EU |  |  | H713R/LV24A-SR-TPC | Globe valve | 600 kPa | 400 kPa |  | EU\Inbox\Combinations\Folder..6/..7\ | 33
144626 | H6020X4-S2+LVC24A-SR-TPC | H6020X4-S2+LVC24A-SR-TPC |  | H6020X4-S2 | + | LVC24A-SR-TPC | Fast runner | 0 | Scenario 2 |  | PPK¦SelectPro¦VDI3805¦Internet_EU |  |  | H6020X4-S2+LVC24A-SR-TPC | Globe valve | 800 kPa | 800 kPa |  | EU\Inbox\Combinations\Folder..6/..7\ | 32
144135 | H625S+NV24A-SR-TPC | H625S+NV24A-SR-TPC |  | H625S | + | NV24A-SR-TPC | Standard actuator | 1 | Scenario 2 |  | PPK¦SelectPro¦VDI3805¦Internet_EU |  |  | H625S+NV24A-SR-TPC | Globe valve | 1300 kPa | 1000 kPa |  | EU\Inbox\Combinations\Folder..6/..7\ | 36
144242 | H6040X16-S2/LV24A-SR-TPC | H6040X16-S2/LV24A-SR-TPC |  | H6040X16-S2 | / | LV24A-SR-TPC | Standard actuator | 0 | Scenario 2 |  | PPK¦SelectPro¦VDI3805¦Internet_EU |  |  | H6040X16-S2/LV24A-SR-TPC | Globe valve | 140 kPa | 140 kPa |  | EU\Inbox\Combinations\Folder..6/..7\ | 31
144341 | H7125N/EVC24A-SR | H7125N/EVC24A-SR |  | H7125N | / | EVC24A-SR | Fast runner | 1 | Scenario 2 |  | PPK¦SelectPro¦VDI3805¦Internet_EU |  |  | H7125N/EVC24A-SR | Globe valve | 130 kPa | 130 kPa |  | EU\Inbox\Combinations\Folder..6/..7\ | 32
144038 | H614R/NVC24A-SR-TPC | H614R/NVC24A-SR-TPC |  | H614R | / | NVC24A-SR-TPC | Fast runner | 0 | Scenario 2 |  | PPK¦SelectPro¦VDI3805¦Internet_EU |  |  | H614R/NVC24A-SR-TPC | Globe valve | 600 kPa | 400 kPa |  | EU\Inbox\Combinations\Folder..6/..7\ | 34
144464 | H650SP+NV24A-SR-TPC | H650SP+NV24A-SR-TPC |  | H650SP | + | NV24A-SR-TPC | Standard actuator | 1 | Scenario 2 |  | PPK¦SelectPro¦VDI3805¦Internet_EU |  |  | H650SP+NV24A-SR-TPC | Globe valve (partial pressure-balanced) | 1600 kPa | 1000 kPa |  | EU\Inbox\Combinations\Folder..6/..7\ | 35
143904 | H6015X1P6-S2/NV24A-SR-TPC | H6015X1P6-S2/NV24A-SR-TPC |  | H6015X1P6-S2 | / | NV24A-SR-TPC | Standard actuator | 1 | Scenario 2 |  | PPK¦SelectPro¦VDI3805¦Internet_EU |  |  | H6015X1P6-S2/NV24A-SR-TPC | Globe valve | 2200 kPa | 1000 kPa |  | EU\Inbox\Combinations\Folder..6/..7\ | 36
144532 | H6015XP63-S2+LVC24A-SR-TPC | H6015XP63-S2+LVC24A-SR-TPC |  | H6015XP63-S2 | + | LVC24A-SR-TPC | Fast runner | 1 | Scenario 2 |  | PPK¦SelectPro¦VDI3805¦Internet_EU |  |  | H6015XP63-S2+LVC24A-SR-TPC | Globe valve | 2500 kPa | 1000 kPa |  | EU\Inbox\Combinations\Folder..6/..7\ | 32
143962 | H6015XP63-S2/NV24A-SR-TPC | H6015XP63-S2/NV24A-SR-TPC |  | H6015XP63-S2 | / | NV24A-SR-TPC | Standard actuator | 1 | Scenario 2 |  | PPK¦SelectPro¦VDI3805¦Internet_EU |  |  | H6015XP63-S2/NV24A-SR-TPC | Globe valve | 2500 kPa | 1000 kPa |  | EU\Inbox\Combinations\Folder..6/..7\ | 34
144192 | H432B/LV24A-SR-TPC | H432B/LV24A-SR-TPC |  | H432B | / | LV24A-SR-TPC | Standard actuator | 0 | Scenario 2 |  | PPK¦SelectPro¦VDI3805¦Internet_EU |  |  | H432B/LV24A-SR-TPC | Globe valve | 350 kPa | 350 kPa |  | EU\Inbox\Combinations\Folder..4/..5\ | 31
144292 | H625N/LV24A-SR-TPC | H625N/LV24A-SR-TPC |  | H625N | / | LV24A-SR-TPC | Standard actuator | 1 | Scenario 2 |  | PPK¦SelectPro¦VDI3805¦Internet_EU |  |  | H625N/LV24A-SR-TPC | Globe valve | 500 kPa | 400 kPa |  | EU\Inbox\Combinations\Folder..6/..7\ | 33
144678 | H725N+NV24A-SR-TPC | H725N+NV24A-SR-TPC |  | H725N | + | NV24A-SR-TPC | Standard actuator | 0 | Scenario 2 |  | PPK¦SelectPro¦VDI3805¦Internet_EU |  |  | H725N+NV24A-SR-TPC | Globe valve | 1300 kPa | 400 kPa |  | EU\Inbox\Combinations\Folder..6/..7\ | 36
143812 | H550B/NVC24A-SR-TPC | H550B/NVC24A-SR-TPC |  | H550B | / | NVC24A-SR-TPC | Fast runner | 0 | Scenario 2 |  | PPK¦SelectPro¦VDI3805¦Internet_EU |  |  | H550B/NVC24A-SR-TPC | Globe valve | 300 kPa | 300 kPa |  | EU\Inbox\Combinations\Folder..4/..5\ | 33
144396 | H714N+LV24A-SR-TPC | H714N+LV24A-SR-TPC |  | H714N | + | LV24A-SR-TPC | Standard actuator | 1 | Scenario 2 |  | PPK¦SelectPro¦VDI3805¦Internet_EU |  |  | H714N+LV24A-SR-TPC | Globe valve | 1300 kPa | 400 kPa |  | EU\Inbox\Combinations\Folder..6/..7\ | 33
144627 | H6020X4-S2/LVC24A-SR-TPC | H6020X4-S2/LVC24A-SR-TPC |  | H6020X4-S2 | / | LVC24A-SR-TPC | Fast runner | 0 | Scenario 2 |  | PPK¦SelectPro¦VDI3805¦Internet_EU |  |  | H6020X4-S2/LVC24A-SR-TPC | Globe valve | 800 kPa | 800 kPa |  | EU\Inbox\Combinations\Folder..6/..7\ | 32
144243 | H6040X25-S2+LV24A-SR-TPC | H6040X25-S2+LV24A-SR-TPC |  | H6040X25-S2 | + | LV24A-SR-TPC | Standard actuator | 0 | Scenario 2 |  | PPK¦SelectPro¦VDI3805¦Internet_EU |  |  | H6040X25-S2+LV24A-SR-TPC | Globe valve | 140 kPa | 140 kPa |  | EU\Inbox\Combinations\Folder..6/..7\ | 31
144136 | H625S/NV24A-SR-TPC | H625S/NV24A-SR-TPC |  | H625S | / | NV24A-SR-TPC | Standard actuator | 1 | Scenario 2 |  | PPK¦SelectPro¦VDI3805¦Internet_EU |  |  | H625S/NV24A-SR-TPC | Globe valve | 1300 kPa | 1000 kPa |  | EU\Inbox\Combinations\Folder..6/..7\ | 35
144039 | H614S+NVC24A-SR-TPC | H614S+NVC24A-SR-TPC |  | H614S | + | NVC24A-SR-TPC | Fast runner | 1 | Scenario 2 |  | PPK¦SelectPro¦VDI3805¦Internet_EU |  |  | H614S+NVC24A-SR-TPC | Globe valve | 1600 kPa | 1000 kPa |  | EU\Inbox\Combinations\Folder..6/..7\ | 34
144342 | H7150N/EV24A-SR-TPC | H7150N/EV24A-SR-TPC |  | H7150N | / | EV24A-SR-TPC | Standard actuator | 0 | Scenario 2 |  | PPK¦SelectPro¦VDI3805¦Internet_EU |  |  | H7150N/EV24A-SR-TPC | Globe valve | 80 kPa | 80 kPa |  | EU\Inbox\Combinations\Folder..6/..7\ | 32
144465 | H650SP/NV24A-SR-TPC | H650SP/NV24A-SR-TPC |  | H650SP | / | NV24A-SR-TPC | Standard actuator | 1 | Scenario 2 |  | PPK¦SelectPro¦VDI3805¦Internet_EU |  |  | H650SP/NV24A-SR-TPC | Globe valve (partial pressure-balanced) | 1600 kPa | 1000 kPa |  | EU\Inbox\Combinations\Folder..6/..7\ | 36
143907 | H6015X2P5-S2+NV24A-SR-TPC | H6015X2P5-S2+NV24A-SR-TPC |  | H6015X2P5-S2 | + | NV24A-SR-TPC | Standard actuator | 1 | Scenario 2 |  | PPK¦SelectPro¦VDI3805¦Internet_EU |  |  | H6015X2P5-S2+NV24A-SR-TPC | Globe valve | 2200 kPa | 1000 kPa |  | EU\Inbox\Combinations\Folder..6/..7\ | 35
144533 | H6015XP63-S2/LVC24A-SR-TPC | H6015XP63-S2/LVC24A-SR-TPC |  | H6015XP63-S2 | / | LVC24A-SR-TPC | Fast runner | 1 | Scenario 2 |  | PPK¦SelectPro¦VDI3805¦Internet_EU |  |  | H6015XP63-S2/LVC24A-SR-TPC | Globe valve | 2500 kPa | 1000 kPa |  | EU\Inbox\Combinations\Folder..6/..7\ | 32
143965 | H6020X4-S2+NV24A-SR-TPC | H6020X4-S2+NV24A-SR-TPC |  | H6020X4-S2 | + | NV24A-SR-TPC | Standard actuator | 1 | Scenario 2 |  | PPK¦SelectPro¦VDI3805¦Internet_EU |  |  | H6020X4-S2+NV24A-SR-TPC | Globe valve | 2200 kPa | 1000 kPa |  | EU\Inbox\Combinations\Folder..6/..7\ | 35
144193 | H440B+LV24A-SR-TPC | H440B+LV24A-SR-TPC |  | H440B | + | LV24A-SR-TPC | Standard actuator | 0 | Scenario 2 |  | PPK¦SelectPro¦VDI3805¦Internet_EU |  |  | H440B+LV24A-SR-TPC | Globe valve | 150 kPa | 150 kPa |  | EU\Inbox\Combinations\Folder..4/..5\ | 31
144679 | H725N/NV24A-SR-TPC | H725N/NV24A-SR-TPC |  | H725N | / | NV24A-SR-TPC | Standard actuator | 0 | Scenario 2 |  | PPK¦SelectPro¦VDI3805¦Internet_EU |  |  | H725N/NV24A-SR-TPC | Globe valve | 1300 kPa | 400 kPa |  | EU\Inbox\Combinations\Folder..6/..7\ | 35
144293 | H625R+LV24A-SR-TPC | H625R+LV24A-SR-TPC |  | H625R | + | LV24A-SR-TPC | Standard actuator | 1 | Scenario 2 |  | PPK¦SelectPro¦VDI3805¦Internet_EU |  |  | H625R+LV24A-SR-TPC | Globe valve | 500 kPa | 400 kPa |  | EU\Inbox\Combinations\Folder..6/..7\ | 33
143813 | H6015X1-S2+NVC24A-SR-TPC | H6015X1-S2+NVC24A-SR-TPC |  | H6015X1-S2 | + | NVC24A-SR-TPC | Fast runner | 1 | Scenario 2 |  | PPK¦SelectPro¦VDI3805¦Internet_EU |  |  | H6015X1-S2+NVC24A-SR-TPC | Globe valve | 2200 kPa | 1000 kPa |  | EU\Inbox\Combinations\Folder..6/..7\ | 35
144397 | H714N/LV24A-SR-TPC | H714N/LV24A-SR-TPC |  | H714N | / | LV24A-SR-TPC | Standard actuator | 1 | Scenario 2 |  | PPK¦SelectPro¦VDI3805¦Internet_EU |  |  | H714N/LV24A-SR-TPC | Globe valve | 1300 kPa | 400 kPa |  | EU\Inbox\Combinations\Folder..6/..7\ | 33
144628 | H6020X6P3-S2+LVC24A-SR-TPC | H6020X6P3-S2+LVC24A-SR-TPC |  | H6020X6P3-S2 | + | LVC24A-SR-TPC | Fast runner | 0 | Scenario 2 |  | PPK¦SelectPro¦VDI3805¦Internet_EU |  |  | H6020X6P3-S2+LVC24A-SR-TPC | Globe valve | 600 kPa | 600 kPa |  | EU\Inbox\Combinations\Folder..6/..7\ | 32
144244 | H6040X25-S2/LV24A-SR-TPC | H6040X25-S2/LV24A-SR-TPC |  | H6040X25-S2 | / | LV24A-SR-TPC | Standard actuator | 0 | Scenario 2 |  | PPK¦SelectPro¦VDI3805¦Internet_EU |  |  | H6040X25-S2/LV24A-SR-TPC | Globe valve | 140 kPa | 140 kPa |  | EU\Inbox\Combinations\Folder..6/..7\ | 31
144139 | H680S/AVK24A-SR-TPC | H680S/AVK24A-SR-TPC |  | H680S | / | AVK24A-SR-TPC | Actuator with emergency control function | 1 | Scenario 2 |  | PPK¦SelectPro¦VDI3805¦Internet_EU |  |  | H680S/AVK24A-SR-TPC | Globe valve | 250 kPa | 250 kPa |  | EU\Inbox\Combinations\Folder..6/..7\ | 36
144343 | H7150N/EVC24A-SR | H7150N/EVC24A-SR |  | H7150N | / | EVC24A-SR | Fast runner | 1 | Scenario 2 |  | PPK¦SelectPro¦VDI3805¦Internet_EU |  |  | H7150N/EVC24A-SR | Globe valve | 80 kPa | 80 kPa |  | EU\Inbox\Combinations\Folder..6/..7\ | 32
144040 | H614S/NVC24A-SR-TPC | H614S/NVC24A-SR-TPC |  | H614S | / | NVC24A-SR-TPC | Fast runner | 1 | Scenario 2 |  | PPK¦SelectPro¦VDI3805¦Internet_EU |  |  | H614S/NVC24A-SR-TPC | Globe valve | 1600 kPa | 1000 kPa |  | EU\Inbox\Combinations\Folder..6/..7\ | 34
144468 | H664N+NV24A-SR-TPC | H664N+NV24A-SR-TPC |  | H664N | + | NV24A-SR-TPC | Standard actuator | 0 | Scenario 2 |  | PPK¦SelectPro¦VDI3805¦Internet_EU |  |  | H664N+NV24A-SR-TPC | Globe valve | 140 kPa | 140 kPa |  | EU\Inbox\Combinations\Folder..6/..7\ | 36
143908 | H6015X2P5-S2/NV24A-SR-TPC | H6015X2P5-S2/NV24A-SR-TPC |  | H6015X2P5-S2 | / | NV24A-SR-TPC | Standard actuator | 1 | Scenario 2 |  | PPK¦SelectPro¦VDI3805¦Internet_EU |  |  | H6015X2P5-S2/NV24A-SR-TPC | Globe valve | 2200 kPa | 1000 kPa |  | EU\Inbox\Combinations\Folder..6/..7\ | 35
144534 | H7015Y4-S2+NV24A-SR-TPC | H7015Y4-S2+NV24A-SR-TPC |  | H7015Y4-S2 | + | NV24A-SR-TPC | Standard actuator | 1 | Scenario 2 |  | PPK¦SelectPro¦VDI3805¦Internet_EU |  |  | H7015Y4-S2+NV24A-SR-TPC | Globe valve | 2200 kPa | 1000 kPa |  | EU\Inbox\Combinations\Folder..6/..7\ | 36
143966 | H6020X4-S2/NV24A-SR-TPC | H6020X4-S2/NV24A-SR-TPC |  | H6020X4-S2 | / | NV24A-SR-TPC | Standard actuator | 1 | Scenario 2 |  | PPK¦SelectPro¦VDI3805¦Internet_EU |  |  | H6020X4-S2/NV24A-SR-TPC | Globe valve | 2200 kPa | 1000 kPa |  | EU\Inbox\Combinations\Folder..6/..7\ | 35
144682 | H725R+NV24A-SR-TPC | H725R+NV24A-SR-TPC |  | H725R | + | NV24A-SR-TPC | Standard actuator | 0 | Scenario 2 |  | PPK¦SelectPro¦VDI3805¦Internet_EU |  |  | H725R+NV24A-SR-TPC | Globe valve | 600 kPa | 400 kPa |  | EU\Inbox\Combinations\Folder..6/..7\ | 36
144194 | H440B/LV24A-SR-TPC | H440B/LV24A-SR-TPC |  | H440B | / | LV24A-SR-TPC | Standard actuator | 0 | Scenario 2 |  | PPK¦SelectPro¦VDI3805¦Internet_EU |  |  | H440B/LV24A-SR-TPC | Globe valve | 150 kPa | 150 kPa |  | EU\Inbox\Combinations\Folder..4/..5\ | 31
144294 | H625R/LV24A-SR-TPC | H625R/LV24A-SR-TPC |  | H625R | / | LV24A-SR-TPC | Standard actuator | 1 | Scenario 2 |  | PPK¦SelectPro¦VDI3805¦Internet_EU |  |  | H625R/LV24A-SR-TPC | Globe valve | 500 kPa | 400 kPa |  | EU\Inbox\Combinations\Folder..6/..7\ | 33
144398 | H714R+LV24A-SR-TPC | H714R+LV24A-SR-TPC |  | H714R | + | LV24A-SR-TPC | Standard actuator | 1 | Scenario 2 |  | PPK¦SelectPro¦VDI3805¦Internet_EU |  |  | H714R+LV24A-SR-TPC | Globe valve | 600 kPa | 400 kPa |  | EU\Inbox\Combinations\Folder..6/..7\ | 33
143814 | H6015X1-S2/NVC24A-SR-TPC | H6015X1-S2/NVC24A-SR-TPC |  | H6015X1-S2 | / | NVC24A-SR-TPC | Fast runner | 1 | Scenario 2 |  | PPK¦SelectPro¦VDI3805¦Internet_EU |  |  | H6015X1-S2/NVC24A-SR-TPC | Globe valve | 2200 kPa | 1000 kPa |  | EU\Inbox\Combinations\Folder..6/..7\ | 35
144629 | H6020X6P3-S2/LVC24A-SR-TPC | H6020X6P3-S2/LVC24A-SR-TPC |  | H6020X6P3-S2 | / | LVC24A-SR-TPC | Fast runner | 0 | Scenario 2 |  | PPK¦SelectPro¦VDI3805¦Internet_EU |  |  | H6020X6P3-S2/LVC24A-SR-TPC | Globe valve | 600 kPa | 600 kPa |  | EU\Inbox\Combinations\Folder..6/..7\ | 32
144245 | H6050X25-S2+LV24A-SR-TPC | H6050X25-S2+LV24A-SR-TPC |  | H6050X25-S2 | + | LV24A-SR-TPC | Standard actuator | 0 | Scenario 2 |  | PPK¦SelectPro¦VDI3805¦Internet_EU |  |  | H6050X25-S2+LV24A-SR-TPC | Globe valve | 60 kPa | 60 kPa |  | EU\Inbox\Combinations\Folder..6/..7\ | 32
144140 | H7065X63-S4/AVK24A-SR-TPC | H7065X63-S4/AVK24A-SR-TPC |  | H7065X63-S4 | / | AVK24A-SR-TPC | Actuator with emergency control function | 1 | Scenario 2 |  | PPK¦SelectPro¦VDI3805¦Internet_EU |  |  | H7065X63-S4/AVK24A-SR-TPC | Globe valve | 400 kPa | 400 kPa |  | EU\Inbox\Combinations\Folder..6/..7\ | 36
144043 | H610S+NV24A-SR-TPC | H610S+NV24A-SR-TPC |  | H610S | + | NV24A-SR-TPC | Standard actuator | 1 | Scenario 2 |  | PPK¦SelectPro¦VDI3805¦Internet_EU |  |  | H610S+NV24A-SR-TPC | Globe valve | 1600 kPa | 1000 kPa |  | EU\Inbox\Combinations\Folder..6/..7\ | 33
144344 | H765N/EV24A-SR-TPC | H765N/EV24A-SR-TPC |  | H765N | / | EV24A-SR-TPC | Standard actuator | 1 | Scenario 2 |  | PPK¦SelectPro¦VDI3805¦Internet_EU |  |  | H765N/EV24A-SR-TPC | Globe valve | 550 kPa | 400 kPa |  | EU\Inbox\Combinations\Folder..6/..7\ | 33
144469 | H664N/NV24A-SR-TPC | H664N/NV24A-SR-TPC |  | H664N | / | NV24A-SR-TPC | Standard actuator | 0 | Scenario 2 |  | PPK¦SelectPro¦VDI3805¦Internet_EU |  |  | H664N/NV24A-SR-TPC | Globe valve | 140 kPa | 140 kPa |  | EU\Inbox\Combinations\Folder..6/..7\ | 35
144535 | H7015Y4-S2/NV24A-SR-TPC | H7015Y4-S2/NV24A-SR-TPC |  | H7015Y4-S2 | / | NV24A-SR-TPC | Standard actuator | 1 | Scenario 2 |  | PPK¦SelectPro¦VDI3805¦Internet_EU |  |  | H7015Y4-S2/NV24A-SR-TPC | Globe valve | 2200 kPa | 1000 kPa |  | EU\Inbox\Combinations\Folder..6/..7\ | 35
143911 | H6015X4-S2+NV24A-SR-TPC | H6015X4-S2+NV24A-SR-TPC |  | H6015X4-S2 | + | NV24A-SR-TPC | Standard actuator | 1 | Scenario 2 |  | PPK¦SelectPro¦VDI3805¦Internet_EU |  |  | H6015X4-S2+NV24A-SR-TPC | Globe valve | 2200 kPa | 1000 kPa |  | EU\Inbox\Combinations\Folder..6/..7\ | 35
144683 | H725R/NV24A-SR-TPC | H725R/NV24A-SR-TPC |  | H725R | / | NV24A-SR-TPC | Standard actuator | 0 | Scenario 2 |  | PPK¦SelectPro¦VDI3805¦Internet_EU |  |  | H725R/NV24A-SR-TPC | Globe valve | 600 kPa | 400 kPa |  | EU\Inbox\Combinations\Folder..6/..7\ | 35
143969 | H6020X6P3-S2+NV24A-SR-TPC | H6020X6P3-S2+NV24A-SR-TPC |  | H6020X6P3-S2 | + | NV24A-SR-TPC | Standard actuator | 1 | Scenario 2 |  | PPK¦SelectPro¦VDI3805¦Internet_EU |  |  | H6020X6P3-S2+NV24A-SR-TPC | Globe valve | 1500 kPa | 1000 kPa |  | EU\Inbox\Combinations\Folder..6/..7\ | 36
144195 | H450B+LV24A-SR-TPC | H450B+LV24A-SR-TPC |  | H450B | + | LV24A-SR-TPC | Standard actuator | 0 | Scenario 2 |  | PPK¦SelectPro¦VDI3805¦Internet_EU |  |  | H450B+LV24A-SR-TPC | Globe valve | 70 kPa | 70 kPa |  | EU\Inbox\Combinations\Folder..4/..5\ | 31
144295 | H625S+LV24A-SR-TPC | H625S+LV24A-SR-TPC |  | H625S | + | LV24A-SR-TPC | Standard actuator | 0 | Scenario 2 |  | PPK¦SelectPro¦VDI3805¦Internet_EU |  |  | H625S+LV24A-SR-TPC | Globe valve | 450 kPa | 450 kPa |  | EU\Inbox\Combinations\Folder..6/..7\ | 33
144399 | H714R/LV24A-SR-TPC | H714R/LV24A-SR-TPC |  | H714R | / | LV24A-SR-TPC | Standard actuator | 1 | Scenario 2 |  | PPK¦SelectPro¦VDI3805¦Internet_EU |  |  | H714R/LV24A-SR-TPC | Globe valve | 600 kPa | 400 kPa |  | EU\Inbox\Combinations\Folder..6/..7\ | 33
143815 | H6015X1P6-S2+NVC24A-SR-TPC | H6015X1P6-S2+NVC24A-SR-TPC |  | H6015X1P6-S2 | + | NVC24A-SR-TPC | Fast runner | 1 | Scenario 2 |  | PPK¦SelectPro¦VDI3805¦Internet_EU |  |  | H6015X1P6-S2+NVC24A-SR-TPC | Globe valve | 2200 kPa | 1000 kPa |  | EU\Inbox\Combinations\Folder..6/..7\ | 35
144630 | H6025X10-S2+LVC24A-SR-TPC | H6025X10-S2+LVC24A-SR-TPC |  | H6025X10-S2 | + | LVC24A-SR-TPC | Fast runner | 0 | Scenario 2 |  | PPK¦SelectPro¦VDI3805¦Internet_EU |  |  | H6025X10-S2+LVC24A-SR-TPC | Globe valve | 450 kPa | 450 kPa |  | EU\Inbox\Combinations\Folder..6/..7\ | 32
144246 | H6050X25-S2/LV24A-SR-TPC | H6050X25-S2/LV24A-SR-TPC |  | H6050X25-S2 | / | LV24A-SR-TPC | Standard actuator | 0 | Scenario 2 |  | PPK¦SelectPro¦VDI3805¦Internet_EU |  |  | H6050X25-S2/LV24A-SR-TPC | Globe valve | 60 kPa | 60 kPa |  | EU\Inbox\Combinations\Folder..6/..7\ | 32
144141 | H7065Y63-S4/AVK24A-SR-TPC | H7065Y63-S4/AVK24A-SR-TPC |  | H7065Y63-S4 | / | AVK24A-SR-TPC | Actuator with emergency control function | 1 | Scenario 2 |  | PPK¦SelectPro¦VDI3805¦Internet_EU |  |  | H7065Y63-S4/AVK24A-SR-TPC | Globe valve | 400 kPa | 400 kPa |  | EU\Inbox\Combinations\Folder..6/..7\ | 36
144345 | H765N/EVC24A-SR | H765N/EVC24A-SR |  | H765N | / | EVC24A-SR | Fast runner | 1 | Scenario 2 |  | PPK¦SelectPro¦VDI3805¦Internet_EU |  |  | H765N/EVC24A-SR | Globe valve | 550 kPa | 400 kPa |  | EU\Inbox\Combinations\Folder..6/..7\ | 33
144472 | H664R+NV24A-SR-TPC | H664R+NV24A-SR-TPC |  | H664R | + | NV24A-SR-TPC | Standard actuator | 0 | Scenario 2 |  | PPK¦SelectPro¦VDI3805¦Internet_EU |  |  | H664R+NV24A-SR-TPC | Globe valve | 140 kPa | 140 kPa |  | EU\Inbox\Combinations\Folder..6/..7\ | 35
144044 | H610S/NV24A-SR-TPC | H610S/NV24A-SR-TPC |  | H610S | / | NV24A-SR-TPC | Standard actuator | 1 | Scenario 2 |  | PPK¦SelectPro¦VDI3805¦Internet_EU |  |  | H610S/NV24A-SR-TPC | Globe valve | 1600 kPa | 1000 kPa |  | EU\Inbox\Combinations\Folder..6/..7\ | 33
144538 | H7020X6P3-S2+NV24A-SR-TPC | H7020X6P3-S2+NV24A-SR-TPC |  | H7020X6P3-S2 | + | NV24A-SR-TPC | Standard actuator | 1 | Scenario 2 |  | PPK¦SelectPro¦VDI3805¦Internet_EU |  |  | H7020X6P3-S2+NV24A-SR-TPC | Globe valve | 1500 kPa | 1000 kPa |  | EU\Inbox\Combinations\Folder..6/..7\ | 36
143912 | H6015X4-S2/NV24A-SR-TPC | H6015X4-S2/NV24A-SR-TPC |  | H6015X4-S2 | / | NV24A-SR-TPC | Standard actuator | 1 | Scenario 2 |  | PPK¦SelectPro¦VDI3805¦Internet_EU |  |  | H6015X4-S2/NV24A-SR-TPC | Globe valve | 2200 kPa | 1000 kPa |  | EU\Inbox\Combinations\Folder..6/..7\ | 35
144686 | H732N+NV24A-SR-TPC | H732N+NV24A-SR-TPC |  | H732N | + | NV24A-SR-TPC | Standard actuator | 1 | Scenario 2 |  | PPK¦SelectPro¦VDI3805¦Internet_EU |  |  | H732N+NV24A-SR-TPC | Globe valve | 1000 kPa | 400 kPa |  | EU\Inbox\Combinations\Folder..6/..7\ | 35
143970 | H6020X6P3-S2/NV24A-SR-TPC | H6020X6P3-S2/NV24A-SR-TPC |  | H6020X6P3-S2 | / | NV24A-SR-TPC | Standard actuator | 1 | Scenario 2 |  | PPK¦SelectPro¦VDI3805¦Internet_EU |  |  | H6020X6P3-S2/NV24A-SR-TPC | Globe valve | 1500 kPa | 1000 kPa |  | EU\Inbox\Combinations\Folder..6/..7\ | 36
144196 | H450B/LV24A-SR-TPC | H450B/LV24A-SR-TPC |  | H450B | / | LV24A-SR-TPC | Standard actuator | 0 | Scenario 2 |  | PPK¦SelectPro¦VDI3805¦Internet_EU |  |  | H450B/LV24A-SR-TPC | Globe valve | 70 kPa | 70 kPa |  | EU\Inbox\Combinations\Folder..4/..5\ | 31
144296 | H625S/LV24A-SR-TPC | H625S/LV24A-SR-TPC |  | H625S | / | LV24A-SR-TPC | Standard actuator | 0 | Scenario 2 |  | PPK¦SelectPro¦VDI3805¦Internet_EU |  |  | H625S/LV24A-SR-TPC | Globe valve | 450 kPa | 450 kPa |  | EU\Inbox\Combinations\Folder..6/..7\ | 33
144400 | H715N+LV24A-SR-TPC | H715N+LV24A-SR-TPC |  | H715N | + | LV24A-SR-TPC | Standard actuator | 1 | Scenario 2 |  | PPK¦SelectPro¦VDI3805¦Internet_EU |  |  | H715N+LV24A-SR-TPC | Globe valve | 1300 kPa | 400 kPa |  | EU\Inbox\Combinations\Folder..6/..7\ | 33
143816 | H6015X1P6-S2/NVC24A-SR-TPC | H6015X1P6-S2/NVC24A-SR-TPC |  | H6015X1P6-S2 | / | NVC24A-SR-TPC | Fast runner | 1 | Scenario 2 |  | PPK¦SelectPro¦VDI3805¦Internet_EU |  |  | H6015X1P6-S2/NVC24A-SR-TPC | Globe valve | 2200 kPa | 1000 kPa |  | EU\Inbox\Combinations\Folder..6/..7\ | 35
144631 | H6025X10-S2/LVC24A-SR-TPC | H6025X10-S2/LVC24A-SR-TPC |  | H6025X10-S2 | / | LVC24A-SR-TPC | Fast runner | 0 | Scenario 2 |  | PPK¦SelectPro¦VDI3805¦Internet_EU |  |  | H6025X10-S2/LVC24A-SR-TPC | Globe valve | 450 kPa | 450 kPa |  | EU\Inbox\Combinations\Folder..6/..7\ | 32
144247 | H6050X40-S2+LV24A-SR-TPC | H6050X40-S2+LV24A-SR-TPC |  | H6050X40-S2 | + | LV24A-SR-TPC | Standard actuator | 0 | Scenario 2 |  | PPK¦SelectPro¦VDI3805¦Internet_EU |  |  | H6050X40-S2+LV24A-SR-TPC | Globe valve | 60 kPa | 60 kPa |  | EU\Inbox\Combinations\Folder..6/..7\ | 32
144142 | H7080X100-S4/AVK24A-SR-TPC | H7080X100-S4/AVK24A-SR-TPC |  | H7080X100-S4 | / | AVK24A-SR-TPC | Actuator with emergency control function | 1 | Scenario 2 |  | PPK¦SelectPro¦VDI3805¦Internet_EU |  |  | H7080X100-S4/AVK24A-SR-TPC | Globe valve | 250 kPa | 250 kPa |  | EU\Inbox\Combinations\Folder..6/..7\ | 36
144346 | H780N/EV24A-SR-TPC | H780N/EV24A-SR-TPC |  | H780N | / | EV24A-SR-TPC | Standard actuator | 0 | Scenario 2 |  | PPK¦SelectPro¦VDI3805¦Internet_EU |  |  | H780N/EV24A-SR-TPC | Globe valve | 350 kPa | 350 kPa |  | EU\Inbox\Combinations\Folder..6/..7\ | 34
144473 | H664R/NV24A-SR-TPC | H664R/NV24A-SR-TPC |  | H664R | / | NV24A-SR-TPC | Standard actuator | 0 | Scenario 2 |  | PPK¦SelectPro¦VDI3805¦Internet_EU |  |  | H664R/NV24A-SR-TPC | Globe valve | 140 kPa | 140 kPa |  | EU\Inbox\Combinations\Folder..6/..7\ | 36
144047 | H611N+NV24A-SR-TPC | H611N+NV24A-SR-TPC |  | H611N | + | NV24A-SR-TPC | Standard actuator | 0 | Scenario 2 |  | PPK¦SelectPro¦VDI3805¦Internet_EU |  |  | H611N+NV24A-SR-TPC | Globe valve | 1600 kPa | 400 kPa |  | EU\Inbox\Combinations\Folder..6/..7\ | 33
144539 | H7020X6P3-S2/NV24A-SR-TPC | H7020X6P3-S2/NV24A-SR-TPC |  | H7020X6P3-S2 | / | NV24A-SR-TPC | Standard actuator | 1 | Scenario 2 |  | PPK¦SelectPro¦VDI3805¦Internet_EU |  |  | H7020X6P3-S2/NV24A-SR-TPC | Globe valve | 1500 kPa | 1000 kPa |  | EU\Inbox\Combinations\Folder..6/..7\ | 34
144687 | H732N/NV24A-SR-TPC | H732N/NV24A-SR-TPC |  | H732N | / | NV24A-SR-TPC | Standard actuator | 1 | Scenario 2 |  | PPK¦SelectPro¦VDI3805¦Internet_EU |  |  | H732N/NV24A-SR-TPC | Globe valve | 1000 kPa | 400 kPa |  | EU\Inbox\Combinations\Folder..6/..7\ | 36
143913 | H6015X2P5-S2+NVC24A-SR-TPC | H6015X2P5-S2+NVC24A-SR-TPC |  | H6015X2P5-S2 | + | NVC24A-SR-TPC | Fast runner | 1 | Scenario 2 |  | PPK¦SelectPro¦VDI3805¦Internet_EU |  |  | H6015X2P5-S2+NVC24A-SR-TPC | Globe valve | 2200 kPa | 1000 kPa |  | EU\Inbox\Combinations\Folder..6/..7\ | 35
143973 | H6025X10-S2+NV24A-SR-TPC | H6025X10-S2+NV24A-SR-TPC |  | H6025X10-S2 | + | NV24A-SR-TPC | Standard actuator | 1 | Scenario 2 |  | PPK¦SelectPro¦VDI3805¦Internet_EU |  |  | H6025X10-S2+NV24A-SR-TPC | Globe valve | 1300 kPa | 1000 kPa |  | EU\Inbox\Combinations\Folder..6/..7\ | 36
144197 | H511B+LV24A-SR-TPC | H511B+LV24A-SR-TPC |  | H511B | + | LV24A-SR-TPC | Standard actuator | 1 | Scenario 2 |  | PPK¦SelectPro¦VDI3805¦Internet_EU |  |  | H511B+LV24A-SR-TPC | Globe valve | 1300 kPa | 400 kPa |  | EU\Inbox\Combinations\Folder..4/..5\ | 32
144297 | H632N+LV24A-SR-TPC | H632N+LV24A-SR-TPC |  | H632N | + | LV24A-SR-TPC | Standard actuator | 0 | Scenario 2 |  | PPK¦SelectPro¦VDI3805¦Internet_EU |  |  | H632N+LV24A-SR-TPC | Globe valve | 350 kPa | 350 kPa |  | EU\Inbox\Combinations\Folder..6/..7\ | 33
144401 | H715N/LV24A-SR-TPC | H715N/LV24A-SR-TPC |  | H715N | / | LV24A-SR-TPC | Standard actuator | 1 | Scenario 2 |  | PPK¦SelectPro¦VDI3805¦Internet_EU |  |  | H715N/LV24A-SR-TPC | Globe valve | 1300 kPa | 400 kPa |  | EU\Inbox\Combinations\Folder..6/..7\ | 33
144632 | H6025X6P3-S2+LVC24A-SR-TPC | H6025X6P3-S2+LVC24A-SR-TPC |  | H6025X6P3-S2 | + | LVC24A-SR-TPC | Fast runner | 0 | Scenario 2 |  | PPK¦SelectPro¦VDI3805¦Internet_EU |  |  | H6025X6P3-S2+LVC24A-SR-TPC | Globe valve | 450 kPa | 450 kPa |  | EU\Inbox\Combinations\Folder..6/..7\ | 32
143819 | H411B+NV24A-SR-TPC | H411B+NV24A-SR-TPC |  | H411B | + | NV24A-SR-TPC | Standard actuator | 0 | Scenario 2 |  | PPK¦SelectPro¦VDI3805¦Internet_EU |  |  | H411B+NV24A-SR-TPC | Globe valve | 1600 kPa | 400 kPa |  | EU\Inbox\Combinations\Folder..4/..5\ | 32
144248 | H6050X40-S2/LV24A-SR-TPC | H6050X40-S2/LV24A-SR-TPC |  | H6050X40-S2 | / | LV24A-SR-TPC | Standard actuator | 0 | Scenario 2 |  | PPK¦SelectPro¦VDI3805¦Internet_EU |  |  | H6050X40-S2/LV24A-SR-TPC | Globe valve | 60 kPa | 60 kPa |  | EU\Inbox\Combinations\Folder..6/..7\ | 32
144143 | H7080Y100-S4/AVK24A-SR-TPC | H7080Y100-S4/AVK24A-SR-TPC |  | H7080Y100-S4 | / | AVK24A-SR-TPC | Actuator with emergency control function | 1 | Scenario 2 |  | PPK¦SelectPro¦VDI3805¦Internet_EU |  |  | H7080Y100-S4/AVK24A-SR-TPC | Globe valve | 250 kPa | 250 kPa |  | EU\Inbox\Combinations\Folder..6/..7\ | 34
144476 | H664S+NV24A-SR-TPC | H664S+NV24A-SR-TPC |  | H664S | + | NV24A-SR-TPC | Standard actuator | 0 | Scenario 2 |  | PPK¦SelectPro¦VDI3805¦Internet_EU |  |  | H664S+NV24A-SR-TPC | Globe valve | 130 kPa | 130 kPa |  | EU\Inbox\Combinations\Folder..6/..7\ | 38
144347 | H780N/EVC24A-SR | H780N/EVC24A-SR |  | H780N | / | EVC24A-SR | Fast runner | 1 | Scenario 2 |  | PPK¦SelectPro¦VDI3805¦Internet_EU |  |  | H780N/EVC24A-SR | Globe valve | 350 kPa | 350 kPa |  | EU\Inbox\Combinations\Folder..6/..7\ | 33
144048 | H611N/NV24A-SR-TPC | H611N/NV24A-SR-TPC |  | H611N | / | NV24A-SR-TPC | Standard actuator | 0 | Scenario 2 |  | PPK¦SelectPro¦VDI3805¦Internet_EU |  |  | H611N/NV24A-SR-TPC | Globe valve | 1600 kPa | 400 kPa |  | EU\Inbox\Combinations\Folder..6/..7\ | 33
144542 | H7020Y6P3-S2+NV24A-SR-TPC | H7020Y6P3-S2+NV24A-SR-TPC |  | H7020Y6P3-S2 | + | NV24A-SR-TPC | Standard actuator | 1 | Scenario 2 |  | PPK¦SelectPro¦VDI3805¦Internet_EU |  |  | H7020Y6P3-S2+NV24A-SR-TPC | Globe valve | 1500 kPa | 1000 kPa |  | EU\Inbox\Combinations\Folder..6/..7\ | 35
144690 | H732R+NV24A-SR-TPC | H732R+NV24A-SR-TPC |  | H732R | + | NV24A-SR-TPC | Standard actuator | 1 | Scenario 2 |  | PPK¦SelectPro¦VDI3805¦Internet_EU |  |  | H732R+NV24A-SR-TPC | Globe valve | 600 kPa | 400 kPa |  | EU\Inbox\Combinations\Folder..6/..7\ | 36
143914 | H6015X2P5-S2/NVC24A-SR-TPC | H6015X2P5-S2/NVC24A-SR-TPC |  | H6015X2P5-S2 | / | NVC24A-SR-TPC | Fast runner | 1 | Scenario 2 |  | PPK¦SelectPro¦VDI3805¦Internet_EU |  |  | H6015X2P5-S2/NVC24A-SR-TPC | Globe valve | 2200 kPa | 1000 kPa |  | EU\Inbox\Combinations\Folder..6/..7\ | 35
143974 | H6025X10-S2/NV24A-SR-TPC | H6025X10-S2/NV24A-SR-TPC |  | H6025X10-S2 | / | NV24A-SR-TPC | Standard actuator | 1 | Scenario 2 |  | PPK¦SelectPro¦VDI3805¦Internet_EU |  |  | H6025X10-S2/NV24A-SR-TPC | Globe valve | 1300 kPa | 1000 kPa |  | EU\Inbox\Combinations\Folder..6/..7\ | 36
144198 | H511B/LV24A-SR-TPC | H511B/LV24A-SR-TPC |  | H511B | / | LV24A-SR-TPC | Standard actuator | 1 | Scenario 2 |  | PPK¦SelectPro¦VDI3805¦Internet_EU |  |  | H511B/LV24A-SR-TPC | Globe valve | 1300 kPa | 400 kPa |  | EU\Inbox\Combinations\Folder..4/..5\ | 32
144298 | H632N/LV24A-SR-TPC | H632N/LV24A-SR-TPC |  | H632N | / | LV24A-SR-TPC | Standard actuator | 0 | Scenario 2 |  | PPK¦SelectPro¦VDI3805¦Internet_EU |  |  | H632N/LV24A-SR-TPC | Globe valve | 350 kPa | 350 kPa |  | EU\Inbox\Combinations\Folder..6/..7\ | 33
144402 | H715R+LV24A-SR-TPC | H715R+LV24A-SR-TPC |  | H715R | + | LV24A-SR-TPC | Standard actuator | 1 | Scenario 2 |  | PPK¦SelectPro¦VDI3805¦Internet_EU |  |  | H715R+LV24A-SR-TPC | Globe valve | 600 kPa | 400 kPa |  | EU\Inbox\Combinations\Folder..6/..7\ | 33
143820 | H411B/NV24A-SR-TPC | H411B/NV24A-SR-TPC |  | H411B | / | NV24A-SR-TPC | Standard actuator | 0 | Scenario 2 |  | PPK¦SelectPro¦VDI3805¦Internet_EU |  |  | H411B/NV24A-SR-TPC | Globe valve | 1600 kPa | 400 kPa |  | EU\Inbox\Combinations\Folder..4/..5\ | 32
144633 | H6025X6P3-S2/LVC24A-SR-TPC | H6025X6P3-S2/LVC24A-SR-TPC |  | H6025X6P3-S2 | / | LVC24A-SR-TPC | Fast runner | 0 | Scenario 2 |  | PPK¦SelectPro¦VDI3805¦Internet_EU |  |  | H6025X6P3-S2/LVC24A-SR-TPC | Globe valve | 450 kPa | 450 kPa |  | EU\Inbox\Combinations\Folder..6/..7\ | 32
144144 | H7100N/AVK24A-SR-TPC | H7100N/AVK24A-SR-TPC |  | H7100N | / | AVK24A-SR-TPC | Actuator with emergency control function | 1 | Scenario 2 |  | PPK¦SelectPro¦VDI3805¦Internet_EU |  |  | H7100N/AVK24A-SR-TPC | Globe valve | 150 kPa | 150 kPa |  | EU\Inbox\Combinations\Folder..6/..7\ | 35
144249 | H610S+LV24A-SR-TPC | H610S+LV24A-SR-TPC |  | H610S | + | LV24A-SR-TPC | Standard actuator | 1 | Scenario 2 |  | PPK¦SelectPro¦VDI3805¦Internet_EU |  |  | H610S+LV24A-SR-TPC | Globe valve | 1600 kPa | 1000 kPa |  | EU\Inbox\Combinations\Folder..6/..7\ | 32
144477 | H664S/NV24A-SR-TPC | H664S/NV24A-SR-TPC |  | H664S | / | NV24A-SR-TPC | Standard actuator | 0 | Scenario 2 |  | PPK¦SelectPro¦VDI3805¦Internet_EU |  |  | H664S/NV24A-SR-TPC | Globe valve | 130 kPa | 130 kPa |  | EU\Inbox\Combinations\Folder..6/..7\ | 36
144348 | H6100N/RV24A-SR | H6100N/RV24A-SR |  | H6100N | / | RV24A-SR | Standard actuator | 1 | Scenario 2 |  | PPK¦SelectPro¦VDI3805¦Internet_EU |  |  | H6100N/RV24A-SR | Globe valve | 450 kPa | 400 kPa |  | EU\Inbox\Combinations\Folder..6/..7\ | 33
144051 | H611R+NV24A-SR-TPC | H611R+NV24A-SR-TPC |  | H611R | + | NV24A-SR-TPC | Standard actuator | 0 | Scenario 2 |  | PPK¦SelectPro¦VDI3805¦Internet_EU |  |  | H611R+NV24A-SR-TPC | Globe valve | 600 kPa | 400 kPa |  | EU\Inbox\Combinations\Folder..6/..7\ | 34
144543 | H7020Y6P3-S2/NV24A-SR-TPC | H7020Y6P3-S2/NV24A-SR-TPC |  | H7020Y6P3-S2 | / | NV24A-SR-TPC | Standard actuator | 1 | Scenario 2 |  | PPK¦SelectPro¦VDI3805¦Internet_EU |  |  | H7020Y6P3-S2/NV24A-SR-TPC | Globe valve | 1500 kPa | 1000 kPa |  | EU\Inbox\Combinations\Folder..6/..7\ | 35
144691 | H732R/NV24A-SR-TPC | H732R/NV24A-SR-TPC |  | H732R | / | NV24A-SR-TPC | Standard actuator | 1 | Scenario 2 |  | PPK¦SelectPro¦VDI3805¦Internet_EU |  |  | H732R/NV24A-SR-TPC | Globe valve | 600 kPa | 400 kPa |  | EU\Inbox\Combinations\Folder..6/..7\ | 35
144403 | H715R/LV24A-SR-TPC | H715R/LV24A-SR-TPC |  | H715R | / | LV24A-SR-TPC | Standard actuator | 1 | Scenario 2 |  | PPK¦SelectPro¦VDI3805¦Internet_EU |  |  | H715R/LV24A-SR-TPC | Globe valve | 600 kPa | 400 kPa |  | EU\Inbox\Combinations\Folder..6/..7\ | 33
143915 | H6015X4-S2+NVC24A-SR-TPC | H6015X4-S2+NVC24A-SR-TPC |  | H6015X4-S2 | + | NVC24A-SR-TPC | Fast runner | 1 | Scenario 2 |  | PPK¦SelectPro¦VDI3805¦Internet_EU |  |  | H6015X4-S2+NVC24A-SR-TPC | Globe valve | 2200 kPa | 1000 kPa |  | EU\Inbox\Combinations\Folder..6/..7\ | 35
143977 | H6025X6P3-S2+NV24A-SR-TPC | H6025X6P3-S2+NV24A-SR-TPC |  | H6025X6P3-S2 | + | NV24A-SR-TPC | Standard actuator | 1 | Scenario 2 |  | PPK¦SelectPro¦VDI3805¦Internet_EU |  |  | H6025X6P3-S2+NV24A-SR-TPC | Globe valve | 1300 kPa | 1000 kPa |  | EU\Inbox\Combinations\Folder..6/..7\ | 36
143823 | H412B+NV24A-SR-TPC | H412B+NV24A-SR-TPC |  | H412B | + | NV24A-SR-TPC | Standard actuator | 0 | Scenario 2 |  | PPK¦SelectPro¦VDI3805¦Internet_EU |  |  | H412B+NV24A-SR-TPC | Globe valve | 1600 kPa | 400 kPa |  | EU\Inbox\Combinations\Folder..4/..5\ | 32
144199 | H512B+LV24A-SR-TPC | H512B+LV24A-SR-TPC |  | H512B | + | LV24A-SR-TPC | Standard actuator | 1 | Scenario 2 |  | PPK¦SelectPro¦VDI3805¦Internet_EU |  |  | H512B+LV24A-SR-TPC | Globe valve | 1300 kPa | 400 kPa |  | EU\Inbox\Combinations\Folder..4/..5\ | 32
144299 | H632R+LV24A-SR-TPC | H632R+LV24A-SR-TPC |  | H632R | + | LV24A-SR-TPC | Standard actuator | 0 | Scenario 2 |  | PPK¦SelectPro¦VDI3805¦Internet_EU |  |  | H632R+LV24A-SR-TPC | Globe valve | 350 kPa | 350 kPa |  | EU\Inbox\Combinations\Folder..6/..7\ | 33
144634 | H6032X10-S2+LVC24A-SR-TPC | H6032X10-S2+LVC24A-SR-TPC |  | H6032X10-S2 | + | LVC24A-SR-TPC | Fast runner | 0 | Scenario 2 |  | PPK¦SelectPro¦VDI3805¦Internet_EU |  |  | H6032X10-S2+LVC24A-SR-TPC | Globe valve | 300 kPa | 300 kPa |  | EU\Inbox\Combinations\Folder..6/..7\ | 32
144480 | H664SP+NV24A-SR-TPC | H664SP+NV24A-SR-TPC |  | H664SP | + | NV24A-SR-TPC | Standard actuator | 1 | Scenario 2 |  | PPK¦SelectPro¦VDI3805¦Internet_EU |  |  | H664SP+NV24A-SR-TPC | Globe valve (partial pressure-balanced) | 1600 kPa | 1000 kPa |  | EU\Inbox\Combinations\Folder..6/..7\ | 36
144250 | H610S/LV24A-SR-TPC | H610S/LV24A-SR-TPC |  | H610S | / | LV24A-SR-TPC | Standard actuator | 1 | Scenario 2 |  | PPK¦SelectPro¦VDI3805¦Internet_EU |  |  | H610S/LV24A-SR-TPC | Globe valve | 1600 kPa | 1000 kPa |  | EU\Inbox\Combinations\Folder..6/..7\ | 32
144145 | H7100R/AVK24A-SR-TPC | H7100R/AVK24A-SR-TPC |  | H7100R | / | AVK24A-SR-TPC | Actuator with emergency control function | 1 | Scenario 2 |  | PPK¦SelectPro¦VDI3805¦Internet_EU |  |  | H7100R/AVK24A-SR-TPC | Globe valve | 150 kPa | 150 kPa |  | EU\Inbox\Combinations\Folder..6/..7\ | 33
144052 | H611R/NV24A-SR-TPC | H611R/NV24A-SR-TPC |  | H611R | / | NV24A-SR-TPC | Standard actuator | 0 | Scenario 2 |  | PPK¦SelectPro¦VDI3805¦Internet_EU |  |  | H611R/NV24A-SR-TPC | Globe valve | 600 kPa | 400 kPa |  | EU\Inbox\Combinations\Folder..6/..7\ | 34
144349 | H6100R/RV24A-SR | H6100R/RV24A-SR |  | H6100R | / | RV24A-SR | Standard actuator | 1 | Scenario 2 |  | PPK¦SelectPro¦VDI3805¦Internet_EU |  |  | H6100R/RV24A-SR | Globe valve | 450 kPa | 400 kPa |  | EU\Inbox\Combinations\Folder..6/..7\ | 34
144694 | H740N+NV24A-SR-TPC | H740N+NV24A-SR-TPC |  | H740N | + | NV24A-SR-TPC | Standard actuator | 1 | Scenario 2 |  | PPK¦SelectPro¦VDI3805¦Internet_EU |  |  | H740N+NV24A-SR-TPC | Globe valve | 500 kPa | 400 kPa |  | EU\Inbox\Combinations\Folder..6/..7\ | 36
144546 | H7025X10-S2+NV24A-SR-TPC | H7025X10-S2+NV24A-SR-TPC |  | H7025X10-S2 | + | NV24A-SR-TPC | Standard actuator | 1 | Scenario 2 |  | PPK¦SelectPro¦VDI3805¦Internet_EU |  |  | H7025X10-S2+NV24A-SR-TPC | Globe valve | 1300 kPa | 1000 kPa |  | EU\Inbox\Combinations\Folder..6/..7\ | 35
144404 | H720N+LV24A-SR-TPC | H720N+LV24A-SR-TPC |  | H720N | + | LV24A-SR-TPC | Standard actuator | 1 | Scenario 2 |  | PPK¦SelectPro¦VDI3805¦Internet_EU |  |  | H720N+LV24A-SR-TPC | Globe valve | 900 kPa | 400 kPa |  | EU\Inbox\Combinations\Folder..6/..7\ | 33
143824 | H412B/NV24A-SR-TPC | H412B/NV24A-SR-TPC |  | H412B | / | NV24A-SR-TPC | Standard actuator | 0 | Scenario 2 |  | PPK¦SelectPro¦VDI3805¦Internet_EU |  |  | H412B/NV24A-SR-TPC | Globe valve | 1600 kPa | 400 kPa |  | EU\Inbox\Combinations\Folder..4/..5\ | 32
143916 | H6015X4-S2/NVC24A-SR-TPC | H6015X4-S2/NVC24A-SR-TPC |  | H6015X4-S2 | / | NVC24A-SR-TPC | Fast runner | 1 | Scenario 2 |  | PPK¦SelectPro¦VDI3805¦Internet_EU |  |  | H6015X4-S2/NVC24A-SR-TPC | Globe valve | 2200 kPa | 1000 kPa |  | EU\Inbox\Combinations\Folder..6/..7\ | 35
143978 | H6025X6P3-S2/NV24A-SR-TPC | H6025X6P3-S2/NV24A-SR-TPC |  | H6025X6P3-S2 | / | NV24A-SR-TPC | Standard actuator | 1 | Scenario 2 |  | PPK¦SelectPro¦VDI3805¦Internet_EU |  |  | H6025X6P3-S2/NV24A-SR-TPC | Globe valve | 1300 kPa | 1000 kPa |  | EU\Inbox\Combinations\Folder..6/..7\ | 36
144200 | H512B/LV24A-SR-TPC | H512B/LV24A-SR-TPC |  | H512B | / | LV24A-SR-TPC | Standard actuator | 1 | Scenario 2 |  | PPK¦SelectPro¦VDI3805¦Internet_EU |  |  | H512B/LV24A-SR-TPC | Globe valve | 1300 kPa | 400 kPa |  | EU\Inbox\Combinations\Folder..4/..5\ | 32
144300 | H632R/LV24A-SR-TPC | H632R/LV24A-SR-TPC |  | H632R | / | LV24A-SR-TPC | Standard actuator | 0 | Scenario 2 |  | PPK¦SelectPro¦VDI3805¦Internet_EU |  |  | H632R/LV24A-SR-TPC | Globe valve | 350 kPa | 350 kPa |  | EU\Inbox\Combinations\Folder..6/..7\ | 33
144481 | H664SP/NV24A-SR-TPC | H664SP/NV24A-SR-TPC |  | H664SP | / | NV24A-SR-TPC | Standard actuator | 1 | Scenario 2 |  | PPK¦SelectPro¦VDI3805¦Internet_EU |  |  | H664SP/NV24A-SR-TPC | Globe valve (partial pressure-balanced) | 1600 kPa | 1000 kPa |  | EU\Inbox\Combinations\Folder..6/..7\ | 35
144251 | H611N+LV24A-SR-TPC | H611N+LV24A-SR-TPC |  | H611N | + | LV24A-SR-TPC | Standard actuator | 1 | Scenario 2 |  | PPK¦SelectPro¦VDI3805¦Internet_EU |  |  | H611N+LV24A-SR-TPC | Globe valve | 1300 kPa | 400 kPa |  | EU\Inbox\Combinations\Folder..6/..7\ | 32
144635 | H6032X10-S2/LVC24A-SR-TPC | H6032X10-S2/LVC24A-SR-TPC |  | H6032X10-S2 | / | LVC24A-SR-TPC | Fast runner | 0 | Scenario 2 |  | PPK¦SelectPro¦VDI3805¦Internet_EU |  |  | H6032X10-S2/LVC24A-SR-TPC | Globe valve | 300 kPa | 300 kPa |  | EU\Inbox\Combinations\Folder..6/..7\ | 32
144146 | H7100X160-S4/AVK24A-SR-TPC | H7100X160-S4/AVK24A-SR-TPC |  | H7100X160-S4 | / | AVK24A-SR-TPC | Actuator with emergency control function | 1 | Scenario 2 |  | PPK¦SelectPro¦VDI3805¦Internet_EU |  |  | H7100X160-S4/AVK24A-SR-TPC | Globe valve | 150 kPa | 150 kPa |  | EU\Inbox\Combinations\Folder..6/..7\ | 33
144055 | H611S+NV24A-SR-TPC | H611S+NV24A-SR-TPC |  | H611S | + | NV24A-SR-TPC | Standard actuator | 1 | Scenario 2 |  | PPK¦SelectPro¦VDI3805¦Internet_EU |  |  | H611S+NV24A-SR-TPC | Globe valve | 1600 kPa | 1000 kPa |  | EU\Inbox\Combinations\Folder..6/..7\ | 33
144695 | H740N/NV24A-SR-TPC | H740N/NV24A-SR-TPC |  | H740N | / | NV24A-SR-TPC | Standard actuator | 1 | Scenario 2 |  | PPK¦SelectPro¦VDI3805¦Internet_EU |  |  | H740N/NV24A-SR-TPC | Globe valve | 500 kPa | 400 kPa |  | EU\Inbox\Combinations\Folder..6/..7\ | 34
144350 | H6100S/RV24A-SR | H6100S/RV24A-SR |  | H6100S | / | RV24A-SR | Standard actuator | 1 | Scenario 2 |  | PPK¦SelectPro¦VDI3805¦Internet_EU |  |  | H6100S/RV24A-SR | Globe valve | 450 kPa | 450 kPa |  | EU\Inbox\Combinations\Folder..6/..7\ | 33
144547 | H7025X10-S2/NV24A-SR-TPC | H7025X10-S2/NV24A-SR-TPC |  | H7025X10-S2 | / | NV24A-SR-TPC | Standard actuator | 1 | Scenario 2 |  | PPK¦SelectPro¦VDI3805¦Internet_EU |  |  | H7025X10-S2/NV24A-SR-TPC | Globe valve | 1300 kPa | 1000 kPa |  | EU\Inbox\Combinations\Folder..6/..7\ | 36
144405 | H720N/LV24A-SR-TPC | H720N/LV24A-SR-TPC |  | H720N | / | LV24A-SR-TPC | Standard actuator | 1 | Scenario 2 |  | PPK¦SelectPro¦VDI3805¦Internet_EU |  |  | H720N/LV24A-SR-TPC | Globe valve | 900 kPa | 400 kPa |  | EU\Inbox\Combinations\Folder..6/..7\ | 33
143827 | H413B+NV24A-SR-TPC | H413B+NV24A-SR-TPC |  | H413B | + | NV24A-SR-TPC | Standard actuator | 0 | Scenario 2 |  | PPK¦SelectPro¦VDI3805¦Internet_EU |  |  | H413B+NV24A-SR-TPC | Globe valve | 1600 kPa | 400 kPa |  | EU\Inbox\Combinations\Folder..4/..5\ | 32
143917 | H6015XP4-S2+NVC24A-SR-TPC | H6015XP4-S2+NVC24A-SR-TPC |  | H6015XP4-S2 | + | NVC24A-SR-TPC | Fast runner | 1 | Scenario 2 |  | PPK¦SelectPro¦VDI3805¦Internet_EU |  |  | H6015XP4-S2+NVC24A-SR-TPC | Globe valve | 2500 kPa | 1000 kPa |  | EU\Inbox\Combinations\Folder..6/..7\ | 35
143981 | H6032X10-S2+NV24A-SR-TPC | H6032X10-S2+NV24A-SR-TPC |  | H6032X10-S2 | + | NV24A-SR-TPC | Standard actuator | 0 | Scenario 2 |  | PPK¦SelectPro¦VDI3805¦Internet_EU |  |  | H6032X10-S2+NV24A-SR-TPC | Globe valve | 900 kPa | 900 kPa |  | EU\Inbox\Combinations\Folder..6/..7\ | 36
144201 | H513B+LV24A-SR-TPC | H513B+LV24A-SR-TPC |  | H513B | + | LV24A-SR-TPC | Standard actuator | 1 | Scenario 2 |  | PPK¦SelectPro¦VDI3805¦Internet_EU |  |  | H513B+LV24A-SR-TPC | Globe valve | 1300 kPa | 400 kPa |  | EU\Inbox\Combinations\Folder..4/..5\ | 32
144484 | H679N+NV24A-SR-TPC | H679N+NV24A-SR-TPC |  | H679N | + | NV24A-SR-TPC | Standard actuator | 0 | Scenario 2 |  | PPK¦SelectPro¦VDI3805¦Internet_EU |  |  | H679N+NV24A-SR-TPC | Globe valve | 80 kPa | 80 kPa |  | EU\Inbox\Combinations\Folder..6/..7\ | 35
144301 | H632S+LV24A-SR-TPC | H632S+LV24A-SR-TPC |  | H632S | + | LV24A-SR-TPC | Standard actuator | 0 | Scenario 2 |  | PPK¦SelectPro¦VDI3805¦Internet_EU |  |  | H632S+LV24A-SR-TPC | Globe valve | 300 kPa | 300 kPa |  | EU\Inbox\Combinations\Folder..6/..7\ | 33
144252 | H611N/LV24A-SR-TPC | H611N/LV24A-SR-TPC |  | H611N | / | LV24A-SR-TPC | Standard actuator | 1 | Scenario 2 |  | PPK¦SelectPro¦VDI3805¦Internet_EU |  |  | H611N/LV24A-SR-TPC | Globe valve | 1300 kPa | 400 kPa |  | EU\Inbox\Combinations\Folder..6/..7\ | 32
144636 | H6032X16-S2+LVC24A-SR-TPC | H6032X16-S2+LVC24A-SR-TPC |  | H6032X16-S2 | + | LVC24A-SR-TPC | Fast runner | 0 | Scenario 2 |  | PPK¦SelectPro¦VDI3805¦Internet_EU |  |  | H6032X16-S2+LVC24A-SR-TPC | Globe valve | 300 kPa | 300 kPa |  | EU\Inbox\Combinations\Folder..6/..7\ | 32
144698 | H740R+NV24A-SR-TPC | H740R+NV24A-SR-TPC |  | H740R | + | NV24A-SR-TPC | Standard actuator | 1 | Scenario 2 |  | PPK¦SelectPro¦VDI3805¦Internet_EU |  |  | H740R+NV24A-SR-TPC | Globe valve | 500 kPa | 400 kPa |  | EU\Inbox\Combinations\Folder..6/..7\ | 36
144147 | H7100Y160-S4/AVK24A-SR-TPC | H7100Y160-S4/AVK24A-SR-TPC |  | H7100Y160-S4 | / | AVK24A-SR-TPC | Actuator with emergency control function | 1 | Scenario 2 |  | PPK¦SelectPro¦VDI3805¦Internet_EU |  |  | H7100Y160-S4/AVK24A-SR-TPC | Globe valve | 150 kPa | 150 kPa |  | EU\Inbox\Combinations\Folder..6/..7\ | 33
144056 | H611S/NV24A-SR-TPC | H611S/NV24A-SR-TPC |  | H611S | / | NV24A-SR-TPC | Standard actuator | 1 | Scenario 2 |  | PPK¦SelectPro¦VDI3805¦Internet_EU |  |  | H611S/NV24A-SR-TPC | Globe valve | 1600 kPa | 1000 kPa |  | EU\Inbox\Combinations\Folder..6/..7\ | 33
144351 | H6100SP/RV24A-SR | H6100SP/RV24A-SR |  | H6100SP | / | RV24A-SR | Standard actuator | 0 | Scenario 2 |  | PPK¦SelectPro¦VDI3805¦Internet_EU |  |  | H6100SP/RV24A-SR | Globe valve (partial pressure-balanced) | 600 kPa | 600 kPa |  | EU\Inbox\Combinations\Folder..6/..7\ | 33
144550 | H7025Y10-S2+NV24A-SR-TPC | H7025Y10-S2+NV24A-SR-TPC |  | H7025Y10-S2 | + | NV24A-SR-TPC | Standard actuator | 1 | Scenario 2 |  | PPK¦SelectPro¦VDI3805¦Internet_EU |  |  | H7025Y10-S2+NV24A-SR-TPC | Globe valve | 1300 kPa | 1000 kPa |  | EU\Inbox\Combinations\Folder..6/..7\ | 35
144406 | H720R+LV24A-SR-TPC | H720R+LV24A-SR-TPC |  | H720R | + | LV24A-SR-TPC | Standard actuator | 1 | Scenario 2 |  | PPK¦SelectPro¦VDI3805¦Internet_EU |  |  | H720R+LV24A-SR-TPC | Globe valve | 600 kPa | 400 kPa |  | EU\Inbox\Combinations\Folder..6/..7\ | 33
143828 | H413B/NV24A-SR-TPC | H413B/NV24A-SR-TPC |  | H413B | / | NV24A-SR-TPC | Standard actuator | 0 | Scenario 2 |  | PPK¦SelectPro¦VDI3805¦Internet_EU |  |  | H413B/NV24A-SR-TPC | Globe valve | 1600 kPa | 400 kPa |  | EU\Inbox\Combinations\Folder..4/..5\ | 32
143918 | H6015XP4-S2/NVC24A-SR-TPC | H6015XP4-S2/NVC24A-SR-TPC |  | H6015XP4-S2 | / | NVC24A-SR-TPC | Fast runner | 1 | Scenario 2 |  | PPK¦SelectPro¦VDI3805¦Internet_EU |  |  | H6015XP4-S2/NVC24A-SR-TPC | Globe valve | 2500 kPa | 1000 kPa |  | EU\Inbox\Combinations\Folder..6/..7\ | 35
143982 | H6032X10-S2/NV24A-SR-TPC | H6032X10-S2/NV24A-SR-TPC |  | H6032X10-S2 | / | NV24A-SR-TPC | Standard actuator | 0 | Scenario 2 |  | PPK¦SelectPro¦VDI3805¦Internet_EU |  |  | H6032X10-S2/NV24A-SR-TPC | Globe valve | 900 kPa | 900 kPa |  | EU\Inbox\Combinations\Folder..6/..7\ | 36
144202 | H513B/LV24A-SR-TPC | H513B/LV24A-SR-TPC |  | H513B | / | LV24A-SR-TPC | Standard actuator | 1 | Scenario 2 |  | PPK¦SelectPro¦VDI3805¦Internet_EU |  |  | H513B/LV24A-SR-TPC | Globe valve | 1300 kPa | 400 kPa |  | EU\Inbox\Combinations\Folder..4/..5\ | 32
144485 | H679N/NV24A-SR-TPC | H679N/NV24A-SR-TPC |  | H679N | / | NV24A-SR-TPC | Standard actuator | 0 | Scenario 2 |  | PPK¦SelectPro¦VDI3805¦Internet_EU |  |  | H679N/NV24A-SR-TPC | Globe valve | 80 kPa | 80 kPa |  | EU\Inbox\Combinations\Folder..6/..7\ | 36
144302 | H632S/LV24A-SR-TPC | H632S/LV24A-SR-TPC |  | H632S | / | LV24A-SR-TPC | Standard actuator | 0 | Scenario 2 |  | PPK¦SelectPro¦VDI3805¦Internet_EU |  |  | H632S/LV24A-SR-TPC | Globe valve | 300 kPa | 300 kPa |  | EU\Inbox\Combinations\Folder..6/..7\ | 33
144253 | H611R+LV24A-SR-TPC | H611R+LV24A-SR-TPC |  | H611R | + | LV24A-SR-TPC | Standard actuator | 1 | Scenario 2 |  | PPK¦SelectPro¦VDI3805¦Internet_EU |  |  | H611R+LV24A-SR-TPC | Globe valve | 600 kPa | 400 kPa |  | EU\Inbox\Combinations\Folder..6/..7\ | 32
144637 | H6032X16-S2/LVC24A-SR-TPC | H6032X16-S2/LVC24A-SR-TPC |  | H6032X16-S2 | / | LVC24A-SR-TPC | Fast runner | 0 | Scenario 2 |  | PPK¦SelectPro¦VDI3805¦Internet_EU |  |  | H6032X16-S2/LVC24A-SR-TPC | Globe valve | 300 kPa | 300 kPa |  | EU\Inbox\Combinations\Folder..6/..7\ | 32
144699 | H740R/NV24A-SR-TPC | H740R/NV24A-SR-TPC |  | H740R | / | NV24A-SR-TPC | Standard actuator | 1 | Scenario 2 |  | PPK¦SelectPro¦VDI3805¦Internet_EU |  |  | H740R/NV24A-SR-TPC | Globe valve | 500 kPa | 400 kPa |  | EU\Inbox\Combinations\Folder..6/..7\ | 36
144148 | H765N/AVK24A-SR-TPC | H765N/AVK24A-SR-TPC |  | H765N | / | AVK24A-SR-TPC | Actuator with emergency control function | 1 | Scenario 2 |  | PPK¦SelectPro¦VDI3805¦Internet_EU |  |  | H765N/AVK24A-SR-TPC | Globe valve | 400 kPa | 400 kPa |  | EU\Inbox\Combinations\Folder..6/..7\ | 33
144059 | H612N+NV24A-SR-TPC | H612N+NV24A-SR-TPC |  | H612N | + | NV24A-SR-TPC | Standard actuator | 0 | Scenario 2 |  | PPK¦SelectPro¦VDI3805¦Internet_EU |  |  | H612N+NV24A-SR-TPC | Globe valve | 1600 kPa | 400 kPa |  | EU\Inbox\Combinations\Folder..6/..7\ | 33
144353 | H6125S/RV24A-SR | H6125S/RV24A-SR |  | H6125S | / | RV24A-SR | Standard actuator | 1 | Scenario 2 |  | PPK¦SelectPro¦VDI3805¦Internet_EU |  |  | H6125S/RV24A-SR | Globe valve | 250 kPa | 250 kPa |  | EU\Inbox\Combinations\Folder..6/..7\ | 33
144551 | H7025Y10-S2/NV24A-SR-TPC | H7025Y10-S2/NV24A-SR-TPC |  | H7025Y10-S2 | / | NV24A-SR-TPC | Standard actuator | 1 | Scenario 2 |  | PPK¦SelectPro¦VDI3805¦Internet_EU |  |  | H7025Y10-S2/NV24A-SR-TPC | Globe valve | 1300 kPa | 1000 kPa |  | EU\Inbox\Combinations\Folder..6/..7\ | 36
144407 | H720R/LV24A-SR-TPC | H720R/LV24A-SR-TPC |  | H720R | / | LV24A-SR-TPC | Standard actuator | 1 | Scenario 2 |  | PPK¦SelectPro¦VDI3805¦Internet_EU |  |  | H720R/LV24A-SR-TPC | Globe valve | 600 kPa | 400 kPa |  | EU\Inbox\Combinations\Folder..6/..7\ | 33
143831 | H414B+NV24A-SR-TPC | H414B+NV24A-SR-TPC |  | H414B | + | NV24A-SR-TPC | Standard actuator | 0 | Scenario 2 |  | PPK¦SelectPro¦VDI3805¦Internet_EU |  |  | H414B+NV24A-SR-TPC | Globe valve | 1600 kPa | 400 kPa |  | EU\Inbox\Combinations\Folder..4/..5\ | 32
143919 | H6015XP63-S2+NVC24A-SR-TPC | H6015XP63-S2+NVC24A-SR-TPC |  | H6015XP63-S2 | + | NVC24A-SR-TPC | Fast runner | 1 | Scenario 2 |  | PPK¦SelectPro¦VDI3805¦Internet_EU |  |  | H6015XP63-S2+NVC24A-SR-TPC | Globe valve | 2500 kPa | 1000 kPa |  | EU\Inbox\Combinations\Folder..6/..7\ | 34
143985 | H6032X16-S2+NV24A-SR-TPC | H6032X16-S2+NV24A-SR-TPC |  | H6032X16-S2 | + | NV24A-SR-TPC | Standard actuator | 0 | Scenario 2 |  | PPK¦SelectPro¦VDI3805¦Internet_EU |  |  | H6032X16-S2+NV24A-SR-TPC | Globe valve | 900 kPa | 900 kPa |  | EU\Inbox\Combinations\Folder..6/..7\ | 36
144488 | H679R+NV24A-SR-TPC | H679R+NV24A-SR-TPC |  | H679R | + | NV24A-SR-TPC | Standard actuator | 0 | Scenario 2 |  | PPK¦SelectPro¦VDI3805¦Internet_EU |  |  | H679R+NV24A-SR-TPC | Globe valve | 80 kPa | 80 kPa |  | EU\Inbox\Combinations\Folder..6/..7\ | 35
144203 | H514B+LV24A-SR-TPC | H514B+LV24A-SR-TPC |  | H514B | + | LV24A-SR-TPC | Standard actuator | 1 | Scenario 2 |  | PPK¦SelectPro¦VDI3805¦Internet_EU |  |  | H514B+LV24A-SR-TPC | Globe valve | 1300 kPa | 400 kPa |  | EU\Inbox\Combinations\Folder..4/..5\ | 32
144303 | H640N+LV24A-SR-TPC | H640N+LV24A-SR-TPC |  | H640N | + | LV24A-SR-TPC | Standard actuator | 0 | Scenario 2 |  | PPK¦SelectPro¦VDI3805¦Internet_EU |  |  | H640N+LV24A-SR-TPC | Globe valve | 150 kPa | 150 kPa |  | EU\Inbox\Combinations\Folder..6/..7\ | 33
144254 | H611R/LV24A-SR-TPC | H611R/LV24A-SR-TPC |  | H611R | / | LV24A-SR-TPC | Standard actuator | 1 | Scenario 2 |  | PPK¦SelectPro¦VDI3805¦Internet_EU |  |  | H611R/LV24A-SR-TPC | Globe valve | 600 kPa | 400 kPa |  | EU\Inbox\Combinations\Folder..6/..7\ | 32
144638 | H6040X16-S2+LVC24A-SR-TPC | H6040X16-S2+LVC24A-SR-TPC |  | H6040X16-S2 | + | LVC24A-SR-TPC | Fast runner | 0 | Scenario 2 |  | PPK¦SelectPro¦VDI3805¦Internet_EU |  |  | H6040X16-S2+LVC24A-SR-TPC | Globe valve | 140 kPa | 140 kPa |  | EU\Inbox\Combinations\Folder..6/..7\ | 31
144702 | H750N+NV24A-SR-TPC | H750N+NV24A-SR-TPC |  | H750N | + | NV24A-SR-TPC | Standard actuator | 0 | Scenario 2 |  | PPK¦SelectPro¦VDI3805¦Internet_EU |  |  | H750N+NV24A-SR-TPC | Globe valve | 300 kPa | 300 kPa |  | EU\Inbox\Combinations\Folder..6/..7\ | 34
144149 | H780N/AVK24A-SR-TPC | H780N/AVK24A-SR-TPC |  | H780N | / | AVK24A-SR-TPC | Actuator with emergency control function | 1 | Scenario 2 |  | PPK¦SelectPro¦VDI3805¦Internet_EU |  |  | H780N/AVK24A-SR-TPC | Globe valve | 250 kPa | 250 kPa |  | EU\Inbox\Combinations\Folder..6/..7\ | 33
144060 | H612N/NV24A-SR-TPC | H612N/NV24A-SR-TPC |  | H612N | / | NV24A-SR-TPC | Standard actuator | 0 | Scenario 2 |  | PPK¦SelectPro¦VDI3805¦Internet_EU |  |  | H612N/NV24A-SR-TPC | Globe valve | 1600 kPa | 400 kPa |  | EU\Inbox\Combinations\Folder..6/..7\ | 33
144554 | H7032X16-S2+NV24A-SR-TPC | H7032X16-S2+NV24A-SR-TPC |  | H7032X16-S2 | + | NV24A-SR-TPC | Standard actuator | 0 | Scenario 2 |  | PPK¦SelectPro¦VDI3805¦Internet_EU |  |  | H7032X16-S2+NV24A-SR-TPC | Globe valve | 900 kPa | 900 kPa |  | EU\Inbox\Combinations\Folder..6/..7\ | 36
144408 | H725N+LV24A-SR-TPC | H725N+LV24A-SR-TPC |  | H725N | + | LV24A-SR-TPC | Standard actuator | 1 | Scenario 2 |  | PPK¦SelectPro¦VDI3805¦Internet_EU |  |  | H725N+LV24A-SR-TPC | Globe valve | 500 kPa | 400 kPa |  | EU\Inbox\Combinations\Folder..6/..7\ | 33
144354 | H6125SP/RV24A-SR | H6125SP/RV24A-SR |  | H6125SP | / | RV24A-SR | Standard actuator | 0 | Scenario 2 |  | PPK¦SelectPro¦VDI3805¦Internet_EU |  |  | H6125SP/RV24A-SR | Globe valve (partial pressure-balanced) | 600 kPa | 600 kPa |  | EU\Inbox\Combinations\Folder..6/..7\ | 33
143832 | H414B/NV24A-SR-TPC | H414B/NV24A-SR-TPC |  | H414B | / | NV24A-SR-TPC | Standard actuator | 0 | Scenario 2 |  | PPK¦SelectPro¦VDI3805¦Internet_EU |  |  | H414B/NV24A-SR-TPC | Globe valve | 1600 kPa | 400 kPa |  | EU\Inbox\Combinations\Folder..4/..5\ | 32
143920 | H6015XP63-S2/NVC24A-SR-TPC | H6015XP63-S2/NVC24A-SR-TPC |  | H6015XP63-S2 | / | NVC24A-SR-TPC | Fast runner | 1 | Scenario 2 |  | PPK¦SelectPro¦VDI3805¦Internet_EU |  |  | H6015XP63-S2/NVC24A-SR-TPC | Globe valve | 2500 kPa | 1000 kPa |  | EU\Inbox\Combinations\Folder..6/..7\ | 34
144489 | H679R/NV24A-SR-TPC | H679R/NV24A-SR-TPC |  | H679R | / | NV24A-SR-TPC | Standard actuator | 0 | Scenario 2 |  | PPK¦SelectPro¦VDI3805¦Internet_EU |  |  | H679R/NV24A-SR-TPC | Globe valve | 80 kPa | 80 kPa |  | EU\Inbox\Combinations\Folder..6/..7\ | 36
143986 | H6032X16-S2/NV24A-SR-TPC | H6032X16-S2/NV24A-SR-TPC |  | H6032X16-S2 | / | NV24A-SR-TPC | Standard actuator | 0 | Scenario 2 |  | PPK¦SelectPro¦VDI3805¦Internet_EU |  |  | H6032X16-S2/NV24A-SR-TPC | Globe valve | 900 kPa | 900 kPa |  | EU\Inbox\Combinations\Folder..6/..7\ | 36
144204 | H514B/LV24A-SR-TPC | H514B/LV24A-SR-TPC |  | H514B | / | LV24A-SR-TPC | Standard actuator | 1 | Scenario 2 |  | PPK¦SelectPro¦VDI3805¦Internet_EU |  |  | H514B/LV24A-SR-TPC | Globe valve | 1300 kPa | 400 kPa |  | EU\Inbox\Combinations\Folder..4/..5\ | 32
144304 | H640N/LV24A-SR-TPC | H640N/LV24A-SR-TPC |  | H640N | / | LV24A-SR-TPC | Standard actuator | 0 | Scenario 2 |  | PPK¦SelectPro¦VDI3805¦Internet_EU |  |  | H640N/LV24A-SR-TPC | Globe valve | 150 kPa | 150 kPa |  | EU\Inbox\Combinations\Folder..6/..7\ | 33
144255 | H611S+LV24A-SR-TPC | H611S+LV24A-SR-TPC |  | H611S | + | LV24A-SR-TPC | Standard actuator | 1 | Scenario 2 |  | PPK¦SelectPro¦VDI3805¦Internet_EU |  |  | H611S+LV24A-SR-TPC | Globe valve | 1600 kPa | 1000 kPa |  | EU\Inbox\Combinations\Folder..6/..7\ | 32
144639 | H6040X16-S2/LVC24A-SR-TPC | H6040X16-S2/LVC24A-SR-TPC |  | H6040X16-S2 | / | LVC24A-SR-TPC | Fast runner | 0 | Scenario 2 |  | PPK¦SelectPro¦VDI3805¦Internet_EU |  |  | H6040X16-S2/LVC24A-SR-TPC | Globe valve | 140 kPa | 140 kPa |  | EU\Inbox\Combinations\Folder..6/..7\ | 31
144703 | H750N/NV24A-SR-TPC | H750N/NV24A-SR-TPC |  | H750N | / | NV24A-SR-TPC | Standard actuator | 0 | Scenario 2 |  | PPK¦SelectPro¦VDI3805¦Internet_EU |  |  | H750N/NV24A-SR-TPC | Globe valve | 300 kPa | 300 kPa |  | EU\Inbox\Combinations\Folder..6/..7\ | 35
144150 | H6100N/EV24A-SR-TPC | H6100N/EV24A-SR-TPC |  | H6100N | / | EV24A-SR-TPC | Standard actuator | 0 | Scenario 2 |  | PPK¦SelectPro¦VDI3805¦Internet_EU |  |  | H6100N/EV24A-SR-TPC | Globe valve | 200 kPa | 200 kPa |  | EU\Inbox\Combinations\Folder..6/..7\ | 33
144555 | H7032X16-S2/NV24A-SR-TPC | H7032X16-S2/NV24A-SR-TPC |  | H7032X16-S2 | / | NV24A-SR-TPC | Standard actuator | 0 | Scenario 2 |  | PPK¦SelectPro¦VDI3805¦Internet_EU |  |  | H7032X16-S2/NV24A-SR-TPC | Globe valve | 900 kPa | 900 kPa |  | EU\Inbox\Combinations\Folder..6/..7\ | 35
144063 | H612R+NV24A-SR-TPC | H612R+NV24A-SR-TPC |  | H612R | + | NV24A-SR-TPC | Standard actuator | 0 | Scenario 2 |  | PPK¦SelectPro¦VDI3805¦Internet_EU |  |  | H612R+NV24A-SR-TPC | Globe valve | 600 kPa | 400 kPa |  | EU\Inbox\Combinations\Folder..6/..7\ | 33
144409 | H725N/LV24A-SR-TPC | H725N/LV24A-SR-TPC |  | H725N | / | LV24A-SR-TPC | Standard actuator | 1 | Scenario 2 |  | PPK¦SelectPro¦VDI3805¦Internet_EU |  |  | H725N/LV24A-SR-TPC | Globe valve | 500 kPa | 400 kPa |  | EU\Inbox\Combinations\Folder..6/..7\ | 33
144356 | H6150S/RV24A-SR | H6150S/RV24A-SR |  | H6150S | / | RV24A-SR | Standard actuator | 1 | Scenario 2 |  | PPK¦SelectPro¦VDI3805¦Internet_EU |  |  | H6150S/RV24A-SR | Globe valve | 180 kPa | 180 kPa |  | EU\Inbox\Combinations\Folder..6/..7\ | 33
143835 | H415B+NV24A-SR-TPC | H415B+NV24A-SR-TPC |  | H415B | + | NV24A-SR-TPC | Standard actuator | 0 | Scenario 2 |  | PPK¦SelectPro¦VDI3805¦Internet_EU |  |  | H415B+NV24A-SR-TPC | Globe valve | 1600 kPa | 400 kPa |  | EU\Inbox\Combinations\Folder..4/..5\ | 32
143921 | H6020X4-S2+NVC24A-SR-TPC | H6020X4-S2+NVC24A-SR-TPC |  | H6020X4-S2 | + | NVC24A-SR-TPC | Fast runner | 1 | Scenario 2 |  | PPK¦SelectPro¦VDI3805¦Internet_EU |  |  | H6020X4-S2+NVC24A-SR-TPC | Globe valve | 2200 kPa | 1000 kPa |  | EU\Inbox\Combinations\Folder..6/..7\ | 36
144492 | H679SP+NV24A-SR-TPC | H679SP+NV24A-SR-TPC |  | H679SP | + | NV24A-SR-TPC | Standard actuator | 1 | Scenario 2 |  | PPK¦SelectPro¦VDI3805¦Internet_EU |  |  | H679SP+NV24A-SR-TPC | Globe valve (partial pressure-balanced) | 1600 kPa | 1000 kPa |  | EU\Inbox\Combinations\Folder..6/..7\ | 36
143989 | H6040X16-S2+NV24A-SR-TPC | H6040X16-S2+NV24A-SR-TPC |  | H6040X16-S2 | + | NV24A-SR-TPC | Standard actuator | 0 | Scenario 2 |  | PPK¦SelectPro¦VDI3805¦Internet_EU |  |  | H6040X16-S2+NV24A-SR-TPC | Globe valve | 500 kPa | 500 kPa |  | EU\Inbox\Combinations\Folder..6/..7\ | 37
144205 | H515B+LV24A-SR-TPC | H515B+LV24A-SR-TPC |  | H515B | + | LV24A-SR-TPC | Standard actuator | 1 | Scenario 2 |  | PPK¦SelectPro¦VDI3805¦Internet_EU |  |  | H515B+LV24A-SR-TPC | Globe valve | 1300 kPa | 400 kPa |  | EU\Inbox\Combinations\Folder..4/..5\ | 32
144305 | H640R+LV24A-SR-TPC | H640R+LV24A-SR-TPC |  | H640R | + | LV24A-SR-TPC | Standard actuator | 0 | Scenario 2 |  | PPK¦SelectPro¦VDI3805¦Internet_EU |  |  | H640R+LV24A-SR-TPC | Globe valve | 150 kPa | 150 kPa |  | EU\Inbox\Combinations\Folder..6/..7\ | 33
144256 | H611S/LV24A-SR-TPC | H611S/LV24A-SR-TPC |  | H611S | / | LV24A-SR-TPC | Standard actuator | 1 | Scenario 2 |  | PPK¦SelectPro¦VDI3805¦Internet_EU |  |  | H611S/LV24A-SR-TPC | Globe valve | 1600 kPa | 1000 kPa |  | EU\Inbox\Combinations\Folder..6/..7\ | 32
144640 | H6040X25-S2+LVC24A-SR-TPC | H6040X25-S2+LVC24A-SR-TPC |  | H6040X25-S2 | + | LVC24A-SR-TPC | Fast runner | 0 | Scenario 2 |  | PPK¦SelectPro¦VDI3805¦Internet_EU |  |  | H6040X25-S2+LVC24A-SR-TPC | Globe valve | 140 kPa | 140 kPa |  | EU\Inbox\Combinations\Folder..6/..7\ | 31
144706 | H750R+NV24A-SR-TPC | H750R+NV24A-SR-TPC |  | H750R | + | NV24A-SR-TPC | Standard actuator | 0 | Scenario 2 |  | PPK¦SelectPro¦VDI3805¦Internet_EU |  |  | H750R+NV24A-SR-TPC | Globe valve | 300 kPa | 300 kPa |  | EU\Inbox\Combinations\Folder..6/..7\ | 33
144151 | H6100N/EVC24A-SR | H6100N/EVC24A-SR |  | H6100N | / | EVC24A-SR | Fast runner | 1 | Scenario 2 |  | PPK¦SelectPro¦VDI3805¦Internet_EU |  |  | H6100N/EVC24A-SR | Globe valve | 200 kPa | 200 kPa |  | EU\Inbox\Combinations\Folder..6/..7\ | 33
144558 | H7032Y16-S2+NV24A-SR-TPC | H7032Y16-S2+NV24A-SR-TPC |  | H7032Y16-S2 | + | NV24A-SR-TPC | Standard actuator | 0 | Scenario 2 |  | PPK¦SelectPro¦VDI3805¦Internet_EU |  |  | H7032Y16-S2+NV24A-SR-TPC | Globe valve | 900 kPa | 900 kPa |  | EU\Inbox\Combinations\Folder..6/..7\ | 34
144064 | H612R/NV24A-SR-TPC | H612R/NV24A-SR-TPC |  | H612R | / | NV24A-SR-TPC | Standard actuator | 0 | Scenario 2 |  | PPK¦SelectPro¦VDI3805¦Internet_EU |  |  | H612R/NV24A-SR-TPC | Globe valve | 600 kPa | 400 kPa |  | EU\Inbox\Combinations\Folder..6/..7\ | 33
144357 | H6150SP/RV24A-SR | H6150SP/RV24A-SR |  | H6150SP | / | RV24A-SR | Standard actuator | 0 | Scenario 2 |  | PPK¦SelectPro¦VDI3805¦Internet_EU |  |  | H6150SP/RV24A-SR | Globe valve (partial pressure-balanced) | 600 kPa | 600 kPa |  | EU\Inbox\Combinations\Folder..6/..7\ | 33
144410 | H725R+LV24A-SR-TPC | H725R+LV24A-SR-TPC |  | H725R | + | LV24A-SR-TPC | Standard actuator | 1 | Scenario 2 |  | PPK¦SelectPro¦VDI3805¦Internet_EU |  |  | H725R+LV24A-SR-TPC | Globe valve | 500 kPa | 400 kPa |  | EU\Inbox\Combinations\Folder..6/..7\ | 33
143922 | H6020X4-S2/NVC24A-SR-TPC | H6020X4-S2/NVC24A-SR-TPC |  | H6020X4-S2 | / | NVC24A-SR-TPC | Fast runner | 1 | Scenario 2 |  | PPK¦SelectPro¦VDI3805¦Internet_EU |  |  | H6020X4-S2/NVC24A-SR-TPC | Globe valve | 2200 kPa | 1000 kPa |  | EU\Inbox\Combinations\Folder..6/..7\ | 36
144493 | H679SP/NV24A-SR-TPC | H679SP/NV24A-SR-TPC |  | H679SP | / | NV24A-SR-TPC | Standard actuator | 1 | Scenario 2 |  | PPK¦SelectPro¦VDI3805¦Internet_EU |  |  | H679SP/NV24A-SR-TPC | Globe valve (partial pressure-balanced) | 1600 kPa | 1000 kPa |  | EU\Inbox\Combinations\Folder..6/..7\ | 36
143836 | H415B/NV24A-SR-TPC | H415B/NV24A-SR-TPC |  | H415B | / | NV24A-SR-TPC | Standard actuator | 0 | Scenario 2 |  | PPK¦SelectPro¦VDI3805¦Internet_EU |  |  | H415B/NV24A-SR-TPC | Globe valve | 1600 kPa | 400 kPa |  | EU\Inbox\Combinations\Folder..4/..5\ | 32
143990 | H6040X16-S2/NV24A-SR-TPC | H6040X16-S2/NV24A-SR-TPC |  | H6040X16-S2 | / | NV24A-SR-TPC | Standard actuator | 0 | Scenario 2 |  | PPK¦SelectPro¦VDI3805¦Internet_EU |  |  | H6040X16-S2/NV24A-SR-TPC | Globe valve | 500 kPa | 500 kPa |  | EU\Inbox\Combinations\Folder..6/..7\ | 37
144306 | H640R/LV24A-SR-TPC | H640R/LV24A-SR-TPC |  | H640R | / | LV24A-SR-TPC | Standard actuator | 0 | Scenario 2 |  | PPK¦SelectPro¦VDI3805¦Internet_EU |  |  | H640R/LV24A-SR-TPC | Globe valve | 150 kPa | 150 kPa |  | EU\Inbox\Combinations\Folder..6/..7\ | 33
144206 | H515B/LV24A-SR-TPC | H515B/LV24A-SR-TPC |  | H515B | / | LV24A-SR-TPC | Standard actuator | 1 | Scenario 2 |  | PPK¦SelectPro¦VDI3805¦Internet_EU |  |  | H515B/LV24A-SR-TPC | Globe valve | 1300 kPa | 400 kPa |  | EU\Inbox\Combinations\Folder..4/..5\ | 32
144257 | H612N+LV24A-SR-TPC | H612N+LV24A-SR-TPC |  | H612N | + | LV24A-SR-TPC | Standard actuator | 1 | Scenario 2 |  | PPK¦SelectPro¦VDI3805¦Internet_EU |  |  | H612N+LV24A-SR-TPC | Globe valve | 1300 kPa | 400 kPa |  | EU\Inbox\Combinations\Folder..6/..7\ | 32
144641 | H6040X25-S2/LVC24A-SR-TPC | H6040X25-S2/LVC24A-SR-TPC |  | H6040X25-S2 | / | LVC24A-SR-TPC | Fast runner | 0 | Scenario 2 |  | PPK¦SelectPro¦VDI3805¦Internet_EU |  |  | H6040X25-S2/LVC24A-SR-TPC | Globe valve | 140 kPa | 140 kPa |  | EU\Inbox\Combinations\Folder..6/..7\ | 31
144707 | H750R/NV24A-SR-TPC | H750R/NV24A-SR-TPC |  | H750R | / | NV24A-SR-TPC | Standard actuator | 0 | Scenario 2 |  | PPK¦SelectPro¦VDI3805¦Internet_EU |  |  | H750R/NV24A-SR-TPC | Globe valve | 300 kPa | 300 kPa |  | EU\Inbox\Combinations\Folder..6/..7\ | 33
144559 | H7032Y16-S2/NV24A-SR-TPC | H7032Y16-S2/NV24A-SR-TPC |  | H7032Y16-S2 | / | NV24A-SR-TPC | Standard actuator | 0 | Scenario 2 |  | PPK¦SelectPro¦VDI3805¦Internet_EU |  |  | H7032Y16-S2/NV24A-SR-TPC | Globe valve | 900 kPa | 900 kPa |  | EU\Inbox\Combinations\Folder..6/..7\ | 34
144152 | H6100R/EV24A-SR-TPC | H6100R/EV24A-SR-TPC |  | H6100R | / | EV24A-SR-TPC | Standard actuator | 0 | Scenario 2 |  | PPK¦SelectPro¦VDI3805¦Internet_EU |  |  | H6100R/EV24A-SR-TPC | Globe valve | 200 kPa | 200 kPa |  | EU\Inbox\Combinations\Folder..6/..7\ | 33
144411 | H725R/LV24A-SR-TPC | H725R/LV24A-SR-TPC |  | H725R | / | LV24A-SR-TPC | Standard actuator | 1 | Scenario 2 |  | PPK¦SelectPro¦VDI3805¦Internet_EU |  |  | H725R/LV24A-SR-TPC | Globe valve | 500 kPa | 400 kPa |  | EU\Inbox\Combinations\Folder..6/..7\ | 33
144067 | H612S+NV24A-SR-TPC | H612S+NV24A-SR-TPC |  | H612S | + | NV24A-SR-TPC | Standard actuator | 1 | Scenario 2 |  | PPK¦SelectPro¦VDI3805¦Internet_EU |  |  | H612S+NV24A-SR-TPC | Globe valve | 1600 kPa | 1000 kPa |  | EU\Inbox\Combinations\Folder..6/..7\ | 33
143839 | H420B+NV24A-SR-TPC | H420B+NV24A-SR-TPC |  | H420B | + | NV24A-SR-TPC | Standard actuator | 0 | Scenario 2 |  | PPK¦SelectPro¦VDI3805¦Internet_EU |  |  | H420B+NV24A-SR-TPC | Globe valve | 1600 kPa | 400 kPa |  | EU\Inbox\Combinations\Folder..4/..5\ | 31
144358 | H665N/RV24A-SR | H665N/RV24A-SR |  | H665N | / | RV24A-SR | Standard actuator | 0 | Scenario 2 |  | PPK¦SelectPro¦VDI3805¦Internet_EU |  |  | H665N/RV24A-SR | Globe valve | 1100 kPa | 400 kPa |  | EU\Inbox\Combinations\Folder..6/..7\ | 36
143923 | H6020X6P3-S2+NVC24A-SR-TPC | H6020X6P3-S2+NVC24A-SR-TPC |  | H6020X6P3-S2 | + | NVC24A-SR-TPC | Fast runner | 1 | Scenario 2 |  | PPK¦SelectPro¦VDI3805¦Internet_EU |  |  | H6020X6P3-S2+NVC24A-SR-TPC | Globe valve | 1500 kPa | 1000 kPa |  | EU\Inbox\Combinations\Folder..6/..7\ | 36
144496 | H7015X4-S2+NV24A-SR-TPC | H7015X4-S2+NV24A-SR-TPC |  | H7015X4-S2 | + | NV24A-SR-TPC | Standard actuator | 1 | Scenario 2 |  | PPK¦SelectPro¦VDI3805¦Internet_EU |  |  | H7015X4-S2+NV24A-SR-TPC | Globe valve | 2200 kPa | 1000 kPa |  | EU\Inbox\Combinations\Folder..6/..7\ | 35
143993 | H6040X25-S2+NV24A-SR-TPC | H6040X25-S2+NV24A-SR-TPC |  | H6040X25-S2 | + | NV24A-SR-TPC | Standard actuator | 0 | Scenario 2 |  | PPK¦SelectPro¦VDI3805¦Internet_EU |  |  | H6040X25-S2+NV24A-SR-TPC | Globe valve | 500 kPa | 500 kPa |  | EU\Inbox\Combinations\Folder..6/..7\ | 34
144307 | H640S+LV24A-SR-TPC | H640S+LV24A-SR-TPC |  | H640S | + | LV24A-SR-TPC | Standard actuator | 0 | Scenario 2 |  | PPK¦SelectPro¦VDI3805¦Internet_EU |  |  | H640S+LV24A-SR-TPC | Globe valve | 140 kPa | 140 kPa |  | EU\Inbox\Combinations\Folder..6/..7\ | 33
144207 | H520B+LV24A-SR-TPC | H520B+LV24A-SR-TPC |  | H520B | + | LV24A-SR-TPC | Standard actuator | 1 | Scenario 2 |  | PPK¦SelectPro¦VDI3805¦Internet_EU |  |  | H520B+LV24A-SR-TPC | Globe valve | 900 kPa | 400 kPa |  | EU\Inbox\Combinations\Folder..4/..5\ | 32
144642 | H6050X25-S2+LVC24A-SR-TPC | H6050X25-S2+LVC24A-SR-TPC |  | H6050X25-S2 | + | LVC24A-SR-TPC | Fast runner | 0 | Scenario 2 |  | PPK¦SelectPro¦VDI3805¦Internet_EU |  |  | H6050X25-S2+LVC24A-SR-TPC | Globe valve | 60 kPa | 60 kPa |  | EU\Inbox\Combinations\Folder..6/..7\ | 32
144258 | H612N/LV24A-SR-TPC | H612N/LV24A-SR-TPC |  | H612N | / | LV24A-SR-TPC | Standard actuator | 1 | Scenario 2 |  | PPK¦SelectPro¦VDI3805¦Internet_EU |  |  | H612N/LV24A-SR-TPC | Globe valve | 1300 kPa | 400 kPa |  | EU\Inbox\Combinations\Folder..6/..7\ | 32
144412 | H732N+LV24A-SR-TPC | H732N+LV24A-SR-TPC |  | H732N | + | LV24A-SR-TPC | Standard actuator | 0 | Scenario 2 |  | PPK¦SelectPro¦VDI3805¦Internet_EU |  |  | H732N+LV24A-SR-TPC | Globe valve | 350 kPa | 350 kPa |  | EU\Inbox\Combinations\Folder..6/..7\ | 33
144710 | H764N+NV24A-SR-TPC | H764N+NV24A-SR-TPC |  | H764N | + | NV24A-SR-TPC | Standard actuator | 0 | Scenario 2 |  | PPK¦SelectPro¦VDI3805¦Internet_EU |  |  | H764N+NV24A-SR-TPC | Globe valve | 140 kPa | 140 kPa |  | EU\Inbox\Combinations\Folder..6/..7\ | 35
144153 | H6100R/EVC24A-SR | H6100R/EVC24A-SR |  | H6100R | / | EVC24A-SR | Fast runner | 1 | Scenario 2 |  | PPK¦SelectPro¦VDI3805¦Internet_EU |  |  | H6100R/EVC24A-SR | Globe valve | 200 kPa | 200 kPa |  | EU\Inbox\Combinations\Folder..6/..7\ | 33
144562 | H7040X25-S2+NV24A-SR-TPC | H7040X25-S2+NV24A-SR-TPC |  | H7040X25-S2 | + | NV24A-SR-TPC | Standard actuator | 0 | Scenario 2 |  | PPK¦SelectPro¦VDI3805¦Internet_EU |  |  | H7040X25-S2+NV24A-SR-TPC | Globe valve | 500 kPa | 500 kPa |  | EU\Inbox\Combinations\Folder..6/..7\ | 35
143840 | H420B/NV24A-SR-TPC | H420B/NV24A-SR-TPC |  | H420B | / | NV24A-SR-TPC | Standard actuator | 0 | Scenario 2 |  | PPK¦SelectPro¦VDI3805¦Internet_EU |  |  | H420B/NV24A-SR-TPC | Globe valve | 1600 kPa | 400 kPa |  | EU\Inbox\Combinations\Folder..4/..5\ | 31
144359 | H665S/RV24A-SR | H665S/RV24A-SR |  | H665S | / | RV24A-SR | Standard actuator | 1 | Scenario 2 |  | PPK¦SelectPro¦VDI3805¦Internet_EU |  |  | H665S/RV24A-SR | Globe valve | 1100 kPa | 1000 kPa |  | EU\Inbox\Combinations\Folder..6/..7\ | 34
144497 | H7015X4-S2/NV24A-SR-TPC | H7015X4-S2/NV24A-SR-TPC |  | H7015X4-S2 | / | NV24A-SR-TPC | Standard actuator | 1 | Scenario 2 |  | PPK¦SelectPro¦VDI3805¦Internet_EU |  |  | H7015X4-S2/NV24A-SR-TPC | Globe valve | 2200 kPa | 1000 kPa |  | EU\Inbox\Combinations\Folder..6/..7\ | 34
144068 | H612S/NV24A-SR-TPC | H612S/NV24A-SR-TPC |  | H612S | / | NV24A-SR-TPC | Standard actuator | 1 | Scenario 2 |  | PPK¦SelectPro¦VDI3805¦Internet_EU |  |  | H612S/NV24A-SR-TPC | Globe valve | 1600 kPa | 1000 kPa |  | EU\Inbox\Combinations\Folder..6/..7\ | 33
143924 | H6020X6P3-S2/NVC24A-SR-TPC | H6020X6P3-S2/NVC24A-SR-TPC |  | H6020X6P3-S2 | / | NVC24A-SR-TPC | Fast runner | 1 | Scenario 2 |  | PPK¦SelectPro¦VDI3805¦Internet_EU |  |  | H6020X6P3-S2/NVC24A-SR-TPC | Globe valve | 1500 kPa | 1000 kPa |  | EU\Inbox\Combinations\Folder..6/..7\ | 36
143994 | H6040X25-S2/NV24A-SR-TPC | H6040X25-S2/NV24A-SR-TPC |  | H6040X25-S2 | / | NV24A-SR-TPC | Standard actuator | 0 | Scenario 2 |  | PPK¦SelectPro¦VDI3805¦Internet_EU |  |  | H6040X25-S2/NV24A-SR-TPC | Globe valve | 500 kPa | 500 kPa |  | EU\Inbox\Combinations\Folder..6/..7\ | 34
144643 | H6050X25-S2/LVC24A-SR-TPC | H6050X25-S2/LVC24A-SR-TPC |  | H6050X25-S2 | / | LVC24A-SR-TPC | Fast runner | 0 | Scenario 2 |  | PPK¦SelectPro¦VDI3805¦Internet_EU |  |  | H6050X25-S2/LVC24A-SR-TPC | Globe valve | 60 kPa | 60 kPa |  | EU\Inbox\Combinations\Folder..6/..7\ | 32
144308 | H640S/LV24A-SR-TPC | H640S/LV24A-SR-TPC |  | H640S | / | LV24A-SR-TPC | Standard actuator | 0 | Scenario 2 |  | PPK¦SelectPro¦VDI3805¦Internet_EU |  |  | H640S/LV24A-SR-TPC | Globe valve | 140 kPa | 140 kPa |  | EU\Inbox\Combinations\Folder..6/..7\ | 33
144259 | H612R+LV24A-SR-TPC | H612R+LV24A-SR-TPC |  | H612R | + | LV24A-SR-TPC | Standard actuator | 1 | Scenario 2 |  | PPK¦SelectPro¦VDI3805¦Internet_EU |  |  | H612R+LV24A-SR-TPC | Globe valve | 600 kPa | 400 kPa |  | EU\Inbox\Combinations\Folder..6/..7\ | 32
144208 | H520B/LV24A-SR-TPC | H520B/LV24A-SR-TPC |  | H520B | / | LV24A-SR-TPC | Standard actuator | 1 | Scenario 2 |  | PPK¦SelectPro¦VDI3805¦Internet_EU |  |  | H520B/LV24A-SR-TPC | Globe valve | 900 kPa | 400 kPa |  | EU\Inbox\Combinations\Folder..4/..5\ | 32
144413 | H732N/LV24A-SR-TPC | H732N/LV24A-SR-TPC |  | H732N | / | LV24A-SR-TPC | Standard actuator | 0 | Scenario 2 |  | PPK¦SelectPro¦VDI3805¦Internet_EU |  |  | H732N/LV24A-SR-TPC | Globe valve | 350 kPa | 350 kPa |  | EU\Inbox\Combinations\Folder..6/..7\ | 33
144711 | H764N/NV24A-SR-TPC | H764N/NV24A-SR-TPC |  | H764N | / | NV24A-SR-TPC | Standard actuator | 0 | Scenario 2 |  | PPK¦SelectPro¦VDI3805¦Internet_EU |  |  | H764N/NV24A-SR-TPC | Globe valve | 140 kPa | 140 kPa |  | EU\Inbox\Combinations\Folder..6/..7\ | 34
143843 | H425B+NV24A-SR-TPC | H425B+NV24A-SR-TPC |  | H425B | + | NV24A-SR-TPC | Standard actuator | 0 | Scenario 2 |  | PPK¦SelectPro¦VDI3805¦Internet_EU |  |  | H425B+NV24A-SR-TPC | Globe valve | 1300 kPa | 400 kPa |  | EU\Inbox\Combinations\Folder..4/..5\ | 31
144563 | H7040X25-S2/NV24A-SR-TPC | H7040X25-S2/NV24A-SR-TPC |  | H7040X25-S2 | / | NV24A-SR-TPC | Standard actuator | 0 | Scenario 2 |  | PPK¦SelectPro¦VDI3805¦Internet_EU |  |  | H7040X25-S2/NV24A-SR-TPC | Globe valve | 500 kPa | 500 kPa |  | EU\Inbox\Combinations\Folder..6/..7\ | 35
144154 | H6100S/EV24A-SR-TPC | H6100S/EV24A-SR-TPC |  | H6100S | / | EV24A-SR-TPC | Standard actuator | 0 | Scenario 2 |  | PPK¦SelectPro¦VDI3805¦Internet_EU |  |  | H6100S/EV24A-SR-TPC | Globe valve | 200 kPa | 200 kPa |  | EU\Inbox\Combinations\Folder..6/..7\ | 33
144500 | H450B+LVC24A-SR-TPC | H450B+LVC24A-SR-TPC |  | H450B | + | LVC24A-SR-TPC | Fast runner | 0 | Scenario 2 |  | PPK¦SelectPro¦VDI3805¦Internet_EU |  |  | H450B+LVC24A-SR-TPC | Globe valve | 70 kPa | 70 kPa |  | EU\Inbox\Combinations\Folder..4/..5\ | 31
144071 | H613N+NV24A-SR-TPC | H613N+NV24A-SR-TPC |  | H613N | + | NV24A-SR-TPC | Standard actuator | 0 | Scenario 2 |  | PPK¦SelectPro¦VDI3805¦Internet_EU |  |  | H613N+NV24A-SR-TPC | Globe valve | 1600 kPa | 400 kPa |  | EU\Inbox\Combinations\Folder..6/..7\ | 33
144360 | H680N/RV24A-SR | H680N/RV24A-SR |  | H680N | / | RV24A-SR | Standard actuator | 1 | Scenario 2 |  | PPK¦SelectPro¦VDI3805¦Internet_EU |  |  | H680N/RV24A-SR | Globe valve | 700 kPa | 400 kPa |  | EU\Inbox\Combinations\Folder..6/..7\ | 37
143925 | H6025X10-S2+NVC24A-SR-TPC | H6025X10-S2+NVC24A-SR-TPC |  | H6025X10-S2 | + | NVC24A-SR-TPC | Fast runner | 1 | Scenario 2 |  | PPK¦SelectPro¦VDI3805¦Internet_EU |  |  | H6025X10-S2+NVC24A-SR-TPC | Globe valve | 1300 kPa | 1000 kPa |  | EU\Inbox\Combinations\Folder..6/..7\ | 36
143997 | H6050X25-S2+NV24A-SR-TPC | H6050X25-S2+NV24A-SR-TPC |  | H6050X25-S2 | + | NV24A-SR-TPC | Standard actuator | 0 | Scenario 2 |  | PPK¦SelectPro¦VDI3805¦Internet_EU |  |  | H6050X25-S2+NV24A-SR-TPC | Globe valve | 300 kPa | 300 kPa |  | EU\Inbox\Combinations\Folder..6/..7\ | 33
144260 | H612R/LV24A-SR-TPC | H612R/LV24A-SR-TPC |  | H612R | / | LV24A-SR-TPC | Standard actuator | 1 | Scenario 2 |  | PPK¦SelectPro¦VDI3805¦Internet_EU |  |  | H612R/LV24A-SR-TPC | Globe valve | 600 kPa | 400 kPa |  | EU\Inbox\Combinations\Folder..6/..7\ | 32
144309 | H650N+LV24A-SR-TPC | H650N+LV24A-SR-TPC |  | H650N | + | LV24A-SR-TPC | Standard actuator | 0 | Scenario 2 |  | PPK¦SelectPro¦VDI3805¦Internet_EU |  |  | H650N+LV24A-SR-TPC | Globe valve | 70 kPa | 70 kPa |  | EU\Inbox\Combinations\Folder..6/..7\ | 33
144209 | H525B+LV24A-SR-TPC | H525B+LV24A-SR-TPC |  | H525B | + | LV24A-SR-TPC | Standard actuator | 1 | Scenario 2 |  | PPK¦SelectPro¦VDI3805¦Internet_EU |  |  | H525B+LV24A-SR-TPC | Globe valve | 500 kPa | 400 kPa |  | EU\Inbox\Combinations\Folder..4/..5\ | 32
144644 | H6050X40-S2+LVC24A-SR-TPC | H6050X40-S2+LVC24A-SR-TPC |  | H6050X40-S2 | + | LVC24A-SR-TPC | Fast runner | 0 | Scenario 2 |  | PPK¦SelectPro¦VDI3805¦Internet_EU |  |  | H6050X40-S2+LVC24A-SR-TPC | Globe valve | 60 kPa | 60 kPa |  | EU\Inbox\Combinations\Folder..6/..7\ | 32
144414 | H732R+LV24A-SR-TPC | H732R+LV24A-SR-TPC |  | H732R | + | LV24A-SR-TPC | Standard actuator | 0 | Scenario 2 |  | PPK¦SelectPro¦VDI3805¦Internet_EU |  |  | H732R+LV24A-SR-TPC | Globe valve | 350 kPa | 350 kPa |  | EU\Inbox\Combinations\Folder..6/..7\ | 33
144714 | H764R+NV24A-SR-TPC | H764R+NV24A-SR-TPC |  | H764R | + | NV24A-SR-TPC | Standard actuator | 0 | Scenario 2 |  | PPK¦SelectPro¦VDI3805¦Internet_EU |  |  | H764R+NV24A-SR-TPC | Globe valve | 140 kPa | 140 kPa |  | EU\Inbox\Combinations\Folder..6/..7\ | 34
143844 | H425B/NV24A-SR-TPC | H425B/NV24A-SR-TPC |  | H425B | / | NV24A-SR-TPC | Standard actuator | 0 | Scenario 2 |  | PPK¦SelectPro¦VDI3805¦Internet_EU |  |  | H425B/NV24A-SR-TPC | Globe valve | 1300 kPa | 400 kPa |  | EU\Inbox\Combinations\Folder..4/..5\ | 31
144566 | H7040Y25-S2+NV24A-SR-TPC | H7040Y25-S2+NV24A-SR-TPC |  | H7040Y25-S2 | + | NV24A-SR-TPC | Standard actuator | 0 | Scenario 2 |  | PPK¦SelectPro¦VDI3805¦Internet_EU |  |  | H7040Y25-S2+NV24A-SR-TPC | Globe valve | 500 kPa | 500 kPa |  | EU\Inbox\Combinations\Folder..6/..7\ | 35
144501 | H450B/LVC24A-SR-TPC | H450B/LVC24A-SR-TPC |  | H450B | / | LVC24A-SR-TPC | Fast runner | 0 | Scenario 2 |  | PPK¦SelectPro¦VDI3805¦Internet_EU |  |  | H450B/LVC24A-SR-TPC | Globe valve | 70 kPa | 70 kPa |  | EU\Inbox\Combinations\Folder..4/..5\ | 31
144155 | H6100S/EVC24A-SR | H6100S/EVC24A-SR |  | H6100S | / | EVC24A-SR | Fast runner | 1 | Scenario 2 |  | PPK¦SelectPro¦VDI3805¦Internet_EU |  |  | H6100S/EVC24A-SR | Globe valve | 200 kPa | 200 kPa |  | EU\Inbox\Combinations\Folder..6/..7\ | 33
144072 | H613N/NV24A-SR-TPC | H613N/NV24A-SR-TPC |  | H613N | / | NV24A-SR-TPC | Standard actuator | 0 | Scenario 2 |  | PPK¦SelectPro¦VDI3805¦Internet_EU |  |  | H613N/NV24A-SR-TPC | Globe valve | 1600 kPa | 400 kPa |  | EU\Inbox\Combinations\Folder..6/..7\ | 33
143926 | H6025X10-S2/NVC24A-SR-TPC | H6025X10-S2/NVC24A-SR-TPC |  | H6025X10-S2 | / | NVC24A-SR-TPC | Fast runner | 1 | Scenario 2 |  | PPK¦SelectPro¦VDI3805¦Internet_EU |  |  | H6025X10-S2/NVC24A-SR-TPC | Globe valve | 1300 kPa | 1000 kPa |  | EU\Inbox\Combinations\Folder..6/..7\ | 36
144361 | H680S/RV24A-SR | H680S/RV24A-SR |  | H680S | / | RV24A-SR | Standard actuator | 1 | Scenario 2 |  | PPK¦SelectPro¦VDI3805¦Internet_EU |  |  | H680S/RV24A-SR | Globe valve | 700 kPa | 700 kPa |  | EU\Inbox\Combinations\Folder..6/..7\ | 34
143998 | H6050X25-S2/NV24A-SR-TPC | H6050X25-S2/NV24A-SR-TPC |  | H6050X25-S2 | / | NV24A-SR-TPC | Standard actuator | 0 | Scenario 2 |  | PPK¦SelectPro¦VDI3805¦Internet_EU |  |  | H6050X25-S2/NV24A-SR-TPC | Globe valve | 300 kPa | 300 kPa |  | EU\Inbox\Combinations\Folder..6/..7\ | 33
144261 | H612S+LV24A-SR-TPC | H612S+LV24A-SR-TPC |  | H612S | + | LV24A-SR-TPC | Standard actuator | 1 | Scenario 2 |  | PPK¦SelectPro¦VDI3805¦Internet_EU |  |  | H612S+LV24A-SR-TPC | Globe valve | 800 kPa | 800 kPa |  | EU\Inbox\Combinations\Folder..6/..7\ | 32
144310 | H650N/LV24A-SR-TPC | H650N/LV24A-SR-TPC |  | H650N | / | LV24A-SR-TPC | Standard actuator | 0 | Scenario 2 |  | PPK¦SelectPro¦VDI3805¦Internet_EU |  |  | H650N/LV24A-SR-TPC | Globe valve | 70 kPa | 70 kPa |  | EU\Inbox\Combinations\Folder..6/..7\ | 33
144210 | H525B/LV24A-SR-TPC | H525B/LV24A-SR-TPC |  | H525B | / | LV24A-SR-TPC | Standard actuator | 1 | Scenario 2 |  | PPK¦SelectPro¦VDI3805¦Internet_EU |  |  | H525B/LV24A-SR-TPC | Globe valve | 500 kPa | 400 kPa |  | EU\Inbox\Combinations\Folder..4/..5\ | 32
144415 | H732R/LV24A-SR-TPC | H732R/LV24A-SR-TPC |  | H732R | / | LV24A-SR-TPC | Standard actuator | 0 | Scenario 2 |  | PPK¦SelectPro¦VDI3805¦Internet_EU |  |  | H732R/LV24A-SR-TPC | Globe valve | 350 kPa | 350 kPa |  | EU\Inbox\Combinations\Folder..6/..7\ | 33
144645 | H6050X40-S2/LVC24A-SR-TPC | H6050X40-S2/LVC24A-SR-TPC |  | H6050X40-S2 | / | LVC24A-SR-TPC | Fast runner | 0 | Scenario 2 |  | PPK¦SelectPro¦VDI3805¦Internet_EU |  |  | H6050X40-S2/LVC24A-SR-TPC | Globe valve | 60 kPa | 60 kPa |  | EU\Inbox\Combinations\Folder..6/..7\ | 32
144715 | H764R/NV24A-SR-TPC | H764R/NV24A-SR-TPC |  | H764R | / | NV24A-SR-TPC | Standard actuator | 0 | Scenario 2 |  | PPK¦SelectPro¦VDI3805¦Internet_EU |  |  | H764R/NV24A-SR-TPC | Globe valve | 140 kPa | 140 kPa |  | EU\Inbox\Combinations\Folder..6/..7\ | 34
143847 | H432B+NV24A-SR-TPC | H432B+NV24A-SR-TPC |  | H432B | + | NV24A-SR-TPC | Standard actuator | 1 | Scenario 2 |  | PPK¦SelectPro¦VDI3805¦Internet_EU |  |  | H432B+NV24A-SR-TPC | Globe valve | 1000 kPa | 400 kPa |  | EU\Inbox\Combinations\Folder..4/..5\ | 37
144567 | H7040Y25-S2/NV24A-SR-TPC | H7040Y25-S2/NV24A-SR-TPC |  | H7040Y25-S2 | / | NV24A-SR-TPC | Standard actuator | 0 | Scenario 2 |  | PPK¦SelectPro¦VDI3805¦Internet_EU |  |  | H7040Y25-S2/NV24A-SR-TPC | Globe valve | 500 kPa | 500 kPa |  | EU\Inbox\Combinations\Folder..6/..7\ | 35
144502 | H511B+LVC24A-SR-TPC | H511B+LVC24A-SR-TPC |  | H511B | + | LVC24A-SR-TPC | Fast runner | 1 | Scenario 2 |  | PPK¦SelectPro¦VDI3805¦Internet_EU |  |  | H511B+LVC24A-SR-TPC | Globe valve | 1300 kPa | 400 kPa |  | EU\Inbox\Combinations\Folder..4/..5\ | 32
144156 | H6100SP/EV24A-SR-TPC | H6100SP/EV24A-SR-TPC |  | H6100SP | / | EV24A-SR-TPC | Standard actuator | 1 | Scenario 2 |  | PPK¦SelectPro¦VDI3805¦Internet_EU |  |  | H6100SP/EV24A-SR-TPC | Globe valve (partial pressure-balanced) | 600 kPa | 600 kPa |  | EU\Inbox\Combinations\Folder..6/..7\ | 33
144075 | H613R+NV24A-SR-TPC | H613R+NV24A-SR-TPC |  | H613R | + | NV24A-SR-TPC | Standard actuator | 0 | Scenario 2 |  | PPK¦SelectPro¦VDI3805¦Internet_EU |  |  | H613R+NV24A-SR-TPC | Globe valve | 600 kPa | 400 kPa |  | EU\Inbox\Combinations\Folder..6/..7\ | 34
144362 | H7065X63-S4/RV24A-SR | H7065X63-S4/RV24A-SR |  | H7065X63-S4 | / | RV24A-SR | Standard actuator | 1 | Scenario 2 |  | PPK¦SelectPro¦VDI3805¦Internet_EU |  |  | H7065X63-S4/RV24A-SR | Globe valve | 1100 kPa | 1000 kPa |  | EU\Inbox\Combinations\Folder..6/..7\ | 33
143927 | H6025X6P3-S2+NVC24A-SR-TPC | H6025X6P3-S2+NVC24A-SR-TPC |  | H6025X6P3-S2 | + | NVC24A-SR-TPC | Fast runner | 1 | Scenario 2 |  | PPK¦SelectPro¦VDI3805¦Internet_EU |  |  | H6025X6P3-S2+NVC24A-SR-TPC | Globe valve | 1300 kPa | 1000 kPa |  | EU\Inbox\Combinations\Folder..6/..7\ | 36
144262 | H612S/LV24A-SR-TPC | H612S/LV24A-SR-TPC |  | H612S | / | LV24A-SR-TPC | Standard actuator | 1 | Scenario 2 |  | PPK¦SelectPro¦VDI3805¦Internet_EU |  |  | H612S/LV24A-SR-TPC | Globe valve | 800 kPa | 800 kPa |  | EU\Inbox\Combinations\Folder..6/..7\ | 32
144001 | H6050X40-S2+NV24A-SR-TPC | H6050X40-S2+NV24A-SR-TPC |  | H6050X40-S2 | + | NV24A-SR-TPC | Standard actuator | 0 | Scenario 2 |  | PPK¦SelectPro¦VDI3805¦Internet_EU |  |  | H6050X40-S2+NV24A-SR-TPC | Globe valve | 300 kPa | 300 kPa |  | EU\Inbox\Combinations\Folder..6/..7\ | 33
144311 | H650R+LV24A-SR-TPC | H650R+LV24A-SR-TPC |  | H650R | + | LV24A-SR-TPC | Standard actuator | 0 | Scenario 2 |  | PPK¦SelectPro¦VDI3805¦Internet_EU |  |  | H650R+LV24A-SR-TPC | Globe valve | 70 kPa | 70 kPa |  | EU\Inbox\Combinations\Folder..6/..7\ | 33
144416 | H740N+LV24A-SR-TPC | H740N+LV24A-SR-TPC |  | H740N | + | LV24A-SR-TPC | Standard actuator | 0 | Scenario 2 |  | PPK¦SelectPro¦VDI3805¦Internet_EU |  |  | H740N+LV24A-SR-TPC | Globe valve | 150 kPa | 150 kPa |  | EU\Inbox\Combinations\Folder..6/..7\ | 33
144211 | H532B+LV24A-SR-TPC | H532B+LV24A-SR-TPC |  | H532B | + | LV24A-SR-TPC | Standard actuator | 0 | Scenario 2 |  | PPK¦SelectPro¦VDI3805¦Internet_EU |  |  | H532B+LV24A-SR-TPC | Globe valve | 350 kPa | 350 kPa |  | EU\Inbox\Combinations\Folder..4/..5\ | 31
144646 | H610S+LVC24A-SR-TPC | H610S+LVC24A-SR-TPC |  | H610S | + | LVC24A-SR-TPC | Fast runner | 1 | Scenario 2 |  | PPK¦SelectPro¦VDI3805¦Internet_EU |  |  | H610S+LVC24A-SR-TPC | Globe valve | 1600 kPa | 1000 kPa |  | EU\Inbox\Combinations\Folder..6/..7\ | 32
143848 | H432B/NV24A-SR-TPC | H432B/NV24A-SR-TPC |  | H432B | / | NV24A-SR-TPC | Standard actuator | 1 | Scenario 2 |  | PPK¦SelectPro¦VDI3805¦Internet_EU |  |  | H432B/NV24A-SR-TPC | Globe valve | 1000 kPa | 400 kPa |  | EU\Inbox\Combinations\Folder..4/..5\ | 37
144718 | H779N+NV24A-SR-TPC | H779N+NV24A-SR-TPC |  | H779N | + | NV24A-SR-TPC | Standard actuator | 0 | Scenario 2 |  | PPK¦SelectPro¦VDI3805¦Internet_EU |  |  | H779N+NV24A-SR-TPC | Globe valve | 80 kPa | 80 kPa |  | EU\Inbox\Combinations\Folder..6/..7\ | 36
144570 | H7050X40-S2+NV24A-SR-TPC | H7050X40-S2+NV24A-SR-TPC |  | H7050X40-S2 | + | NV24A-SR-TPC | Standard actuator | 0 | Scenario 2 |  | PPK¦SelectPro¦VDI3805¦Internet_EU |  |  | H7050X40-S2+NV24A-SR-TPC | Globe valve | 300 kPa | 300 kPa |  | EU\Inbox\Combinations\Folder..6/..7\ | 34
144503 | H511B/LVC24A-SR-TPC | H511B/LVC24A-SR-TPC |  | H511B | / | LVC24A-SR-TPC | Fast runner | 1 | Scenario 2 |  | PPK¦SelectPro¦VDI3805¦Internet_EU |  |  | H511B/LVC24A-SR-TPC | Globe valve | 1300 kPa | 400 kPa |  | EU\Inbox\Combinations\Folder..4/..5\ | 32
144157 | H6100SP/EVC24A-SR | H6100SP/EVC24A-SR |  | H6100SP | / | EVC24A-SR | Fast runner | 1 | Scenario 2 |  | PPK¦SelectPro¦VDI3805¦Internet_EU |  |  | H6100SP/EVC24A-SR | Globe valve (partial pressure-balanced) | 600 kPa | 600 kPa |  | EU\Inbox\Combinations\Folder..6/..7\ | 33
144076 | H613R/NV24A-SR-TPC | H613R/NV24A-SR-TPC |  | H613R | / | NV24A-SR-TPC | Standard actuator | 0 | Scenario 2 |  | PPK¦SelectPro¦VDI3805¦Internet_EU |  |  | H613R/NV24A-SR-TPC | Globe valve | 600 kPa | 400 kPa |  | EU\Inbox\Combinations\Folder..6/..7\ | 34
144363 | H7065Y63-S4/RV24A-SR | H7065Y63-S4/RV24A-SR |  | H7065Y63-S4 | / | RV24A-SR | Standard actuator | 1 | Scenario 2 |  | PPK¦SelectPro¦VDI3805¦Internet_EU |  |  | H7065Y63-S4/RV24A-SR | Globe valve | 1100 kPa | 1000 kPa |  | EU\Inbox\Combinations\Folder..6/..7\ | 33
143928 | H6025X6P3-S2/NVC24A-SR-TPC | H6025X6P3-S2/NVC24A-SR-TPC |  | H6025X6P3-S2 | / | NVC24A-SR-TPC | Fast runner | 1 | Scenario 2 |  | PPK¦SelectPro¦VDI3805¦Internet_EU |  |  | H6025X6P3-S2/NVC24A-SR-TPC | Globe valve | 1300 kPa | 1000 kPa |  | EU\Inbox\Combinations\Folder..6/..7\ | 36
144263 | H613N+LV24A-SR-TPC | H613N+LV24A-SR-TPC |  | H613N | + | LV24A-SR-TPC | Standard actuator | 1 | Scenario 2 |  | PPK¦SelectPro¦VDI3805¦Internet_EU |  |  | H613N+LV24A-SR-TPC | Globe valve | 1300 kPa | 400 kPa |  | EU\Inbox\Combinations\Folder..6/..7\ | 32
144002 | H6050X40-S2/NV24A-SR-TPC | H6050X40-S2/NV24A-SR-TPC |  | H6050X40-S2 | / | NV24A-SR-TPC | Standard actuator | 0 | Scenario 2 |  | PPK¦SelectPro¦VDI3805¦Internet_EU |  |  | H6050X40-S2/NV24A-SR-TPC | Globe valve | 300 kPa | 300 kPa |  | EU\Inbox\Combinations\Folder..6/..7\ | 33
144312 | H650R/LV24A-SR-TPC | H650R/LV24A-SR-TPC |  | H650R | / | LV24A-SR-TPC | Standard actuator | 0 | Scenario 2 |  | PPK¦SelectPro¦VDI3805¦Internet_EU |  |  | H650R/LV24A-SR-TPC | Globe valve | 70 kPa | 70 kPa |  | EU\Inbox\Combinations\Folder..6/..7\ | 33
144417 | H740N/LV24A-SR-TPC | H740N/LV24A-SR-TPC |  | H740N | / | LV24A-SR-TPC | Standard actuator | 0 | Scenario 2 |  | PPK¦SelectPro¦VDI3805¦Internet_EU |  |  | H740N/LV24A-SR-TPC | Globe valve | 150 kPa | 150 kPa |  | EU\Inbox\Combinations\Folder..6/..7\ | 33
144212 | H532B/LV24A-SR-TPC | H532B/LV24A-SR-TPC |  | H532B | / | LV24A-SR-TPC | Standard actuator | 0 | Scenario 2 |  | PPK¦SelectPro¦VDI3805¦Internet_EU |  |  | H532B/LV24A-SR-TPC | Globe valve | 350 kPa | 350 kPa |  | EU\Inbox\Combinations\Folder..4/..5\ | 31
144647 | H610S/LVC24A-SR-TPC | H610S/LVC24A-SR-TPC |  | H610S | / | LVC24A-SR-TPC | Fast runner | 1 | Scenario 2 |  | PPK¦SelectPro¦VDI3805¦Internet_EU |  |  | H610S/LVC24A-SR-TPC | Globe valve | 1600 kPa | 1000 kPa |  | EU\Inbox\Combinations\Folder..6/..7\ | 32
143851 | H440B+NV24A-SR-TPC | H440B+NV24A-SR-TPC |  | H440B | + | NV24A-SR-TPC | Standard actuator | 1 | Scenario 2 |  | PPK¦SelectPro¦VDI3805¦Internet_EU |  |  | H440B+NV24A-SR-TPC | Globe valve | 500 kPa | 400 kPa |  | EU\Inbox\Combinations\Folder..4/..5\ | 32
144719 | H779N/NV24A-SR-TPC | H779N/NV24A-SR-TPC |  | H779N | / | NV24A-SR-TPC | Standard actuator | 0 | Scenario 2 |  | PPK¦SelectPro¦VDI3805¦Internet_EU |  |  | H779N/NV24A-SR-TPC | Globe valve | 80 kPa | 80 kPa |  | EU\Inbox\Combinations\Folder..6/..7\ | 35
144571 | H7050X40-S2/NV24A-SR-TPC | H7050X40-S2/NV24A-SR-TPC |  | H7050X40-S2 | / | NV24A-SR-TPC | Standard actuator | 0 | Scenario 2 |  | PPK¦SelectPro¦VDI3805¦Internet_EU |  |  | H7050X40-S2/NV24A-SR-TPC | Globe valve | 300 kPa | 300 kPa |  | EU\Inbox\Combinations\Folder..6/..7\ | 34
144504 | H512B+LVC24A-SR-TPC | H512B+LVC24A-SR-TPC |  | H512B | + | LVC24A-SR-TPC | Fast runner | 1 | Scenario 2 |  | PPK¦SelectPro¦VDI3805¦Internet_EU |  |  | H512B+LVC24A-SR-TPC | Globe valve | 1300 kPa | 400 kPa |  | EU\Inbox\Combinations\Folder..4/..5\ | 32
144160 | H6125S/EV24A-SR-TPC | H6125S/EV24A-SR-TPC |  | H6125S | / | EV24A-SR-TPC | Standard actuator | 0 | Scenario 2 |  | PPK¦SelectPro¦VDI3805¦Internet_EU |  |  | H6125S/EV24A-SR-TPC | Globe valve | 110 kPa | 110 kPa |  | EU\Inbox\Combinations\Folder..6/..7\ | 33
144079 | H613S+NV24A-SR-TPC | H613S+NV24A-SR-TPC |  | H613S | + | NV24A-SR-TPC | Standard actuator | 1 | Scenario 2 |  | PPK¦SelectPro¦VDI3805¦Internet_EU |  |  | H613S+NV24A-SR-TPC | Globe valve | 1600 kPa | 1000 kPa |  | EU\Inbox\Combinations\Folder..6/..7\ | 34
144364 | H7080X100-S4/RV24A-SR | H7080X100-S4/RV24A-SR |  | H7080X100-S4 | / | RV24A-SR | Standard actuator | 1 | Scenario 2 |  | PPK¦SelectPro¦VDI3805¦Internet_EU |  |  | H7080X100-S4/RV24A-SR | Globe valve | 700 kPa | 700 kPa |  | EU\Inbox\Combinations\Folder..6/..7\ | 33
143929 | H6032X10-S2+NVC24A-SR-TPC | H6032X10-S2+NVC24A-SR-TPC |  | H6032X10-S2 | + | NVC24A-SR-TPC | Fast runner | 0 | Scenario 2 |  | PPK¦SelectPro¦VDI3805¦Internet_EU |  |  | H6032X10-S2+NVC24A-SR-TPC | Globe valve | 900 kPa | 900 kPa |  | EU\Inbox\Combinations\Folder..6/..7\ | 36
144264 | H613N/LV24A-SR-TPC | H613N/LV24A-SR-TPC |  | H613N | / | LV24A-SR-TPC | Standard actuator | 1 | Scenario 2 |  | PPK¦SelectPro¦VDI3805¦Internet_EU |  |  | H613N/LV24A-SR-TPC | Globe valve | 1300 kPa | 400 kPa |  | EU\Inbox\Combinations\Folder..6/..7\ | 32
144005 | H6065X58-SP2+NV24A-SR-TPC | H6065X58-SP2+NV24A-SR-TPC |  | H6065X58-SP2 | + | NV24A-SR-TPC | Standard actuator | 1 | Scenario 2 |  | PPK¦SelectPro¦VDI3805¦Internet_EU |  |  | H6065X58-SP2+NV24A-SR-TPC | Globe valve (partial pressure-balanced) | 2100 kPa | 1000 kPa |  | EU\Inbox\Combinations\Folder..6/..7\ | 36
144313 | H650S+LV24A-SR-TPC | H650S+LV24A-SR-TPC |  | H650S | + | LV24A-SR-TPC | Standard actuator | 0 | Scenario 2 |  | PPK¦SelectPro¦VDI3805¦Internet_EU |  |  | H650S+LV24A-SR-TPC | Globe valve | 60 kPa | 60 kPa |  | EU\Inbox\Combinations\Folder..6/..7\ | 33
144418 | H740R+LV24A-SR-TPC | H740R+LV24A-SR-TPC |  | H740R | + | LV24A-SR-TPC | Standard actuator | 0 | Scenario 2 |  | PPK¦SelectPro¦VDI3805¦Internet_EU |  |  | H740R+LV24A-SR-TPC | Globe valve | 150 kPa | 150 kPa |  | EU\Inbox\Combinations\Folder..6/..7\ | 33
144213 | H540B+LV24A-SR-TPC | H540B+LV24A-SR-TPC |  | H540B | + | LV24A-SR-TPC | Standard actuator | 0 | Scenario 2 |  | PPK¦SelectPro¦VDI3805¦Internet_EU |  |  | H540B+LV24A-SR-TPC | Globe valve | 150 kPa | 150 kPa |  | EU\Inbox\Combinations\Folder..4/..5\ | 31
144648 | H611N+LVC24A-SR-TPC | H611N+LVC24A-SR-TPC |  | H611N | + | LVC24A-SR-TPC | Fast runner | 1 | Scenario 2 |  | PPK¦SelectPro¦VDI3805¦Internet_EU |  |  | H611N+LVC24A-SR-TPC | Globe valve | 1300 kPa | 400 kPa |  | EU\Inbox\Combinations\Folder..6/..7\ | 32
143852 | H440B/NV24A-SR-TPC | H440B/NV24A-SR-TPC |  | H440B | / | NV24A-SR-TPC | Standard actuator | 1 | Scenario 2 |  | PPK¦SelectPro¦VDI3805¦Internet_EU |  |  | H440B/NV24A-SR-TPC | Globe valve | 500 kPa | 400 kPa |  | EU\Inbox\Combinations\Folder..4/..5\ | 32
144722 | H779R+NV24A-SR-TPC | H779R+NV24A-SR-TPC |  | H779R | + | NV24A-SR-TPC | Standard actuator | 0 | Scenario 2 |  | PPK¦SelectPro¦VDI3805¦Internet_EU |  |  | H779R+NV24A-SR-TPC | Globe valve | 80 kPa | 80 kPa |  | EU\Inbox\Combinations\Folder..6/..7\ | 34
144574 | H7050Y40-S2+NV24A-SR-TPC | H7050Y40-S2+NV24A-SR-TPC |  | H7050Y40-S2 | + | NV24A-SR-TPC | Standard actuator | 0 | Scenario 2 |  | PPK¦SelectPro¦VDI3805¦Internet_EU |  |  | H7050Y40-S2+NV24A-SR-TPC | Globe valve | 300 kPa | 300 kPa |  | EU\Inbox\Combinations\Folder..6/..7\ | 36
144505 | H512B/LVC24A-SR-TPC | H512B/LVC24A-SR-TPC |  | H512B | / | LVC24A-SR-TPC | Fast runner | 1 | Scenario 2 |  | PPK¦SelectPro¦VDI3805¦Internet_EU |  |  | H512B/LVC24A-SR-TPC | Globe valve | 1300 kPa | 400 kPa |  | EU\Inbox\Combinations\Folder..4/..5\ | 32
144161 | H6125S/EVC24A-SR | H6125S/EVC24A-SR |  | H6125S | / | EVC24A-SR | Fast runner | 1 | Scenario 2 |  | PPK¦SelectPro¦VDI3805¦Internet_EU |  |  | H6125S/EVC24A-SR | Globe valve | 110 kPa | 110 kPa |  | EU\Inbox\Combinations\Folder..6/..7\ | 33
144080 | H613S/NV24A-SR-TPC | H613S/NV24A-SR-TPC |  | H613S | / | NV24A-SR-TPC | Standard actuator | 1 | Scenario 2 |  | PPK¦SelectPro¦VDI3805¦Internet_EU |  |  | H613S/NV24A-SR-TPC | Globe valve | 1600 kPa | 1000 kPa |  | EU\Inbox\Combinations\Folder..6/..7\ | 34
144365 | H7080Y100-S4/RV24A-SR | H7080Y100-S4/RV24A-SR |  | H7080Y100-S4 | / | RV24A-SR | Standard actuator | 1 | Scenario 2 |  | PPK¦SelectPro¦VDI3805¦Internet_EU |  |  | H7080Y100-S4/RV24A-SR | Globe valve | 700 kPa | 700 kPa |  | EU\Inbox\Combinations\Folder..6/..7\ | 33
143930 | H6032X10-S2/NVC24A-SR-TPC | H6032X10-S2/NVC24A-SR-TPC |  | H6032X10-S2 | / | NVC24A-SR-TPC | Fast runner | 0 | Scenario 2 |  | PPK¦SelectPro¦VDI3805¦Internet_EU |  |  | H6032X10-S2/NVC24A-SR-TPC | Globe valve | 900 kPa | 900 kPa |  | EU\Inbox\Combinations\Folder..6/..7\ | 36
144265 | H613R+LV24A-SR-TPC | H613R+LV24A-SR-TPC |  | H613R | + | LV24A-SR-TPC | Standard actuator | 1 | Scenario 2 |  | PPK¦SelectPro¦VDI3805¦Internet_EU |  |  | H613R+LV24A-SR-TPC | Globe valve | 600 kPa | 400 kPa |  | EU\Inbox\Combinations\Folder..6/..7\ | 32
144314 | H650S/LV24A-SR-TPC | H650S/LV24A-SR-TPC |  | H650S | / | LV24A-SR-TPC | Standard actuator | 0 | Scenario 2 |  | PPK¦SelectPro¦VDI3805¦Internet_EU |  |  | H650S/LV24A-SR-TPC | Globe valve | 60 kPa | 60 kPa |  | EU\Inbox\Combinations\Folder..6/..7\ | 33
144006 | H6065X58-SP2/NV24A-SR-TPC | H6065X58-SP2/NV24A-SR-TPC |  | H6065X58-SP2 | / | NV24A-SR-TPC | Standard actuator | 1 | Scenario 2 |  | PPK¦SelectPro¦VDI3805¦Internet_EU |  |  | H6065X58-SP2/NV24A-SR-TPC | Globe valve (partial pressure-balanced) | 2100 kPa | 1000 kPa |  | EU\Inbox\Combinations\Folder..6/..7\ | 36
144419 | H740R/LV24A-SR-TPC | H740R/LV24A-SR-TPC |  | H740R | / | LV24A-SR-TPC | Standard actuator | 0 | Scenario 2 |  | PPK¦SelectPro¦VDI3805¦Internet_EU |  |  | H740R/LV24A-SR-TPC | Globe valve | 150 kPa | 150 kPa |  | EU\Inbox\Combinations\Folder..6/..7\ | 33
144214 | H540B/LV24A-SR-TPC | H540B/LV24A-SR-TPC |  | H540B | / | LV24A-SR-TPC | Standard actuator | 0 | Scenario 2 |  | PPK¦SelectPro¦VDI3805¦Internet_EU |  |  | H540B/LV24A-SR-TPC | Globe valve | 150 kPa | 150 kPa |  | EU\Inbox\Combinations\Folder..4/..5\ | 31
144649 | H611N/LVC24A-SR-TPC | H611N/LVC24A-SR-TPC |  | H611N | / | LVC24A-SR-TPC | Fast runner | 1 | Scenario 2 |  | PPK¦SelectPro¦VDI3805¦Internet_EU |  |  | H611N/LVC24A-SR-TPC | Globe valve | 1300 kPa | 400 kPa |  | EU\Inbox\Combinations\Folder..6/..7\ | 32
144723 | H779R/NV24A-SR-TPC | H779R/NV24A-SR-TPC |  | H779R | / | NV24A-SR-TPC | Standard actuator | 0 | Scenario 2 |  | PPK¦SelectPro¦VDI3805¦Internet_EU |  |  | H779R/NV24A-SR-TPC | Globe valve | 80 kPa | 80 kPa |  | EU\Inbox\Combinations\Folder..6/..7\ | 34
144575 | H7050Y40-S2/NV24A-SR-TPC | H7050Y40-S2/NV24A-SR-TPC |  | H7050Y40-S2 | / | NV24A-SR-TPC | Standard actuator | 0 | Scenario 2 |  | PPK¦SelectPro¦VDI3805¦Internet_EU |  |  | H7050Y40-S2/NV24A-SR-TPC | Globe valve | 300 kPa | 300 kPa |  | EU\Inbox\Combinations\Folder..6/..7\ | 35
143855 | H450B+NV24A-SR-TPC | H450B+NV24A-SR-TPC |  | H450B | + | NV24A-SR-TPC | Standard actuator | 0 | Scenario 2 |  | PPK¦SelectPro¦VDI3805¦Internet_EU |  |  | H450B+NV24A-SR-TPC | Globe valve | 300 kPa | 300 kPa |  | EU\Inbox\Combinations\Folder..4/..5\ | 31
144506 | H513B+LVC24A-SR-TPC | H513B+LVC24A-SR-TPC |  | H513B | + | LVC24A-SR-TPC | Fast runner | 1 | Scenario 2 |  | PPK¦SelectPro¦VDI3805¦Internet_EU |  |  | H513B+LVC24A-SR-TPC | Globe valve | 1300 kPa | 400 kPa |  | EU\Inbox\Combinations\Folder..4/..5\ | 32
144162 | H6125SP/EV24A-SR-TPC | H6125SP/EV24A-SR-TPC |  | H6125SP | / | EV24A-SR-TPC | Standard actuator | 1 | Scenario 2 |  | PPK¦SelectPro¦VDI3805¦Internet_EU |  |  | H6125SP/EV24A-SR-TPC | Globe valve (partial pressure-balanced) | 600 kPa | 600 kPa |  | EU\Inbox\Combinations\Folder..6/..7\ | 33
144083 | H614N+NV24A-SR-TPC | H614N+NV24A-SR-TPC |  | H614N | + | NV24A-SR-TPC | Standard actuator | 0 | Scenario 2 |  | PPK¦SelectPro¦VDI3805¦Internet_EU |  |  | H614N+NV24A-SR-TPC | Globe valve | 1600 kPa | 400 kPa |  | EU\Inbox\Combinations\Folder..6/..7\ | 34
144366 | H7100N/RV24A-SR | H7100N/RV24A-SR |  | H7100N | / | RV24A-SR | Standard actuator | 1 | Scenario 2 |  | PPK¦SelectPro¦VDI3805¦Internet_EU |  |  | H7100N/RV24A-SR | Globe valve | 450 kPa | 400 kPa |  | EU\Inbox\Combinations\Folder..6/..7\ | 33
143931 | H6032X16-S2+NVC24A-SR-TPC | H6032X16-S2+NVC24A-SR-TPC |  | H6032X16-S2 | + | NVC24A-SR-TPC | Fast runner | 0 | Scenario 2 |  | PPK¦SelectPro¦VDI3805¦Internet_EU |  |  | H6032X16-S2+NVC24A-SR-TPC | Globe valve | 900 kPa | 900 kPa |  | EU\Inbox\Combinations\Folder..6/..7\ | 36
144266 | H613R/LV24A-SR-TPC | H613R/LV24A-SR-TPC |  | H613R | / | LV24A-SR-TPC | Standard actuator | 1 | Scenario 2 |  | PPK¦SelectPro¦VDI3805¦Internet_EU |  |  | H613R/LV24A-SR-TPC | Globe valve | 600 kPa | 400 kPa |  | EU\Inbox\Combinations\Folder..6/..7\ | 32
144009 | H6080X90-SP2+NV24A-SR-TPC | H6080X90-SP2+NV24A-SR-TPC |  | H6080X90-SP2 | + | NV24A-SR-TPC | Standard actuator | 1 | Scenario 2 |  | PPK¦SelectPro¦VDI3805¦Internet_EU |  |  | H6080X90-SP2+NV24A-SR-TPC | Globe valve (partial pressure-balanced) | 1600 kPa | 1000 kPa |  | EU\Inbox\Combinations\Folder..6/..7\ | 36
144420 | H750N+LV24A-SR-TPC | H750N+LV24A-SR-TPC |  | H750N | + | LV24A-SR-TPC | Standard actuator | 0 | Scenario 2 |  | PPK¦SelectPro¦VDI3805¦Internet_EU |  |  | H750N+LV24A-SR-TPC | Globe valve | 70 kPa | 70 kPa |  | EU\Inbox\Combinations\Folder..6/..7\ | 33
144315 | H711N+LV24A-SR-TPC | H711N+LV24A-SR-TPC |  | H711N | + | LV24A-SR-TPC | Standard actuator | 1 | Scenario 2 |  | PPK¦SelectPro¦VDI3805¦Internet_EU |  |  | H711N+LV24A-SR-TPC | Globe valve | 1300 kPa | 400 kPa |  | EU\Inbox\Combinations\Folder..6/..7\ | 33
144650 | H611R+LVC24A-SR-TPC | H611R+LVC24A-SR-TPC |  | H611R | + | LVC24A-SR-TPC | Fast runner | 1 | Scenario 2 |  | PPK¦SelectPro¦VDI3805¦Internet_EU |  |  | H611R+LVC24A-SR-TPC | Globe valve | 600 kPa | 400 kPa |  | EU\Inbox\Combinations\Folder..6/..7\ | 32
144215 | H550B+LV24A-SR-TPC | H550B+LV24A-SR-TPC |  | H550B | + | LV24A-SR-TPC | Standard actuator | 0 | Scenario 2 |  | PPK¦SelectPro¦VDI3805¦Internet_EU |  |  | H550B+LV24A-SR-TPC | Globe valve | 70 kPa | 70 kPa |  | EU\Inbox\Combinations\Folder..4/..5\ | 31
144724 | H679R+NVC24A-SR-TPC | H679R+NVC24A-SR-TPC |  | H679R | + | NVC24A-SR-TPC | Fast runner | 0 | Scenario 2 |  | PPK¦SelectPro¦VDI3805¦Internet_EU |  |  | H679R+NVC24A-SR-TPC | Globe valve | 80 kPa | 80 kPa |  | EU\Inbox\Combinations\Folder..6/..7\ | 36
144578 | H711N+NV24A-SR-TPC | H711N+NV24A-SR-TPC |  | H711N | + | NV24A-SR-TPC | Standard actuator | 0 | Scenario 2 |  | PPK¦SelectPro¦VDI3805¦Internet_EU |  |  | H711N+NV24A-SR-TPC | Globe valve | 1600 kPa | 400 kPa |  | EU\Inbox\Combinations\Folder..6/..7\ | 35
143856 | H450B/NV24A-SR-TPC | H450B/NV24A-SR-TPC |  | H450B | / | NV24A-SR-TPC | Standard actuator | 0 | Scenario 2 |  | PPK¦SelectPro¦VDI3805¦Internet_EU |  |  | H450B/NV24A-SR-TPC | Globe valve | 300 kPa | 300 kPa |  | EU\Inbox\Combinations\Folder..4/..5\ | 31
144507 | H513B/LVC24A-SR-TPC | H513B/LVC24A-SR-TPC |  | H513B | / | LVC24A-SR-TPC | Fast runner | 1 | Scenario 2 |  | PPK¦SelectPro¦VDI3805¦Internet_EU |  |  | H513B/LVC24A-SR-TPC | Globe valve | 1300 kPa | 400 kPa |  | EU\Inbox\Combinations\Folder..4/..5\ | 32
144163 | H6125SP/EVC24A-SR | H6125SP/EVC24A-SR |  | H6125SP | / | EVC24A-SR | Fast runner | 1 | Scenario 2 |  | PPK¦SelectPro¦VDI3805¦Internet_EU |  |  | H6125SP/EVC24A-SR | Globe valve (partial pressure-balanced) | 600 kPa | 600 kPa |  | EU\Inbox\Combinations\Folder..6/..7\ | 33
144084 | H614N/NV24A-SR-TPC | H614N/NV24A-SR-TPC |  | H614N | / | NV24A-SR-TPC | Standard actuator | 0 | Scenario 2 |  | PPK¦SelectPro¦VDI3805¦Internet_EU |  |  | H614N/NV24A-SR-TPC | Globe valve | 1600 kPa | 400 kPa |  | EU\Inbox\Combinations\Folder..6/..7\ | 34
144367 | H7100R/RV24A-SR | H7100R/RV24A-SR |  | H7100R | / | RV24A-SR | Standard actuator | 1 | Scenario 2 |  | PPK¦SelectPro¦VDI3805¦Internet_EU |  |  | H7100R/RV24A-SR | Globe valve | 450 kPa | 400 kPa |  | EU\Inbox\Combinations\Folder..6/..7\ | 34
143932 | H6032X16-S2/NVC24A-SR-TPC | H6032X16-S2/NVC24A-SR-TPC |  | H6032X16-S2 | / | NVC24A-SR-TPC | Fast runner | 0 | Scenario 2 |  | PPK¦SelectPro¦VDI3805¦Internet_EU |  |  | H6032X16-S2/NVC24A-SR-TPC | Globe valve | 900 kPa | 900 kPa |  | EU\Inbox\Combinations\Folder..6/..7\ | 36
144421 | H750N/LV24A-SR-TPC | H750N/LV24A-SR-TPC |  | H750N | / | LV24A-SR-TPC | Standard actuator | 0 | Scenario 2 |  | PPK¦SelectPro¦VDI3805¦Internet_EU |  |  | H750N/LV24A-SR-TPC | Globe valve | 70 kPa | 70 kPa |  | EU\Inbox\Combinations\Folder..6/..7\ | 33
144010 | H6080X90-SP2/NV24A-SR-TPC | H6080X90-SP2/NV24A-SR-TPC |  | H6080X90-SP2 | / | NV24A-SR-TPC | Standard actuator | 1 | Scenario 2 |  | PPK¦SelectPro¦VDI3805¦Internet_EU |  |  | H6080X90-SP2/NV24A-SR-TPC | Globe valve (partial pressure-balanced) | 1600 kPa | 1000 kPa |  | EU\Inbox\Combinations\Folder..6/..7\ | 36
144267 | H613S+LV24A-SR-TPC | H613S+LV24A-SR-TPC |  | H613S | + | LV24A-SR-TPC | Standard actuator | 1 | Scenario 2 |  | PPK¦SelectPro¦VDI3805¦Internet_EU |  |  | H613S+LV24A-SR-TPC | Globe valve | 800 kPa | 800 kPa |  | EU\Inbox\Combinations\Folder..6/..7\ | 32
144316 | H711N/LV24A-SR-TPC | H711N/LV24A-SR-TPC |  | H711N | / | LV24A-SR-TPC | Standard actuator | 1 | Scenario 2 |  | PPK¦SelectPro¦VDI3805¦Internet_EU |  |  | H711N/LV24A-SR-TPC | Globe valve | 1300 kPa | 400 kPa |  | EU\Inbox\Combinations\Folder..6/..7\ | 33
144651 | H611R/LVC24A-SR-TPC | H611R/LVC24A-SR-TPC |  | H611R | / | LVC24A-SR-TPC | Fast runner | 1 | Scenario 2 |  | PPK¦SelectPro¦VDI3805¦Internet_EU |  |  | H611R/LVC24A-SR-TPC | Globe valve | 600 kPa | 400 kPa |  | EU\Inbox\Combinations\Folder..6/..7\ | 32
144216 | H550B/LV24A-SR-TPC | H550B/LV24A-SR-TPC |  | H550B | / | LV24A-SR-TPC | Standard actuator | 0 | Scenario 2 |  | PPK¦SelectPro¦VDI3805¦Internet_EU |  |  | H550B/LV24A-SR-TPC | Globe valve | 70 kPa | 70 kPa |  | EU\Inbox\Combinations\Folder..4/..5\ | 31
143859 | H511B+NV24A-SR-TPC | H511B+NV24A-SR-TPC |  | H511B | + | NV24A-SR-TPC | Standard actuator | 0 | Scenario 2 |  | PPK¦SelectPro¦VDI3805¦Internet_EU |  |  | H511B+NV24A-SR-TPC | Globe valve | 1600 kPa | 400 kPa |  | EU\Inbox\Combinations\Folder..4/..5\ | 31
144508 | H514B+LVC24A-SR-TPC | H514B+LVC24A-SR-TPC |  | H514B | + | LVC24A-SR-TPC | Fast runner | 1 | Scenario 2 |  | PPK¦SelectPro¦VDI3805¦Internet_EU |  |  | H514B+LVC24A-SR-TPC | Globe valve | 1300 kPa | 400 kPa |  | EU\Inbox\Combinations\Folder..4/..5\ | 32
144725 | H679R/NVC24A-SR-TPC | H679R/NVC24A-SR-TPC |  | H679R | / | NVC24A-SR-TPC | Fast runner | 0 | Scenario 2 |  | PPK¦SelectPro¦VDI3805¦Internet_EU |  |  | H679R/NVC24A-SR-TPC | Globe valve | 80 kPa | 80 kPa |  | EU\Inbox\Combinations\Folder..6/..7\ | 36
144166 | H6150S/EV24A-SR-TPC | H6150S/EV24A-SR-TPC |  | H6150S | / | EV24A-SR-TPC | Standard actuator | 0 | Scenario 2 |  | PPK¦SelectPro¦VDI3805¦Internet_EU |  |  | H6150S/EV24A-SR-TPC | Globe valve | 70 kPa | 70 kPa |  | EU\Inbox\Combinations\Folder..6/..7\ | 33
144579 | H711N/NV24A-SR-TPC | H711N/NV24A-SR-TPC |  | H711N | / | NV24A-SR-TPC | Standard actuator | 0 | Scenario 2 |  | PPK¦SelectPro¦VDI3805¦Internet_EU |  |  | H711N/NV24A-SR-TPC | Globe valve | 1600 kPa | 400 kPa |  | EU\Inbox\Combinations\Folder..6/..7\ | 35
144368 | H7100X160-S4/RV24A-SR | H7100X160-S4/RV24A-SR |  | H7100X160-S4 | / | RV24A-SR | Standard actuator | 1 | Scenario 2 |  | PPK¦SelectPro¦VDI3805¦Internet_EU |  |  | H7100X160-S4/RV24A-SR | Globe valve | 450 kPa | 450 kPa |  | EU\Inbox\Combinations\Folder..6/..7\ | 32
144087 | H614R+NV24A-SR-TPC | H614R+NV24A-SR-TPC |  | H614R | + | NV24A-SR-TPC | Standard actuator | 0 | Scenario 2 |  | PPK¦SelectPro¦VDI3805¦Internet_EU |  |  | H614R+NV24A-SR-TPC | Globe valve | 600 kPa | 400 kPa |  | EU\Inbox\Combinations\Folder..6/..7\ | 34
144422 | H750R+LV24A-SR-TPC | H750R+LV24A-SR-TPC |  | H750R | + | LV24A-SR-TPC | Standard actuator | 0 | Scenario 2 |  | PPK¦SelectPro¦VDI3805¦Internet_EU |  |  | H750R+LV24A-SR-TPC | Globe valve | 70 kPa | 70 kPa |  | EU\Inbox\Combinations\Folder..6/..7\ | 33
143933 | H6040X16-S2+NVC24A-SR-TPC | H6040X16-S2+NVC24A-SR-TPC |  | H6040X16-S2 | + | NVC24A-SR-TPC | Fast runner | 0 | Scenario 2 |  | PPK¦SelectPro¦VDI3805¦Internet_EU |  |  | H6040X16-S2+NVC24A-SR-TPC | Globe valve | 500 kPa | 500 kPa |  | EU\Inbox\Combinations\Folder..6/..7\ | 37
144268 | H613S/LV24A-SR-TPC | H613S/LV24A-SR-TPC |  | H613S | / | LV24A-SR-TPC | Standard actuator | 1 | Scenario 2 |  | PPK¦SelectPro¦VDI3805¦Internet_EU |  |  | H613S/LV24A-SR-TPC | Globe valve | 800 kPa | 800 kPa |  | EU\Inbox\Combinations\Folder..6/..7\ | 32
144013 | H6100X125-SP2+NV24A-SR-TPC | H6100X125-SP2+NV24A-SR-TPC |  | H6100X125-SP2 | + | NV24A-SR-TPC | Standard actuator | 1 | Scenario 2 |  | PPK¦SelectPro¦VDI3805¦Internet_EU |  |  | H6100X125-SP2+NV24A-SR-TPC | Globe valve (partial pressure-balanced) | 1000 kPa | 1000 kPa |  | EU\Inbox\Combinations\Folder..6/..7\ | 35
144652 | H611S+LVC24A-SR-TPC | H611S+LVC24A-SR-TPC |  | H611S | + | LVC24A-SR-TPC | Fast runner | 1 | Scenario 2 |  | PPK¦SelectPro¦VDI3805¦Internet_EU |  |  | H611S+LVC24A-SR-TPC | Globe valve | 1600 kPa | 1000 kPa |  | EU\Inbox\Combinations\Folder..6/..7\ | 32
144317 | H711R+LV24A-SR-TPC | H711R+LV24A-SR-TPC |  | H711R | + | LV24A-SR-TPC | Standard actuator | 1 | Scenario 2 |  | PPK¦SelectPro¦VDI3805¦Internet_EU |  |  | H711R+LV24A-SR-TPC | Globe valve | 600 kPa | 400 kPa |  | EU\Inbox\Combinations\Folder..6/..7\ | 33
143860 | H511B/NV24A-SR-TPC | H511B/NV24A-SR-TPC |  | H511B | / | NV24A-SR-TPC | Standard actuator | 0 | Scenario 2 |  | PPK¦SelectPro¦VDI3805¦Internet_EU |  |  | H511B/NV24A-SR-TPC | Globe valve | 1600 kPa | 400 kPa |  | EU\Inbox\Combinations\Folder..4/..5\ | 31
144509 | H514B/LVC24A-SR-TPC | H514B/LVC24A-SR-TPC |  | H514B | / | LVC24A-SR-TPC | Fast runner | 1 | Scenario 2 |  | PPK¦SelectPro¦VDI3805¦Internet_EU |  |  | H514B/LVC24A-SR-TPC | Globe valve | 1300 kPa | 400 kPa |  | EU\Inbox\Combinations\Folder..4/..5\ | 32
144217 | H6015X1-S2+LV24A-SR-TPC | H6015X1-S2+LV24A-SR-TPC |  | H6015X1-S2 | + | LV24A-SR-TPC | Standard actuator | 1 | Scenario 2 |  | PPK¦SelectPro¦VDI3805¦Internet_EU |  |  | H6015X1-S2+LV24A-SR-TPC | Globe valve | 800 kPa | 800 kPa |  | EU\Inbox\Combinations\Folder..6/..7\ | 32
144726 | H679SP+NVC24A-SR-TPC | H679SP+NVC24A-SR-TPC |  | H679SP | + | NVC24A-SR-TPC | Fast runner | 1 | Scenario 2 |  | PPK¦SelectPro¦VDI3805¦Internet_EU |  |  | H679SP+NVC24A-SR-TPC | Globe valve (partial pressure-balanced) | 1600 kPa | 1000 kPa |  | EU\Inbox\Combinations\Folder..6/..7\ | 36
144582 | H711R+NV24A-SR-TPC | H711R+NV24A-SR-TPC |  | H711R | + | NV24A-SR-TPC | Standard actuator | 0 | Scenario 2 |  | PPK¦SelectPro¦VDI3805¦Internet_EU |  |  | H711R+NV24A-SR-TPC | Globe valve | 600 kPa | 400 kPa |  | EU\Inbox\Combinations\Folder..6/..7\ | 35
144167 | H6150S/EVC24A-SR | H6150S/EVC24A-SR |  | H6150S | / | EVC24A-SR | Fast runner | 1 | Scenario 2 |  | PPK¦SelectPro¦VDI3805¦Internet_EU |  |  | H6150S/EVC24A-SR | Globe valve | 70 kPa | 70 kPa |  | EU\Inbox\Combinations\Folder..6/..7\ | 33
144088 | H614R/NV24A-SR-TPC | H614R/NV24A-SR-TPC |  | H614R | / | NV24A-SR-TPC | Standard actuator | 0 | Scenario 2 |  | PPK¦SelectPro¦VDI3805¦Internet_EU |  |  | H614R/NV24A-SR-TPC | Globe valve | 600 kPa | 400 kPa |  | EU\Inbox\Combinations\Folder..6/..7\ | 34
144423 | H750R/LV24A-SR-TPC | H750R/LV24A-SR-TPC |  | H750R | / | LV24A-SR-TPC | Standard actuator | 0 | Scenario 2 |  | PPK¦SelectPro¦VDI3805¦Internet_EU |  |  | H750R/LV24A-SR-TPC | Globe valve | 70 kPa | 70 kPa |  | EU\Inbox\Combinations\Folder..6/..7\ | 33
144369 | H7100Y160-S4/RV24A-SR | H7100Y160-S4/RV24A-SR |  | H7100Y160-S4 | / | RV24A-SR | Standard actuator | 1 | Scenario 2 |  | PPK¦SelectPro¦VDI3805¦Internet_EU |  |  | H7100Y160-S4/RV24A-SR | Globe valve | 450 kPa | 450 kPa |  | EU\Inbox\Combinations\Folder..6/..7\ | 32
144269 | H614N+LV24A-SR-TPC | H614N+LV24A-SR-TPC |  | H614N | + | LV24A-SR-TPC | Standard actuator | 1 | Scenario 2 |  | PPK¦SelectPro¦VDI3805¦Internet_EU |  |  | H614N+LV24A-SR-TPC | Globe valve | 1300 kPa | 400 kPa |  | EU\Inbox\Combinations\Folder..6/..7\ | 33
143934 | H6040X16-S2/NVC24A-SR-TPC | H6040X16-S2/NVC24A-SR-TPC |  | H6040X16-S2 | / | NVC24A-SR-TPC | Fast runner | 0 | Scenario 2 |  | PPK¦SelectPro¦VDI3805¦Internet_EU |  |  | H6040X16-S2/NVC24A-SR-TPC | Globe valve | 500 kPa | 500 kPa |  | EU\Inbox\Combinations\Folder..6/..7\ | 37
144014 | H6100X125-SP2/NV24A-SR-TPC | H6100X125-SP2/NV24A-SR-TPC |  | H6100X125-SP2 | / | NV24A-SR-TPC | Standard actuator | 1 | Scenario 2 |  | PPK¦SelectPro¦VDI3805¦Internet_EU |  |  | H6100X125-SP2/NV24A-SR-TPC | Globe valve (partial pressure-balanced) | 1000 kPa | 1000 kPa |  | EU\Inbox\Combinations\Folder..6/..7\ | 36
143863 | H512B+NV24A-SR-TPC | H512B+NV24A-SR-TPC |  | H512B | + | NV24A-SR-TPC | Standard actuator | 0 | Scenario 2 |  | PPK¦SelectPro¦VDI3805¦Internet_EU |  |  | H512B+NV24A-SR-TPC | Globe valve | 1600 kPa | 400 kPa |  | EU\Inbox\Combinations\Folder..4/..5\ | 31
144653 | H611S/LVC24A-SR-TPC | H611S/LVC24A-SR-TPC |  | H611S | / | LVC24A-SR-TPC | Fast runner | 1 | Scenario 2 |  | PPK¦SelectPro¦VDI3805¦Internet_EU |  |  | H611S/LVC24A-SR-TPC | Globe valve | 1600 kPa | 1000 kPa |  | EU\Inbox\Combinations\Folder..6/..7\ | 32
144510 | H515B+LVC24A-SR-TPC | H515B+LVC24A-SR-TPC |  | H515B | + | LVC24A-SR-TPC | Fast runner | 1 | Scenario 2 |  | PPK¦SelectPro¦VDI3805¦Internet_EU |  |  | H515B+LVC24A-SR-TPC | Globe valve | 1300 kPa | 400 kPa |  | EU\Inbox\Combinations\Folder..4/..5\ | 32
144318 | H711R/LV24A-SR-TPC | H711R/LV24A-SR-TPC |  | H711R | / | LV24A-SR-TPC | Standard actuator | 1 | Scenario 2 |  | PPK¦SelectPro¦VDI3805¦Internet_EU |  |  | H711R/LV24A-SR-TPC | Globe valve | 600 kPa | 400 kPa |  | EU\Inbox\Combinations\Folder..6/..7\ | 33
144727 | H679SP/NVC24A-SR-TPC | H679SP/NVC24A-SR-TPC |  | H679SP | / | NVC24A-SR-TPC | Fast runner | 1 | Scenario 2 |  | PPK¦SelectPro¦VDI3805¦Internet_EU |  |  | H679SP/NVC24A-SR-TPC | Globe valve (partial pressure-balanced) | 1600 kPa | 1000 kPa |  | EU\Inbox\Combinations\Folder..6/..7\ | 36
144218 | H6015X1-S2/LV24A-SR-TPC | H6015X1-S2/LV24A-SR-TPC |  | H6015X1-S2 | / | LV24A-SR-TPC | Standard actuator | 1 | Scenario 2 |  | PPK¦SelectPro¦VDI3805¦Internet_EU |  |  | H6015X1-S2/LV24A-SR-TPC | Globe valve | 800 kPa | 800 kPa |  | EU\Inbox\Combinations\Folder..6/..7\ | 32
144583 | H711R/NV24A-SR-TPC | H711R/NV24A-SR-TPC |  | H711R | / | NV24A-SR-TPC | Standard actuator | 0 | Scenario 2 |  | PPK¦SelectPro¦VDI3805¦Internet_EU |  |  | H711R/NV24A-SR-TPC | Globe valve | 600 kPa | 400 kPa |  | EU\Inbox\Combinations\Folder..6/..7\ | 36
144168 | H6150SP/EV24A-SR-TPC | H6150SP/EV24A-SR-TPC |  | H6150SP | / | EV24A-SR-TPC | Standard actuator | 1 | Scenario 2 |  | PPK¦SelectPro¦VDI3805¦Internet_EU |  |  | H6150SP/EV24A-SR-TPC | Globe valve (partial pressure-balanced) | 600 kPa | 600 kPa |  | EU\Inbox\Combinations\Folder..6/..7\ | 33
144091 | H614S+NV24A-SR-TPC | H614S+NV24A-SR-TPC |  | H614S | + | NV24A-SR-TPC | Standard actuator | 1 | Scenario 2 |  | PPK¦SelectPro¦VDI3805¦Internet_EU |  |  | H614S+NV24A-SR-TPC | Globe valve | 1600 kPa | 1000 kPa |  | EU\Inbox\Combinations\Folder..6/..7\ | 34
144424 | H632N+NV24A-SR-TPC | H632N+NV24A-SR-TPC |  | H632N | + | NV24A-SR-TPC | Standard actuator | 1 | Scenario 2 |  | PPK¦SelectPro¦VDI3805¦Internet_EU |  |  | H632N+NV24A-SR-TPC | Globe valve | 1000 kPa | 400 kPa |  | EU\Inbox\Combinations\Folder..6/..7\ | 34
144370 | H7125N/RV24A-SR | H7125N/RV24A-SR |  | H7125N | / | RV24A-SR | Standard actuator | 1 | Scenario 2 |  | PPK¦SelectPro¦VDI3805¦Internet_EU |  |  | H7125N/RV24A-SR | Globe valve | 290 kPa | 290 kPa |  | EU\Inbox\Combinations\Folder..6/..7\ | 33
144270 | H614N/LV24A-SR-TPC | H614N/LV24A-SR-TPC |  | H614N | / | LV24A-SR-TPC | Standard actuator | 1 | Scenario 2 |  | PPK¦SelectPro¦VDI3805¦Internet_EU |  |  | H614N/LV24A-SR-TPC | Globe valve | 1300 kPa | 400 kPa |  | EU\Inbox\Combinations\Folder..6/..7\ | 33
143935 | H6040X25-S2+NVC24A-SR-TPC | H6040X25-S2+NVC24A-SR-TPC |  | H6040X25-S2 | + | NVC24A-SR-TPC | Fast runner | 0 | Scenario 2 |  | PPK¦SelectPro¦VDI3805¦Internet_EU |  |  | H6040X25-S2+NVC24A-SR-TPC | Globe valve | 500 kPa | 500 kPa |  | EU\Inbox\Combinations\Folder..6/..7\ | 34
144015 | H612N+NVC24A-SR-TPC | H612N+NVC24A-SR-TPC |  | H612N | + | NVC24A-SR-TPC | Fast runner | 0 | Scenario 2 |  | PPK¦SelectPro¦VDI3805¦Internet_EU |  |  | H612N+NVC24A-SR-TPC | Globe valve | 1600 kPa | 400 kPa |  | EU\Inbox\Combinations\Folder..6/..7\ | 33
143864 | H512B/NV24A-SR-TPC | H512B/NV24A-SR-TPC |  | H512B | / | NV24A-SR-TPC | Standard actuator | 0 | Scenario 2 |  | PPK¦SelectPro¦VDI3805¦Internet_EU |  |  | H512B/NV24A-SR-TPC | Globe valve | 1600 kPa | 400 kPa |  | EU\Inbox\Combinations\Folder..4/..5\ | 31
144511 | H515B/LVC24A-SR-TPC | H515B/LVC24A-SR-TPC |  | H515B | / | LVC24A-SR-TPC | Fast runner | 1 | Scenario 2 |  | PPK¦SelectPro¦VDI3805¦Internet_EU |  |  | H515B/LVC24A-SR-TPC | Globe valve | 1300 kPa | 400 kPa |  | EU\Inbox\Combinations\Folder..4/..5\ | 32
144319 | H712N+LV24A-SR-TPC | H712N+LV24A-SR-TPC |  | H712N | + | LV24A-SR-TPC | Standard actuator | 1 | Scenario 2 |  | PPK¦SelectPro¦VDI3805¦Internet_EU |  |  | H712N+LV24A-SR-TPC | Globe valve | 1300 kPa | 400 kPa |  | EU\Inbox\Combinations\Folder..6/..7\ | 33
144728 | H7015X4-S2+NVC24A-SR-TPC | H7015X4-S2+NVC24A-SR-TPC |  | H7015X4-S2 | + | NVC24A-SR-TPC | Fast runner | 1 | Scenario 2 |  | PPK¦SelectPro¦VDI3805¦Internet_EU |  |  | H7015X4-S2+NVC24A-SR-TPC | Globe valve | 2200 kPa | 1000 kPa |  | EU\Inbox\Combinations\Folder..6/..7\ | 35
144654 | H612N+LVC24A-SR-TPC | H612N+LVC24A-SR-TPC |  | H612N | + | LVC24A-SR-TPC | Fast runner | 1 | Scenario 2 |  | PPK¦SelectPro¦VDI3805¦Internet_EU |  |  | H612N+LVC24A-SR-TPC | Globe valve | 1300 kPa | 400 kPa |  | EU\Inbox\Combinations\Folder..6/..7\ | 32
144586 | H712N+NV24A-SR-TPC | H712N+NV24A-SR-TPC |  | H712N | + | NV24A-SR-TPC | Standard actuator | 0 | Scenario 2 |  | PPK¦SelectPro¦VDI3805¦Internet_EU |  |  | H712N+NV24A-SR-TPC | Globe valve | 1600 kPa | 400 kPa |  | EU\Inbox\Combinations\Folder..6/..7\ | 35
144219 | H6015X1P6-S2+LV24A-SR-TPC | H6015X1P6-S2+LV24A-SR-TPC |  | H6015X1P6-S2 | + | LV24A-SR-TPC | Standard actuator | 1 | Scenario 2 |  | PPK¦SelectPro¦VDI3805¦Internet_EU |  |  | H6015X1P6-S2+LV24A-SR-TPC | Globe valve | 800 kPa | 800 kPa |  | EU\Inbox\Combinations\Folder..6/..7\ | 32
144169 | H6150SP/EVC24A-SR | H6150SP/EVC24A-SR |  | H6150SP | / | EVC24A-SR | Fast runner | 1 | Scenario 2 |  | PPK¦SelectPro¦VDI3805¦Internet_EU |  |  | H6150SP/EVC24A-SR | Globe valve (partial pressure-balanced) | 600 kPa | 600 kPa |  | EU\Inbox\Combinations\Folder..6/..7\ | 33
144425 | H632N/NV24A-SR-TPC | H632N/NV24A-SR-TPC |  | H632N | / | NV24A-SR-TPC | Standard actuator | 1 | Scenario 2 |  | PPK¦SelectPro¦VDI3805¦Internet_EU |  |  | H632N/NV24A-SR-TPC | Globe valve | 1000 kPa | 400 kPa |  | EU\Inbox\Combinations\Folder..6/..7\ | 36
144092 | H614S/NV24A-SR-TPC | H614S/NV24A-SR-TPC |  | H614S | / | NV24A-SR-TPC | Standard actuator | 1 | Scenario 2 |  | PPK¦SelectPro¦VDI3805¦Internet_EU |  |  | H614S/NV24A-SR-TPC | Globe valve | 1600 kPa | 1000 kPa |  | EU\Inbox\Combinations\Folder..6/..7\ | 34
144371 | H7150N/RV24A-SR | H7150N/RV24A-SR |  | H7150N | / | RV24A-SR | Standard actuator | 1 | Scenario 2 |  | PPK¦SelectPro¦VDI3805¦Internet_EU |  |  | H7150N/RV24A-SR | Globe valve | 190 kPa | 190 kPa |  | EU\Inbox\Combinations\Folder..6/..7\ | 33
144271 | H614R+LV24A-SR-TPC | H614R+LV24A-SR-TPC |  | H614R | + | LV24A-SR-TPC | Standard actuator | 1 | Scenario 2 |  | PPK¦SelectPro¦VDI3805¦Internet_EU |  |  | H614R+LV24A-SR-TPC | Globe valve | 600 kPa | 400 kPa |  | EU\Inbox\Combinations\Folder..6/..7\ | 32
143936 | H6040X25-S2/NVC24A-SR-TPC | H6040X25-S2/NVC24A-SR-TPC |  | H6040X25-S2 | / | NVC24A-SR-TPC | Fast runner | 0 | Scenario 2 |  | PPK¦SelectPro¦VDI3805¦Internet_EU |  |  | H6040X25-S2/NVC24A-SR-TPC | Globe valve | 500 kPa | 500 kPa |  | EU\Inbox\Combinations\Folder..6/..7\ | 34
143867 | H513B+NV24A-SR-TPC | H513B+NV24A-SR-TPC |  | H513B | + | NV24A-SR-TPC | Standard actuator | 0 | Scenario 2 |  | PPK¦SelectPro¦VDI3805¦Internet_EU |  |  | H513B+NV24A-SR-TPC | Globe valve | 1600 kPa | 400 kPa |  | EU\Inbox\Combinations\Folder..4/..5\ | 32
144016 | H612N/NVC24A-SR-TPC | H612N/NVC24A-SR-TPC |  | H612N | / | NVC24A-SR-TPC | Fast runner | 0 | Scenario 2 |  | PPK¦SelectPro¦VDI3805¦Internet_EU |  |  | H612N/NVC24A-SR-TPC | Globe valve | 1600 kPa | 400 kPa |  | EU\Inbox\Combinations\Folder..6/..7\ | 33
144512 | H520B+LVC24A-SR-TPC | H520B+LVC24A-SR-TPC |  | H520B | + | LVC24A-SR-TPC | Fast runner | 1 | Scenario 2 |  | PPK¦SelectPro¦VDI3805¦Internet_EU |  |  | H520B+LVC24A-SR-TPC | Globe valve | 900 kPa | 400 kPa |  | EU\Inbox\Combinations\Folder..4/..5\ | 32
144729 | H7015X4-S2/NVC24A-SR-TPC | H7015X4-S2/NVC24A-SR-TPC |  | H7015X4-S2 | / | NVC24A-SR-TPC | Fast runner | 1 | Scenario 2 |  | PPK¦SelectPro¦VDI3805¦Internet_EU |  |  | H7015X4-S2/NVC24A-SR-TPC | Globe valve | 2200 kPa | 1000 kPa |  | EU\Inbox\Combinations\Folder..6/..7\ | 34
144320 | H712N/LV24A-SR-TPC | H712N/LV24A-SR-TPC |  | H712N | / | LV24A-SR-TPC | Standard actuator | 1 | Scenario 2 |  | PPK¦SelectPro¦VDI3805¦Internet_EU |  |  | H712N/LV24A-SR-TPC | Globe valve | 1300 kPa | 400 kPa |  | EU\Inbox\Combinations\Folder..6/..7\ | 33
144655 | H612N/LVC24A-SR-TPC | H612N/LVC24A-SR-TPC |  | H612N | / | LVC24A-SR-TPC | Fast runner | 1 | Scenario 2 |  | PPK¦SelectPro¦VDI3805¦Internet_EU |  |  | H612N/LVC24A-SR-TPC | Globe valve | 1300 kPa | 400 kPa |  | EU\Inbox\Combinations\Folder..6/..7\ | 32
144587 | H712N/NV24A-SR-TPC | H712N/NV24A-SR-TPC |  | H712N | / | NV24A-SR-TPC | Standard actuator | 0 | Scenario 2 |  | PPK¦SelectPro¦VDI3805¦Internet_EU |  |  | H712N/NV24A-SR-TPC | Globe valve | 1600 kPa | 400 kPa |  | EU\Inbox\Combinations\Folder..6/..7\ | 35
144220 | H6015X1P6-S2/LV24A-SR-TPC | H6015X1P6-S2/LV24A-SR-TPC |  | H6015X1P6-S2 | / | LV24A-SR-TPC | Standard actuator | 1 | Scenario 2 |  | PPK¦SelectPro¦VDI3805¦Internet_EU |  |  | H6015X1P6-S2/LV24A-SR-TPC | Globe valve | 800 kPa | 800 kPa |  | EU\Inbox\Combinations\Folder..6/..7\ | 32
144170 | H665N/EV24A-SR-TPC | H665N/EV24A-SR-TPC |  | H665N | / | EV24A-SR-TPC | Standard actuator | 1 | Scenario 2 |  | PPK¦SelectPro¦VDI3805¦Internet_EU |  |  | H665N/EV24A-SR-TPC | Globe valve | 550 kPa | 400 kPa |  | EU\Inbox\Combinations\Folder..6/..7\ | 36
144428 | H632R+NV24A-SR-TPC | H632R+NV24A-SR-TPC |  | H632R | + | NV24A-SR-TPC | Standard actuator | 1 | Scenario 2 |  | PPK¦SelectPro¦VDI3805¦Internet_EU |  |  | H632R+NV24A-SR-TPC | Globe valve | 600 kPa | 400 kPa |  | EU\Inbox\Combinations\Folder..6/..7\ | 35
144095 | H615N+NV24A-SR-TPC | H615N+NV24A-SR-TPC |  | H615N | + | NV24A-SR-TPC | Standard actuator | 0 | Scenario 2 |  | PPK¦SelectPro¦VDI3805¦Internet_EU |  |  | H615N+NV24A-SR-TPC | Globe valve | 1600 kPa | 400 kPa |  | EU\Inbox\Combinations\Folder..6/..7\ | 34
144372 | H765N/RV24A-SR | H765N/RV24A-SR |  | H765N | / | RV24A-SR | Standard actuator | 0 | Scenario 2 |  | PPK¦SelectPro¦VDI3805¦Internet_EU |  |  | H765N/RV24A-SR | Globe valve | 1100 kPa | 400 kPa |  | EU\Inbox\Combinations\Folder..6/..7\ | 34
144272 | H614R/LV24A-SR-TPC | H614R/LV24A-SR-TPC |  | H614R | / | LV24A-SR-TPC | Standard actuator | 1 | Scenario 2 |  | PPK¦SelectPro¦VDI3805¦Internet_EU |  |  | H614R/LV24A-SR-TPC | Globe valve | 600 kPa | 400 kPa |  | EU\Inbox\Combinations\Folder..6/..7\ | 32
143937 | H6050X25-S2+NVC24A-SR-TPC | H6050X25-S2+NVC24A-SR-TPC |  | H6050X25-S2 | + | NVC24A-SR-TPC | Fast runner | 0 | Scenario 2 |  | PPK¦SelectPro¦VDI3805¦Internet_EU |  |  | H6050X25-S2+NVC24A-SR-TPC | Globe valve | 300 kPa | 300 kPa |  | EU\Inbox\Combinations\Folder..6/..7\ | 33
143868 | H513B/NV24A-SR-TPC | H513B/NV24A-SR-TPC |  | H513B | / | NV24A-SR-TPC | Standard actuator | 0 | Scenario 2 |  | PPK¦SelectPro¦VDI3805¦Internet_EU |  |  | H513B/NV24A-SR-TPC | Globe valve | 1600 kPa | 400 kPa |  | EU\Inbox\Combinations\Folder..4/..5\ | 32
144513 | H520B/LVC24A-SR-TPC | H520B/LVC24A-SR-TPC |  | H520B | / | LVC24A-SR-TPC | Fast runner | 1 | Scenario 2 |  | PPK¦SelectPro¦VDI3805¦Internet_EU |  |  | H520B/LVC24A-SR-TPC | Globe valve | 900 kPa | 400 kPa |  | EU\Inbox\Combinations\Folder..4/..5\ | 32
144017 | H615N+NVC24A-SR-TPC | H615N+NVC24A-SR-TPC |  | H615N | + | NVC24A-SR-TPC | Fast runner | 0 | Scenario 2 |  | PPK¦SelectPro¦VDI3805¦Internet_EU |  |  | H615N+NVC24A-SR-TPC | Globe valve | 1600 kPa | 400 kPa |  | EU\Inbox\Combinations\Folder..6/..7\ | 34
144730 | H7015Y4-S2+NVC24A-SR-TPC | H7015Y4-S2+NVC24A-SR-TPC |  | H7015Y4-S2 | + | NVC24A-SR-TPC | Fast runner | 1 | Scenario 2 |  | PPK¦SelectPro¦VDI3805¦Internet_EU |  |  | H7015Y4-S2+NVC24A-SR-TPC | Globe valve | 2200 kPa | 1000 kPa |  | EU\Inbox\Combinations\Folder..6/..7\ | 35
144656 | H612R+LVC24A-SR-TPC | H612R+LVC24A-SR-TPC |  | H612R | + | LVC24A-SR-TPC | Fast runner | 1 | Scenario 2 |  | PPK¦SelectPro¦VDI3805¦Internet_EU |  |  | H612R+LVC24A-SR-TPC | Globe valve | 600 kPa | 400 kPa |  | EU\Inbox\Combinations\Folder..6/..7\ | 32
144321 | H712R+LV24A-SR-TPC | H712R+LV24A-SR-TPC |  | H712R | + | LV24A-SR-TPC | Standard actuator | 1 | Scenario 2 |  | PPK¦SelectPro¦VDI3805¦Internet_EU |  |  | H712R+LV24A-SR-TPC | Globe valve | 600 kPa | 400 kPa |  | EU\Inbox\Combinations\Folder..6/..7\ | 33
144590 | H712R+NV24A-SR-TPC | H712R+NV24A-SR-TPC |  | H712R | + | NV24A-SR-TPC | Standard actuator | 0 | Scenario 2 |  | PPK¦SelectPro¦VDI3805¦Internet_EU |  |  | H712R+NV24A-SR-TPC | Globe valve | 600 kPa | 400 kPa |  | EU\Inbox\Combinations\Folder..6/..7\ | 35
144221 | H6015X2P5-S2+LV24A-SR-TPC | H6015X2P5-S2+LV24A-SR-TPC |  | H6015X2P5-S2 | + | LV24A-SR-TPC | Standard actuator | 1 | Scenario 2 |  | PPK¦SelectPro¦VDI3805¦Internet_EU |  |  | H6015X2P5-S2+LV24A-SR-TPC | Globe valve | 800 kPa | 800 kPa |  | EU\Inbox\Combinations\Folder..6/..7\ | 32
144429 | H632R/NV24A-SR-TPC | H632R/NV24A-SR-TPC |  | H632R | / | NV24A-SR-TPC | Standard actuator | 1 | Scenario 2 |  | PPK¦SelectPro¦VDI3805¦Internet_EU |  |  | H632R/NV24A-SR-TPC | Globe valve | 600 kPa | 400 kPa |  | EU\Inbox\Combinations\Folder..6/..7\ | 35
144171 | H665N/EVC24A-SR | H665N/EVC24A-SR |  | H665N | / | EVC24A-SR | Fast runner | 1 | Scenario 2 |  | PPK¦SelectPro¦VDI3805¦Internet_EU |  |  | H665N/EVC24A-SR | Globe valve | 550 kPa | 400 kPa |  | EU\Inbox\Combinations\Folder..6/..7\ | 34
144096 | H615N/NV24A-SR-TPC | H615N/NV24A-SR-TPC |  | H615N | / | NV24A-SR-TPC | Standard actuator | 0 | Scenario 2 |  | PPK¦SelectPro¦VDI3805¦Internet_EU |  |  | H615N/NV24A-SR-TPC | Globe valve | 1600 kPa | 400 kPa |  | EU\Inbox\Combinations\Folder..6/..7\ | 34
144273 | H614S+LV24A-SR-TPC | H614S+LV24A-SR-TPC |  | H614S | + | LV24A-SR-TPC | Standard actuator | 1 | Scenario 2 |  | PPK¦SelectPro¦VDI3805¦Internet_EU |  |  | H614S+LV24A-SR-TPC | Globe valve | 800 kPa | 800 kPa |  | EU\Inbox\Combinations\Folder..6/..7\ | 32
144373 | H780N/RV24A-SR | H780N/RV24A-SR |  | H780N | / | RV24A-SR | Standard actuator | 1 | Scenario 2 |  | PPK¦SelectPro¦VDI3805¦Internet_EU |  |  | H780N/RV24A-SR | Globe valve | 700 kPa | 400 kPa |  | EU\Inbox\Combinations\Folder..6/..7\ | 34
143871 | H514B+NV24A-SR-TPC | H514B+NV24A-SR-TPC |  | H514B | + | NV24A-SR-TPC | Standard actuator | 0 | Scenario 2 |  | PPK¦SelectPro¦VDI3805¦Internet_EU |  |  | H514B+NV24A-SR-TPC | Globe valve | 1600 kPa | 400 kPa |  | EU\Inbox\Combinations\Folder..4/..5\ | 33
143938 | H6050X25-S2/NVC24A-SR-TPC | H6050X25-S2/NVC24A-SR-TPC |  | H6050X25-S2 | / | NVC24A-SR-TPC | Fast runner | 0 | Scenario 2 |  | PPK¦SelectPro¦VDI3805¦Internet_EU |  |  | H6050X25-S2/NVC24A-SR-TPC | Globe valve | 300 kPa | 300 kPa |  | EU\Inbox\Combinations\Folder..6/..7\ | 33
144514 | H525B+LVC24A-SR-TPC | H525B+LVC24A-SR-TPC |  | H525B | + | LVC24A-SR-TPC | Fast runner | 1 | Scenario 2 |  | PPK¦SelectPro¦VDI3805¦Internet_EU |  |  | H525B+LVC24A-SR-TPC | Globe valve | 500 kPa | 400 kPa |  | EU\Inbox\Combinations\Folder..4/..5\ | 32
144731 | H7015Y4-S2/NVC24A-SR-TPC | H7015Y4-S2/NVC24A-SR-TPC |  | H7015Y4-S2 | / | NVC24A-SR-TPC | Fast runner | 1 | Scenario 2 |  | PPK¦SelectPro¦VDI3805¦Internet_EU |  |  | H7015Y4-S2/NVC24A-SR-TPC | Globe valve | 2200 kPa | 1000 kPa |  | EU\Inbox\Combinations\Folder..6/..7\ | 34
144018 | H615N/NVC24A-SR-TPC | H615N/NVC24A-SR-TPC |  | H615N | / | NVC24A-SR-TPC | Fast runner | 0 | Scenario 2 |  | PPK¦SelectPro¦VDI3805¦Internet_EU |  |  | H615N/NVC24A-SR-TPC | Globe valve | 1600 kPa | 400 kPa |  | EU\Inbox\Combinations\Folder..6/..7\ | 34
144322 | H712R/LV24A-SR-TPC | H712R/LV24A-SR-TPC |  | H712R | / | LV24A-SR-TPC | Standard actuator | 1 | Scenario 2 |  | PPK¦SelectPro¦VDI3805¦Internet_EU |  |  | H712R/LV24A-SR-TPC | Globe valve | 600 kPa | 400 kPa |  | EU\Inbox\Combinations\Folder..6/..7\ | 33
144657 | H612R/LVC24A-SR-TPC | H612R/LVC24A-SR-TPC |  | H612R | / | LVC24A-SR-TPC | Fast runner | 1 | Scenario 2 |  | PPK¦SelectPro¦VDI3805¦Internet_EU |  |  | H612R/LVC24A-SR-TPC | Globe valve | 600 kPa | 400 kPa |  | EU\Inbox\Combinations\Folder..6/..7\ | 32
144591 | H712R/NV24A-SR-TPC | H712R/NV24A-SR-TPC |  | H712R | / | NV24A-SR-TPC | Standard actuator | 0 | Scenario 2 |  | PPK¦SelectPro¦VDI3805¦Internet_EU |  |  | H712R/NV24A-SR-TPC | Globe valve | 600 kPa | 400 kPa |  | EU\Inbox\Combinations\Folder..6/..7\ | 34
144222 | H6015X2P5-S2/LV24A-SR-TPC | H6015X2P5-S2/LV24A-SR-TPC |  | H6015X2P5-S2 | / | LV24A-SR-TPC | Standard actuator | 1 | Scenario 2 |  | PPK¦SelectPro¦VDI3805¦Internet_EU |  |  | H6015X2P5-S2/LV24A-SR-TPC | Globe valve | 800 kPa | 800 kPa |  | EU\Inbox\Combinations\Folder..6/..7\ | 32
144432 | H632S+NV24A-SR-TPC | H632S+NV24A-SR-TPC |  | H632S | + | NV24A-SR-TPC | Standard actuator | 0 | Scenario 2 |  | PPK¦SelectPro¦VDI3805¦Internet_EU |  |  | H632S+NV24A-SR-TPC | Globe valve | 950 kPa | 950 kPa |  | EU\Inbox\Combinations\Folder..6/..7\ | 36
144172 | H665S/EV24A-SR-TPC | H665S/EV24A-SR-TPC |  | H665S | / | EV24A-SR-TPC | Standard actuator | 0 | Scenario 2 |  | PPK¦SelectPro¦VDI3805¦Internet_EU |  |  | H665S/EV24A-SR-TPC | Globe valve | 550 kPa | 550 kPa |  | EU\Inbox\Combinations\Folder..6/..7\ | 33
144099 | H615R+NV24A-SR-TPC | H615R+NV24A-SR-TPC |  | H615R | + | NV24A-SR-TPC | Standard actuator | 0 | Scenario 2 |  | PPK¦SelectPro¦VDI3805¦Internet_EU |  |  | H615R+NV24A-SR-TPC | Globe valve | 600 kPa | 400 kPa |  | EU\Inbox\Combinations\Folder..6/..7\ | 34
144274 | H614S/LV24A-SR-TPC | H614S/LV24A-SR-TPC |  | H614S | / | LV24A-SR-TPC | Standard actuator | 1 | Scenario 2 |  | PPK¦SelectPro¦VDI3805¦Internet_EU |  |  | H614S/LV24A-SR-TPC | Globe valve | 800 kPa | 800 kPa |  | EU\Inbox\Combinations\Folder..6/..7\ | 32
144374 | H411B+LVC24A-SR-TPC | H411B+LVC24A-SR-TPC |  | H411B | + | LVC24A-SR-TPC | Fast runner | 1 | Scenario 2 |  | PPK¦SelectPro¦VDI3805¦Internet_EU |  |  | H411B+LVC24A-SR-TPC | Globe valve | 1300 kPa | 400 kPa |  | EU\Inbox\Combinations\Folder..4/..5\ | 32
143939 | H6050X40-S2+NVC24A-SR-TPC | H6050X40-S2+NVC24A-SR-TPC |  | H6050X40-S2 | + | NVC24A-SR-TPC | Fast runner | 0 | Scenario 2 |  | PPK¦SelectPro¦VDI3805¦Internet_EU |  |  | H6050X40-S2+NVC24A-SR-TPC | Globe valve | 300 kPa | 300 kPa |  | EU\Inbox\Combinations\Folder..6/..7\ | 33
144515 | H525B/LVC24A-SR-TPC | H525B/LVC24A-SR-TPC |  | H525B | / | LVC24A-SR-TPC | Fast runner | 1 | Scenario 2 |  | PPK¦SelectPro¦VDI3805¦Internet_EU |  |  | H525B/LVC24A-SR-TPC | Globe valve | 500 kPa | 400 kPa |  | EU\Inbox\Combinations\Folder..4/..5\ | 32
143872 | H514B/NV24A-SR-TPC | H514B/NV24A-SR-TPC |  | H514B | / | NV24A-SR-TPC | Standard actuator | 0 | Scenario 2 |  | PPK¦SelectPro¦VDI3805¦Internet_EU |  |  | H514B/NV24A-SR-TPC | Globe valve | 1600 kPa | 400 kPa |  | EU\Inbox\Combinations\Folder..4/..5\ | 33
144732 | H7020X6P3-S2+NVC24A-SR-TPC | H7020X6P3-S2+NVC24A-SR-TPC |  | H7020X6P3-S2 | + | NVC24A-SR-TPC | Fast runner | 1 | Scenario 2 |  | PPK¦SelectPro¦VDI3805¦Internet_EU |  |  | H7020X6P3-S2+NVC24A-SR-TPC | Globe valve | 1500 kPa | 1000 kPa |  | EU\Inbox\Combinations\Folder..6/..7\ | 35
144019 | H612R+NVC24A-SR-TPC | H612R+NVC24A-SR-TPC |  | H612R | + | NVC24A-SR-TPC | Fast runner | 0 | Scenario 2 |  | PPK¦SelectPro¦VDI3805¦Internet_EU |  |  | H612R+NVC24A-SR-TPC | Globe valve | 600 kPa | 400 kPa |  | EU\Inbox\Combinations\Folder..6/..7\ | 33
144323 | H680S/EVC24A-SR | H680S/EVC24A-SR |  | H680S | / | EVC24A-SR | Fast runner | 1 | Scenario 2 |  | PPK¦SelectPro¦VDI3805¦Internet_EU |  |  | H680S/EVC24A-SR | Globe valve | 350 kPa | 350 kPa |  | EU\Inbox\Combinations\Folder..6/..7\ | 33
144658 | H612S+LVC24A-SR-TPC | H612S+LVC24A-SR-TPC |  | H612S | + | LVC24A-SR-TPC | Fast runner | 1 | Scenario 2 |  | PPK¦SelectPro¦VDI3805¦Internet_EU |  |  | H612S+LVC24A-SR-TPC | Globe valve | 800 kPa | 800 kPa |  | EU\Inbox\Combinations\Folder..6/..7\ | 32
144594 | H713N+NV24A-SR-TPC | H713N+NV24A-SR-TPC |  | H713N | + | NV24A-SR-TPC | Standard actuator | 0 | Scenario 2 |  | PPK¦SelectPro¦VDI3805¦Internet_EU |  |  | H713N+NV24A-SR-TPC | Globe valve | 1600 kPa | 400 kPa |  | EU\Inbox\Combinations\Folder..6/..7\ | 35
144223 | H6015X4-S2+LV24A-SR-TPC | H6015X4-S2+LV24A-SR-TPC |  | H6015X4-S2 | + | LV24A-SR-TPC | Standard actuator | 1 | Scenario 2 |  | PPK¦SelectPro¦VDI3805¦Internet_EU |  |  | H6015X4-S2+LV24A-SR-TPC | Globe valve | 800 kPa | 800 kPa |  | EU\Inbox\Combinations\Folder..6/..7\ | 32
144173 | H665S/EVC24A-SR | H665S/EVC24A-SR |  | H665S | / | EVC24A-SR | Fast runner | 1 | Scenario 2 |  | PPK¦SelectPro¦VDI3805¦Internet_EU |  |  | H665S/EVC24A-SR | Globe valve | 550 kPa | 550 kPa |  | EU\Inbox\Combinations\Folder..6/..7\ | 33
144100 | H615R/NV24A-SR-TPC | H615R/NV24A-SR-TPC |  | H615R | / | NV24A-SR-TPC | Standard actuator | 0 | Scenario 2 |  | PPK¦SelectPro¦VDI3805¦Internet_EU |  |  | H615R/NV24A-SR-TPC | Globe valve | 600 kPa | 400 kPa |  | EU\Inbox\Combinations\Folder..6/..7\ | 34
144275 | H615N+LV24A-SR-TPC | H615N+LV24A-SR-TPC |  | H615N | + | LV24A-SR-TPC | Standard actuator | 1 | Scenario 2 |  | PPK¦SelectPro¦VDI3805¦Internet_EU |  |  | H615N+LV24A-SR-TPC | Globe valve | 1300 kPa | 400 kPa |  | EU\Inbox\Combinations\Folder..6/..7\ | 32
144375 | H411B/LVC24A-SR-TPC | H411B/LVC24A-SR-TPC |  | H411B | / | LVC24A-SR-TPC | Fast runner | 1 | Scenario 2 |  | PPK¦SelectPro¦VDI3805¦Internet_EU |  |  | H411B/LVC24A-SR-TPC | Globe valve | 1300 kPa | 400 kPa |  | EU\Inbox\Combinations\Folder..4/..5\ | 32
143940 | H6050X40-S2/NVC24A-SR-TPC | H6050X40-S2/NVC24A-SR-TPC |  | H6050X40-S2 | / | NVC24A-SR-TPC | Fast runner | 0 | Scenario 2 |  | PPK¦SelectPro¦VDI3805¦Internet_EU |  |  | H6050X40-S2/NVC24A-SR-TPC | Globe valve | 300 kPa | 300 kPa |  | EU\Inbox\Combinations\Folder..6/..7\ | 33
144733 | H7020X6P3-S2/NVC24A-SR-TPC | H7020X6P3-S2/NVC24A-SR-TPC |  | H7020X6P3-S2 | / | NVC24A-SR-TPC | Fast runner | 1 | Scenario 2 |  | PPK¦SelectPro¦VDI3805¦Internet_EU |  |  | H7020X6P3-S2/NVC24A-SR-TPC | Globe valve | 1500 kPa | 1000 kPa |  | EU\Inbox\Combinations\Folder..6/..7\ | 35
144516 | H532B+LVC24A-SR-TPC | H532B+LVC24A-SR-TPC |  | H532B | + | LVC24A-SR-TPC | Fast runner | 0 | Scenario 2 |  | PPK¦SelectPro¦VDI3805¦Internet_EU |  |  | H532B+LVC24A-SR-TPC | Globe valve | 350 kPa | 350 kPa |  | EU\Inbox\Combinations\Folder..4/..5\ | 31
144020 | H612R/NVC24A-SR-TPC | H612R/NVC24A-SR-TPC |  | H612R | / | NVC24A-SR-TPC | Fast runner | 0 | Scenario 2 |  | PPK¦SelectPro¦VDI3805¦Internet_EU |  |  | H612R/NVC24A-SR-TPC | Globe valve | 600 kPa | 400 kPa |  | EU\Inbox\Combinations\Folder..6/..7\ | 33
144324 | H7065X63-S4/EV24A-SR-TPC | H7065X63-S4/EV24A-SR-TPC |  | H7065X63-S4 | / | EV24A-SR-TPC | Standard actuator | 0 | Scenario 2 |  | PPK¦SelectPro¦VDI3805¦Internet_EU |  |  | H7065X63-S4/EV24A-SR-TPC | Globe valve | 550 kPa | 550 kPa |  | EU\Inbox\Combinations\Folder..6/..7\ | 33
144595 | H713N/NV24A-SR-TPC | H713N/NV24A-SR-TPC |  | H713N | / | NV24A-SR-TPC | Standard actuator | 0 | Scenario 2 |  | PPK¦SelectPro¦VDI3805¦Internet_EU |  |  | H713N/NV24A-SR-TPC | Globe valve | 1600 kPa | 400 kPa |  | EU\Inbox\Combinations\Folder..6/..7\ | 36
144659 | H612S/LVC24A-SR-TPC | H612S/LVC24A-SR-TPC |  | H612S | / | LVC24A-SR-TPC | Fast runner | 1 | Scenario 2 |  | PPK¦SelectPro¦VDI3805¦Internet_EU |  |  | H612S/LVC24A-SR-TPC | Globe valve | 800 kPa | 800 kPa |  | EU\Inbox\Combinations\Folder..6/..7\ | 32
144224 | H6015X4-S2/LV24A-SR-TPC | H6015X4-S2/LV24A-SR-TPC |  | H6015X4-S2 | / | LV24A-SR-TPC | Standard actuator | 1 | Scenario 2 |  | PPK¦SelectPro¦VDI3805¦Internet_EU |  |  | H6015X4-S2/LV24A-SR-TPC | Globe valve | 800 kPa | 800 kPa |  | EU\Inbox\Combinations\Folder..6/..7\ | 32
144174 | H680N/EV24A-SR-TPC | H680N/EV24A-SR-TPC |  | H680N | / | EV24A-SR-TPC | Standard actuator | 0 | Scenario 2 |  | PPK¦SelectPro¦VDI3805¦Internet_EU |  |  | H680N/EV24A-SR-TPC | Globe valve | 350 kPa | 350 kPa |  | EU\Inbox\Combinations\Folder..6/..7\ | 36
144103 | H615S+NV24A-SR-TPC | H615S+NV24A-SR-TPC |  | H615S | + | NV24A-SR-TPC | Standard actuator | 1 | Scenario 2 |  | PPK¦SelectPro¦VDI3805¦Internet_EU |  |  | H615S+NV24A-SR-TPC | Globe valve | 1600 kPa | 1000 kPa |  | EU\Inbox\Combinations\Folder..6/..7\ | 36
143941 | H6065X58-SP2+NVC24A-SR-TPC | H6065X58-SP2+NVC24A-SR-TPC |  | H6065X58-SP2 | + | NVC24A-SR-TPC | Fast runner | 1 | Scenario 2 |  | PPK¦SelectPro¦VDI3805¦Internet_EU |  |  | H6065X58-SP2+NVC24A-SR-TPC | Globe valve (partial pressure-balanced) | 2100 kPa | 1000 kPa |  | EU\Inbox\Combinations\Folder..6/..7\ | 36
144376 | H412B+LVC24A-SR-TPC | H412B+LVC24A-SR-TPC |  | H412B | + | LVC24A-SR-TPC | Fast runner | 1 | Scenario 2 |  | PPK¦SelectPro¦VDI3805¦Internet_EU |  |  | H412B+LVC24A-SR-TPC | Globe valve | 1300 kPa | 400 kPa |  | EU\Inbox\Combinations\Folder..4/..5\ | 32
144276 | H615N/LV24A-SR-TPC | H615N/LV24A-SR-TPC |  | H615N | / | LV24A-SR-TPC | Standard actuator | 1 | Scenario 2 |  | PPK¦SelectPro¦VDI3805¦Internet_EU |  |  | H615N/LV24A-SR-TPC | Globe valve | 1300 kPa | 400 kPa |  | EU\Inbox\Combinations\Folder..6/..7\ | 32
144734 | H7020Y6P3-S2+NVC24A-SR-TPC | H7020Y6P3-S2+NVC24A-SR-TPC |  | H7020Y6P3-S2 | + | NVC24A-SR-TPC | Fast runner | 1 | Scenario 2 |  | PPK¦SelectPro¦VDI3805¦Internet_EU |  |  | H7020Y6P3-S2+NVC24A-SR-TPC | Globe valve | 1500 kPa | 1000 kPa |  | EU\Inbox\Combinations\Folder..6/..7\ | 35
144021 | H612S+NVC24A-SR-TPC | H612S+NVC24A-SR-TPC |  | H612S | + | NVC24A-SR-TPC | Fast runner | 1 | Scenario 2 |  | PPK¦SelectPro¦VDI3805¦Internet_EU |  |  | H612S+NVC24A-SR-TPC | Globe valve | 1600 kPa | 1000 kPa |  | EU\Inbox\Combinations\Folder..6/..7\ | 33
144325 | H7065X63-S4/EVC24A-SR | H7065X63-S4/EVC24A-SR |  | H7065X63-S4 | / | EVC24A-SR | Fast runner | 1 | Scenario 2 |  | PPK¦SelectPro¦VDI3805¦Internet_EU |  |  | H7065X63-S4/EVC24A-SR | Globe valve | 550 kPa | 550 kPa |  | EU\Inbox\Combinations\Folder..6/..7\ | 33
144660 | H613N+LVC24A-SR-TPC | H613N+LVC24A-SR-TPC |  | H613N | + | LVC24A-SR-TPC | Fast runner | 1 | Scenario 2 |  | PPK¦SelectPro¦VDI3805¦Internet_EU |  |  | H613N+LVC24A-SR-TPC | Globe valve | 1300 kPa | 400 kPa |  | EU\Inbox\Combinations\Folder..6/..7\ | 32
144598 | H713R+NV24A-SR-TPC | H713R+NV24A-SR-TPC |  | H713R | + | NV24A-SR-TPC | Standard actuator | 0 | Scenario 2 |  | PPK¦SelectPro¦VDI3805¦Internet_EU |  |  | H713R+NV24A-SR-TPC | Globe valve | 600 kPa | 400 kPa |  | EU\Inbox\Combinations\Folder..6/..7\ | 36
144225 | H6015XP4-S2+LV24A-SR-TPC | H6015XP4-S2+LV24A-SR-TPC |  | H6015XP4-S2 | + | LV24A-SR-TPC | Standard actuator | 1 | Scenario 2 |  | PPK¦SelectPro¦VDI3805¦Internet_EU |  |  | H6015XP4-S2+LV24A-SR-TPC | Globe valve | 2500 kPa | 1000 kPa |  | EU\Inbox\Combinations\Folder..6/..7\ | 32
144175 | H680N/EVC24A-SR | H680N/EVC24A-SR |  | H680N | / | EVC24A-SR | Fast runner | 1 | Scenario 2 |  | PPK¦SelectPro¦VDI3805¦Internet_EU |  |  | H680N/EVC24A-SR | Globe valve | 350 kPa | 350 kPa |  | EU\Inbox\Combinations\Folder..6/..7\ | 33
144104 | H615S/NV24A-SR-TPC | H615S/NV24A-SR-TPC |  | H615S | / | NV24A-SR-TPC | Standard actuator | 1 | Scenario 2 |  | PPK¦SelectPro¦VDI3805¦Internet_EU |  |  | H615S/NV24A-SR-TPC | Globe valve | 1600 kPa | 1000 kPa |  | EU\Inbox\Combinations\Folder..6/..7\ | 36
144377 | H412B/LVC24A-SR-TPC | H412B/LVC24A-SR-TPC |  | H412B | / | LVC24A-SR-TPC | Fast runner | 1 | Scenario 2 |  | PPK¦SelectPro¦VDI3805¦Internet_EU |  |  | H412B/LVC24A-SR-TPC | Globe valve | 1300 kPa | 400 kPa |  | EU\Inbox\Combinations\Folder..4/..5\ | 32
143942 | H6065X58-SP2/NVC24A-SR-TPC | H6065X58-SP2/NVC24A-SR-TPC |  | H6065X58-SP2 | / | NVC24A-SR-TPC | Fast runner | 1 | Scenario 2 |  | PPK¦SelectPro¦VDI3805¦Internet_EU |  |  | H6065X58-SP2/NVC24A-SR-TPC | Globe valve (partial pressure-balanced) | 2100 kPa | 1000 kPa |  | EU\Inbox\Combinations\Folder..6/..7\ | 36
144661 | H613N/LVC24A-SR-TPC | H613N/LVC24A-SR-TPC |  | H613N | / | LVC24A-SR-TPC | Fast runner | 1 | Scenario 2 |  | PPK¦SelectPro¦VDI3805¦Internet_EU |  |  | H613N/LVC24A-SR-TPC | Globe valve | 1300 kPa | 400 kPa |  | EU\Inbox\Combinations\Folder..6/..7\ | 32
144022 | H612S/NVC24A-SR-TPC | H612S/NVC24A-SR-TPC |  | H612S | / | NVC24A-SR-TPC | Fast runner | 1 | Scenario 2 |  | PPK¦SelectPro¦VDI3805¦Internet_EU |  |  | H612S/NVC24A-SR-TPC | Globe valve | 1600 kPa | 1000 kPa |  | EU\Inbox\Combinations\Folder..6/..7\ | 33
144326 | H7065Y63-S4/EV24A-SR-TPC | H7065Y63-S4/EV24A-SR-TPC |  | H7065Y63-S4 | / | EV24A-SR-TPC | Standard actuator | 0 | Scenario 2 |  | PPK¦SelectPro¦VDI3805¦Internet_EU |  |  | H7065Y63-S4/EV24A-SR-TPC | Globe valve | 550 kPa | 550 kPa |  | EU\Inbox\Combinations\Folder..6/..7\ | 33
144226 | H6015XP4-S2/LV24A-SR-TPC | H6015XP4-S2/LV24A-SR-TPC |  | H6015XP4-S2 | / | LV24A-SR-TPC | Standard actuator | 1 | Scenario 2 |  | PPK¦SelectPro¦VDI3805¦Internet_EU |  |  | H6015XP4-S2/LV24A-SR-TPC | Globe valve | 2500 kPa | 1000 kPa |  | EU\Inbox\Combinations\Folder..6/..7\ | 32
144176 | H680S/EV24A-SR-TPC | H680S/EV24A-SR-TPC |  | H680S | / | EV24A-SR-TPC | Standard actuator | 0 | Scenario 2 |  | PPK¦SelectPro¦VDI3805¦Internet_EU |  |  | H680S/EV24A-SR-TPC | Globe valve | 350 kPa | 350 kPa |  | EU\Inbox\Combinations\Folder..6/..7\ | 33
144378 | H413B+LVC24A-SR-TPC | H413B+LVC24A-SR-TPC |  | H413B | + | LVC24A-SR-TPC | Fast runner | 1 | Scenario 2 |  | PPK¦SelectPro¦VDI3805¦Internet_EU |  |  | H413B+LVC24A-SR-TPC | Globe valve | 1300 kPa | 400 kPa |  | EU\Inbox\Combinations\Folder..4/..5\ | 32
144662 | H613R+LVC24A-SR-TPC | H613R+LVC24A-SR-TPC |  | H613R | + | LVC24A-SR-TPC | Fast runner | 1 | Scenario 2 |  | PPK¦SelectPro¦VDI3805¦Internet_EU |  |  | H613R+LVC24A-SR-TPC | Globe valve | 600 kPa | 400 kPa |  | EU\Inbox\Combinations\Folder..6/..7\ | 32
144985 | H610S/SV24A-SR-TPC | H610S/SV24A-SR-TPC |  | H610S | / | SV24A-SR-TPC | Standard actuator | 0 | Scenario 2 |  | PPK¦SelectPro¦VDI3805¦Internet_EU |  |  | H610S/SV24A-SR-TPC | Globe valve | 1600 kPa | 1000 kPa |  | EU\Inbox\Combinations\Folder..6/..7\ | 34
144835 | H7025X10-S2/NVKC24A-SR-TPC | H7025X10-S2/NVKC24A-SR-TPC |  | H7025X10-S2 | / | NVKC24A-SR-TPC | Actuator with emergency control function | 1 | Scenario 2 |  | PPK¦SelectPro¦VDI3805¦Internet_EU |  |  | H7025X10-S2/NVKC24A-SR-TPC | Globe valve | 1300 kPa | 1000 kPa |  | EU\Inbox\Combinations\Folder..6/..7\ | 36
145085 | H632R/SV24A-SR-TPC | H632R/SV24A-SR-TPC |  | H632R | / | SV24A-SR-TPC | Standard actuator | 0 | Scenario 2 |  | PPK¦SelectPro¦VDI3805¦Internet_EU |  |  | H632R/SV24A-SR-TPC | Globe valve | 600 kPa | 400 kPa |  | EU\Inbox\Combinations\Folder..6/..7\ | 34
144735 | H7020Y6P3-S2/NVC24A-SR-TPC | H7020Y6P3-S2/NVC24A-SR-TPC |  | H7020Y6P3-S2 | / | NVC24A-SR-TPC | Fast runner | 1 | Scenario 2 |  | PPK¦SelectPro¦VDI3805¦Internet_EU |  |  | H7020Y6P3-S2/NVC24A-SR-TPC | Globe valve | 1500 kPa | 1000 kPa |  | EU\Inbox\Combinations\Folder..6/..7\ | 36
145135 | H664S/SVC24A-SR-TPC | H664S/SVC24A-SR-TPC |  | H664S | / | SVC24A-SR-TPC | Fast runner | 1 | Scenario 2 |  | PPK¦SelectPro¦VDI3805¦Internet_EU |  |  | H664S/SVC24A-SR-TPC | Globe valve | 250 kPa | 250 kPa |  | EU\Inbox\Combinations\Folder..6/..7\ | 36
144785 | H740N/NVC24A-SR-TPC | H740N/NVC24A-SR-TPC |  | H740N | / | NVC24A-SR-TPC | Fast runner | 1 | Scenario 2 |  | PPK¦SelectPro¦VDI3805¦Internet_EU |  |  | H740N/NVC24A-SR-TPC | Globe valve | 500 kPa | 400 kPa |  | EU\Inbox\Combinations\Folder..6/..7\ | 34
144935 | H740R/NVKC24A-SR-TPC | H740R/NVKC24A-SR-TPC |  | H740R | / | NVKC24A-SR-TPC | Actuator with emergency control function | 1 | Scenario 2 |  | PPK¦SelectPro¦VDI3805¦Internet_EU |  |  | H740R/NVKC24A-SR-TPC | Globe valve | 500 kPa | 400 kPa |  | EU\Inbox\Combinations\Folder..6/..7\ | 35
145035 | H614S/SVC24A-SR-TPC | H614S/SVC24A-SR-TPC |  | H614S | / | SVC24A-SR-TPC | Fast runner | 0 | Scenario 2 |  | PPK¦SelectPro¦VDI3805¦Internet_EU |  |  | H614S/SVC24A-SR-TPC | Globe valve | 1600 kPa | 1000 kPa |  | EU\Inbox\Combinations\Folder..6/..7\ | 34
144885 | H713R/NVK24A-SR-TPC | H713R/NVK24A-SR-TPC |  | H713R | / | NVK24A-SR-TPC | Actuator with emergency control function | 1 | Scenario 2 |  | PPK¦SelectPro¦VDI3805¦Internet_EU |  |  | H713R/NVK24A-SR-TPC | Globe valve | 600 kPa | 400 kPa |  | EU\Inbox\Combinations\Folder..6/..7\ | 35
145185 | H7040X25-S2/SV24A-SR-TPC | H7040X25-S2/SV24A-SR-TPC |  | H7040X25-S2 | / | SV24A-SR-TPC | Standard actuator | 1 | Scenario 2 |  | PPK¦SelectPro¦VDI3805¦Internet_EU |  |  | H7040X25-S2/SV24A-SR-TPC | Globe valve | 850 kPa | 850 kPa |  | EU\Inbox\Combinations\Folder..6/..7\ | 35
144986 | H610S+SVC24A-SR-TPC | H610S+SVC24A-SR-TPC |  | H610S | + | SVC24A-SR-TPC | Fast runner | 0 | Scenario 2 |  | PPK¦SelectPro¦VDI3805¦Internet_EU |  |  | H610S+SVC24A-SR-TPC | Globe valve | 1600 kPa | 1000 kPa |  | EU\Inbox\Combinations\Folder..6/..7\ | 34
144836 | H7025Y10-S2+NVK24A-SR-TPC | H7025Y10-S2+NVK24A-SR-TPC |  | H7025Y10-S2 | + | NVK24A-SR-TPC | Actuator with emergency control function | 1 | Scenario 2 |  | PPK¦SelectPro¦VDI3805¦Internet_EU |  |  | H7025Y10-S2+NVK24A-SR-TPC | Globe valve | 1300 kPa | 1000 kPa |  | EU\Inbox\Combinations\Folder..6/..7\ | 34
145086 | H632R+SVC24A-SR-TPC | H632R+SVC24A-SR-TPC |  | H632R | + | SVC24A-SR-TPC | Fast runner | 0 | Scenario 2 |  | PPK¦SelectPro¦VDI3805¦Internet_EU |  |  | H632R+SVC24A-SR-TPC | Globe valve | 600 kPa | 400 kPa |  | EU\Inbox\Combinations\Folder..6/..7\ | 34
144736 | H7025X10-S2+NVC24A-SR-TPC | H7025X10-S2+NVC24A-SR-TPC |  | H7025X10-S2 | + | NVC24A-SR-TPC | Fast runner | 1 | Scenario 2 |  | PPK¦SelectPro¦VDI3805¦Internet_EU |  |  | H7025X10-S2+NVC24A-SR-TPC | Globe valve | 1300 kPa | 1000 kPa |  | EU\Inbox\Combinations\Folder..6/..7\ | 36
145136 | H664SP+SV24A-SR-TPC | H664SP+SV24A-SR-TPC |  | H664SP | + | SV24A-SR-TPC | Standard actuator | 0 | Scenario 2 |  | PPK¦SelectPro¦VDI3805¦Internet_EU |  |  | H664SP+SV24A-SR-TPC | Globe valve (partial pressure-balanced) | 1600 kPa | 1000 kPa |  | EU\Inbox\Combinations\Folder..6/..7\ | 36
144786 | H740R+NVC24A-SR-TPC | H740R+NVC24A-SR-TPC |  | H740R | + | NVC24A-SR-TPC | Fast runner | 1 | Scenario 2 |  | PPK¦SelectPro¦VDI3805¦Internet_EU |  |  | H740R+NVC24A-SR-TPC | Globe valve | 500 kPa | 400 kPa |  | EU\Inbox\Combinations\Folder..6/..7\ | 34
144936 | H750N+NVK24A-SR-TPC | H750N+NVK24A-SR-TPC |  | H750N | + | NVK24A-SR-TPC | Actuator with emergency control function | 1 | Scenario 2 |  | PPK¦SelectPro¦VDI3805¦Internet_EU |  |  | H750N+NVK24A-SR-TPC | Globe valve | 300 kPa | 300 kPa |  | EU\Inbox\Combinations\Folder..6/..7\ | 35
145036 | H615N+SV24A-SR-TPC | H615N+SV24A-SR-TPC |  | H615N | + | SV24A-SR-TPC | Standard actuator | 0 | Scenario 2 |  | PPK¦SelectPro¦VDI3805¦Internet_EU |  |  | H615N+SV24A-SR-TPC | Globe valve | 1600 kPa | 400 kPa |  | EU\Inbox\Combinations\Folder..6/..7\ | 34
145235 | H715N/SVC24A-SR-TPC | H715N/SVC24A-SR-TPC |  | H715N | / | SVC24A-SR-TPC | Fast runner | 0 | Scenario 2 |  | PPK¦SelectPro¦VDI3805¦Internet_EU |  |  | H715N/SVC24A-SR-TPC | Globe valve | 1600 kPa | 400 kPa |  | EU\Inbox\Combinations\Folder..6/..7\ | 33
144886 | H713R+NVKC24A-SR-TPC | H713R+NVKC24A-SR-TPC |  | H713R | + | NVKC24A-SR-TPC | Actuator with emergency control function | 1 | Scenario 2 |  | PPK¦SelectPro¦VDI3805¦Internet_EU |  |  | H713R+NVKC24A-SR-TPC | Globe valve | 600 kPa | 400 kPa |  | EU\Inbox\Combinations\Folder..6/..7\ | 34
145186 | H7040X25-S2+SVC24A-SR-TPC | H7040X25-S2+SVC24A-SR-TPC |  | H7040X25-S2 | + | SVC24A-SR-TPC | Fast runner | 1 | Scenario 2 |  | PPK¦SelectPro¦VDI3805¦Internet_EU |  |  | H7040X25-S2+SVC24A-SR-TPC | Globe valve | 850 kPa | 850 kPa |  | EU\Inbox\Combinations\Folder..6/..7\ | 35
145285 | H764R/SV24A-SR-TPC | H764R/SV24A-SR-TPC |  | H764R | / | SV24A-SR-TPC | Standard actuator | 1 | Scenario 2 |  | PPK¦SelectPro¦VDI3805¦Internet_EU |  |  | H764R/SV24A-SR-TPC | Globe valve | 280 kPa | 280 kPa |  | EU\Inbox\Combinations\Folder..6/..7\ | 36
144987 | H610S/SVC24A-SR-TPC | H610S/SVC24A-SR-TPC |  | H610S | / | SVC24A-SR-TPC | Fast runner | 0 | Scenario 2 |  | PPK¦SelectPro¦VDI3805¦Internet_EU |  |  | H610S/SVC24A-SR-TPC | Globe valve | 1600 kPa | 1000 kPa |  | EU\Inbox\Combinations\Folder..6/..7\ | 34
144737 | H7025X10-S2/NVC24A-SR-TPC | H7025X10-S2/NVC24A-SR-TPC |  | H7025X10-S2 | / | NVC24A-SR-TPC | Fast runner | 1 | Scenario 2 |  | PPK¦SelectPro¦VDI3805¦Internet_EU |  |  | H7025X10-S2/NVC24A-SR-TPC | Globe valve | 1300 kPa | 1000 kPa |  | EU\Inbox\Combinations\Folder..6/..7\ | 36
144837 | H7025Y10-S2/NVK24A-SR-TPC | H7025Y10-S2/NVK24A-SR-TPC |  | H7025Y10-S2 | / | NVK24A-SR-TPC | Actuator with emergency control function | 1 | Scenario 2 |  | PPK¦SelectPro¦VDI3805¦Internet_EU |  |  | H7025Y10-S2/NVK24A-SR-TPC | Globe valve | 1300 kPa | 1000 kPa |  | EU\Inbox\Combinations\Folder..6/..7\ | 35
145087 | H632R/SVC24A-SR-TPC | H632R/SVC24A-SR-TPC |  | H632R | / | SVC24A-SR-TPC | Fast runner | 0 | Scenario 2 |  | PPK¦SelectPro¦VDI3805¦Internet_EU |  |  | H632R/SVC24A-SR-TPC | Globe valve | 600 kPa | 400 kPa |  | EU\Inbox\Combinations\Folder..6/..7\ | 34
145137 | H664SP/SV24A-SR-TPC | H664SP/SV24A-SR-TPC |  | H664SP | / | SV24A-SR-TPC | Standard actuator | 0 | Scenario 2 |  | PPK¦SelectPro¦VDI3805¦Internet_EU |  |  | H664SP/SV24A-SR-TPC | Globe valve (partial pressure-balanced) | 1600 kPa | 1000 kPa |  | EU\Inbox\Combinations\Folder..6/..7\ | 36
145335 | H664R/NVC24A-SR-TPC | H664R/NVC24A-SR-TPC |  | H664R | / | NVC24A-SR-TPC | Fast runner | 0 | Scenario 2 |  | PPK¦SelectPro¦VDI3805¦Internet_EU |  |  | H664R/NVC24A-SR-TPC | Globe valve | 140 kPa | 140 kPa |  | EU\Inbox\Combinations\Folder..6/..7\ | 36
144787 | H740R/NVC24A-SR-TPC | H740R/NVC24A-SR-TPC |  | H740R | / | NVC24A-SR-TPC | Fast runner | 1 | Scenario 2 |  | PPK¦SelectPro¦VDI3805¦Internet_EU |  |  | H740R/NVC24A-SR-TPC | Globe valve | 500 kPa | 400 kPa |  | EU\Inbox\Combinations\Folder..6/..7\ | 36
145385 | H511B/SVC24A-SR-TPC | H511B/SVC24A-SR-TPC |  | H511B | / | SVC24A-SR-TPC | Fast runner | 0 | Scenario 2 |  | PPK¦SelectPro¦VDI3805¦Internet_EU |  |  | H511B/SVC24A-SR-TPC | Globe valve | 1600 kPa | 400 kPa |  | EU\Inbox\Combinations\Folder..4/..5\ | 34
144937 | H750N/NVK24A-SR-TPC | H750N/NVK24A-SR-TPC |  | H750N | / | NVK24A-SR-TPC | Actuator with emergency control function | 1 | Scenario 2 |  | PPK¦SelectPro¦VDI3805¦Internet_EU |  |  | H750N/NVK24A-SR-TPC | Globe valve | 300 kPa | 300 kPa |  | EU\Inbox\Combinations\Folder..6/..7\ | 34
145236 | H715R+SV24A-SR-TPC | H715R+SV24A-SR-TPC |  | H715R | + | SV24A-SR-TPC | Standard actuator | 0 | Scenario 2 |  | PPK¦SelectPro¦VDI3805¦Internet_EU |  |  | H715R+SV24A-SR-TPC | Globe valve | 600 kPa | 400 kPa |  | EU\Inbox\Combinations\Folder..6/..7\ | 33
145037 | H615N/SV24A-SR-TPC | H615N/SV24A-SR-TPC |  | H615N | / | SV24A-SR-TPC | Standard actuator | 0 | Scenario 2 |  | PPK¦SelectPro¦VDI3805¦Internet_EU |  |  | H615N/SV24A-SR-TPC | Globe valve | 1600 kPa | 400 kPa |  | EU\Inbox\Combinations\Folder..6/..7\ | 34
145187 | H7040X25-S2/SVC24A-SR-TPC | H7040X25-S2/SVC24A-SR-TPC |  | H7040X25-S2 | / | SVC24A-SR-TPC | Fast runner | 1 | Scenario 2 |  | PPK¦SelectPro¦VDI3805¦Internet_EU |  |  | H7040X25-S2/SVC24A-SR-TPC | Globe valve | 850 kPa | 850 kPa |  | EU\Inbox\Combinations\Folder..6/..7\ | 35
144887 | H713R/NVKC24A-SR-TPC | H713R/NVKC24A-SR-TPC |  | H713R | / | NVKC24A-SR-TPC | Actuator with emergency control function | 1 | Scenario 2 |  | PPK¦SelectPro¦VDI3805¦Internet_EU |  |  | H713R/NVKC24A-SR-TPC | Globe valve | 600 kPa | 400 kPa |  | EU\Inbox\Combinations\Folder..6/..7\ | 36
144988 | H611N+SV24A-SR-TPC | H611N+SV24A-SR-TPC |  | H611N | + | SV24A-SR-TPC | Standard actuator | 0 | Scenario 2 |  | PPK¦SelectPro¦VDI3805¦Internet_EU |  |  | H611N+SV24A-SR-TPC | Globe valve | 1600 kPa | 400 kPa |  | EU\Inbox\Combinations\Folder..6/..7\ | 34
144738 | H7025Y10-S2+NVC24A-SR-TPC | H7025Y10-S2+NVC24A-SR-TPC |  | H7025Y10-S2 | + | NVC24A-SR-TPC | Fast runner | 1 | Scenario 2 |  | PPK¦SelectPro¦VDI3805¦Internet_EU |  |  | H7025Y10-S2+NVC24A-SR-TPC | Globe valve | 1300 kPa | 1000 kPa |  | EU\Inbox\Combinations\Folder..6/..7\ | 36
144838 | H7025Y10-S2+NVKC24A-SR-TPC | H7025Y10-S2+NVKC24A-SR-TPC |  | H7025Y10-S2 | + | NVKC24A-SR-TPC | Actuator with emergency control function | 1 | Scenario 2 |  | PPK¦SelectPro¦VDI3805¦Internet_EU |  |  | H7025Y10-S2+NVKC24A-SR-TPC | Globe valve | 1300 kPa | 1000 kPa |  | EU\Inbox\Combinations\Folder..6/..7\ | 35
145088 | H632S+SV24A-SR-TPC | H632S+SV24A-SR-TPC |  | H632S | + | SV24A-SR-TPC | Standard actuator | 1 | Scenario 2 |  | PPK¦SelectPro¦VDI3805¦Internet_EU |  |  | H632S+SV24A-SR-TPC | Globe valve | 1550 kPa | 1000 kPa |  | EU\Inbox\Combinations\Folder..6/..7\ | 35
145286 | H764R+SVC24A-SR-TPC | H764R+SVC24A-SR-TPC |  | H764R | + | SVC24A-SR-TPC | Fast runner | 1 | Scenario 2 |  | PPK¦SelectPro¦VDI3805¦Internet_EU |  |  | H764R+SVC24A-SR-TPC | Globe valve | 280 kPa | 280 kPa |  | EU\Inbox\Combinations\Folder..6/..7\ | 36
145138 | H664SP+SVC24A-SR-TPC | H664SP+SVC24A-SR-TPC |  | H664SP | + | SVC24A-SR-TPC | Fast runner | 0 | Scenario 2 |  | PPK¦SelectPro¦VDI3805¦Internet_EU |  |  | H664SP+SVC24A-SR-TPC | Globe valve (partial pressure-balanced) | 1600 kPa | 1000 kPa |  | EU\Inbox\Combinations\Folder..6/..7\ | 35
145336 | H664S+NVC24A-SR-TPC | H664S+NVC24A-SR-TPC |  | H664S | + | NVC24A-SR-TPC | Fast runner | 0 | Scenario 2 |  | PPK¦SelectPro¦VDI3805¦Internet_EU |  |  | H664S+NVC24A-SR-TPC | Globe valve | 130 kPa | 130 kPa |  | EU\Inbox\Combinations\Folder..6/..7\ | 36
144788 | H750N+NVC24A-SR-TPC | H750N+NVC24A-SR-TPC |  | H750N | + | NVC24A-SR-TPC | Fast runner | 0 | Scenario 2 |  | PPK¦SelectPro¦VDI3805¦Internet_EU |  |  | H750N+NVC24A-SR-TPC | Globe valve | 300 kPa | 300 kPa |  | EU\Inbox\Combinations\Folder..6/..7\ | 34
145237 | H715R/SV24A-SR-TPC | H715R/SV24A-SR-TPC |  | H715R | / | SV24A-SR-TPC | Standard actuator | 0 | Scenario 2 |  | PPK¦SelectPro¦VDI3805¦Internet_EU |  |  | H715R/SV24A-SR-TPC | Globe valve | 600 kPa | 400 kPa |  | EU\Inbox\Combinations\Folder..6/..7\ | 33
144938 | H750N+NVKC24A-SR-TPC | H750N+NVKC24A-SR-TPC |  | H750N | + | NVKC24A-SR-TPC | Actuator with emergency control function | 1 | Scenario 2 |  | PPK¦SelectPro¦VDI3805¦Internet_EU |  |  | H750N+NVKC24A-SR-TPC | Globe valve | 300 kPa | 300 kPa |  | EU\Inbox\Combinations\Folder..6/..7\ | 35
145386 | H512B+SV24A-SR-TPC | H512B+SV24A-SR-TPC |  | H512B | + | SV24A-SR-TPC | Standard actuator | 0 | Scenario 2 |  | PPK¦SelectPro¦VDI3805¦Internet_EU |  |  | H512B+SV24A-SR-TPC | Globe valve | 1600 kPa | 400 kPa |  | EU\Inbox\Combinations\Folder..4/..5\ | 34
145038 | H615N+SVC24A-SR-TPC | H615N+SVC24A-SR-TPC |  | H615N | + | SVC24A-SR-TPC | Fast runner | 0 | Scenario 2 |  | PPK¦SelectPro¦VDI3805¦Internet_EU |  |  | H615N+SVC24A-SR-TPC | Globe valve | 1600 kPa | 400 kPa |  | EU\Inbox\Combinations\Folder..6/..7\ | 34
145188 | H7040Y25-S2+SV24A-SR-TPC | H7040Y25-S2+SV24A-SR-TPC |  | H7040Y25-S2 | + | SV24A-SR-TPC | Standard actuator | 1 | Scenario 2 |  | PPK¦SelectPro¦VDI3805¦Internet_EU |  |  | H7040Y25-S2+SV24A-SR-TPC | Globe valve | 850 kPa | 850 kPa |  | EU\Inbox\Combinations\Folder..6/..7\ | 35
144888 | H714N+NVK24A-SR-TPC | H714N+NVK24A-SR-TPC |  | H714N | + | NVK24A-SR-TPC | Actuator with emergency control function | 1 | Scenario 2 |  | PPK¦SelectPro¦VDI3805¦Internet_EU |  |  | H714N+NVK24A-SR-TPC | Globe valve | 1600 kPa | 400 kPa |  | EU\Inbox\Combinations\Folder..6/..7\ | 36
144989 | H611N/SV24A-SR-TPC | H611N/SV24A-SR-TPC |  | H611N | / | SV24A-SR-TPC | Standard actuator | 0 | Scenario 2 |  | PPK¦SelectPro¦VDI3805¦Internet_EU |  |  | H611N/SV24A-SR-TPC | Globe valve | 1600 kPa | 400 kPa |  | EU\Inbox\Combinations\Folder..6/..7\ | 34
144739 | H7025Y10-S2/NVC24A-SR-TPC | H7025Y10-S2/NVC24A-SR-TPC |  | H7025Y10-S2 | / | NVC24A-SR-TPC | Fast runner | 1 | Scenario 2 |  | PPK¦SelectPro¦VDI3805¦Internet_EU |  |  | H7025Y10-S2/NVC24A-SR-TPC | Globe valve | 1300 kPa | 1000 kPa |  | EU\Inbox\Combinations\Folder..6/..7\ | 36
144839 | H7025Y10-S2/NVKC24A-SR-TPC | H7025Y10-S2/NVKC24A-SR-TPC |  | H7025Y10-S2 | / | NVKC24A-SR-TPC | Actuator with emergency control function | 1 | Scenario 2 |  | PPK¦SelectPro¦VDI3805¦Internet_EU |  |  | H7025Y10-S2/NVKC24A-SR-TPC | Globe valve | 1300 kPa | 1000 kPa |  | EU\Inbox\Combinations\Folder..6/..7\ | 36
145089 | H632S/SV24A-SR-TPC | H632S/SV24A-SR-TPC |  | H632S | / | SV24A-SR-TPC | Standard actuator | 1 | Scenario 2 |  | PPK¦SelectPro¦VDI3805¦Internet_EU |  |  | H632S/SV24A-SR-TPC | Globe valve | 1550 kPa | 1000 kPa |  | EU\Inbox\Combinations\Folder..6/..7\ | 35
145287 | H764R/SVC24A-SR-TPC | H764R/SVC24A-SR-TPC |  | H764R | / | SVC24A-SR-TPC | Fast runner | 1 | Scenario 2 |  | PPK¦SelectPro¦VDI3805¦Internet_EU |  |  | H764R/SVC24A-SR-TPC | Globe valve | 280 kPa | 280 kPa |  | EU\Inbox\Combinations\Folder..6/..7\ | 35
145337 | H664S/NVC24A-SR-TPC | H664S/NVC24A-SR-TPC |  | H664S | / | NVC24A-SR-TPC | Fast runner | 0 | Scenario 2 |  | PPK¦SelectPro¦VDI3805¦Internet_EU |  |  | H664S/NVC24A-SR-TPC | Globe valve | 130 kPa | 130 kPa |  | EU\Inbox\Combinations\Folder..6/..7\ | 35
145139 | H664SP/SVC24A-SR-TPC | H664SP/SVC24A-SR-TPC |  | H664SP | / | SVC24A-SR-TPC | Fast runner | 0 | Scenario 2 |  | PPK¦SelectPro¦VDI3805¦Internet_EU |  |  | H664SP/SVC24A-SR-TPC | Globe valve (partial pressure-balanced) | 1600 kPa | 1000 kPa |  | EU\Inbox\Combinations\Folder..6/..7\ | 34
145238 | H715R+SVC24A-SR-TPC | H715R+SVC24A-SR-TPC |  | H715R | + | SVC24A-SR-TPC | Fast runner | 0 | Scenario 2 |  | PPK¦SelectPro¦VDI3805¦Internet_EU |  |  | H715R+SVC24A-SR-TPC | Globe valve | 600 kPa | 400 kPa |  | EU\Inbox\Combinations\Folder..6/..7\ | 33
144789 | H750N/NVC24A-SR-TPC | H750N/NVC24A-SR-TPC |  | H750N | / | NVC24A-SR-TPC | Fast runner | 0 | Scenario 2 |  | PPK¦SelectPro¦VDI3805¦Internet_EU |  |  | H750N/NVC24A-SR-TPC | Globe valve | 300 kPa | 300 kPa |  | EU\Inbox\Combinations\Folder..6/..7\ | 35
145387 | H512B/SV24A-SR-TPC | H512B/SV24A-SR-TPC |  | H512B | / | SV24A-SR-TPC | Standard actuator | 0 | Scenario 2 |  | PPK¦SelectPro¦VDI3805¦Internet_EU |  |  | H512B/SV24A-SR-TPC | Globe valve | 1600 kPa | 400 kPa |  | EU\Inbox\Combinations\Folder..4/..5\ | 34
144939 | H750N/NVKC24A-SR-TPC | H750N/NVKC24A-SR-TPC |  | H750N | / | NVKC24A-SR-TPC | Actuator with emergency control function | 1 | Scenario 2 |  | PPK¦SelectPro¦VDI3805¦Internet_EU |  |  | H750N/NVKC24A-SR-TPC | Globe valve | 300 kPa | 300 kPa |  | EU\Inbox\Combinations\Folder..6/..7\ | 34
145189 | H7040Y25-S2/SV24A-SR-TPC | H7040Y25-S2/SV24A-SR-TPC |  | H7040Y25-S2 | / | SV24A-SR-TPC | Standard actuator | 1 | Scenario 2 |  | PPK¦SelectPro¦VDI3805¦Internet_EU |  |  | H7040Y25-S2/SV24A-SR-TPC | Globe valve | 850 kPa | 850 kPa |  | EU\Inbox\Combinations\Folder..6/..7\ | 35
145039 | H615N/SVC24A-SR-TPC | H615N/SVC24A-SR-TPC |  | H615N | / | SVC24A-SR-TPC | Fast runner | 0 | Scenario 2 |  | PPK¦SelectPro¦VDI3805¦Internet_EU |  |  | H615N/SVC24A-SR-TPC | Globe valve | 1600 kPa | 400 kPa |  | EU\Inbox\Combinations\Folder..6/..7\ | 34
144990 | H611N+SVC24A-SR-TPC | H611N+SVC24A-SR-TPC |  | H611N | + | SVC24A-SR-TPC | Fast runner | 0 | Scenario 2 |  | PPK¦SelectPro¦VDI3805¦Internet_EU |  |  | H611N+SVC24A-SR-TPC | Globe valve | 1600 kPa | 400 kPa |  | EU\Inbox\Combinations\Folder..6/..7\ | 34
144740 | H7032X16-S2+NVC24A-SR-TPC | H7032X16-S2+NVC24A-SR-TPC |  | H7032X16-S2 | + | NVC24A-SR-TPC | Fast runner | 0 | Scenario 2 |  | PPK¦SelectPro¦VDI3805¦Internet_EU |  |  | H7032X16-S2+NVC24A-SR-TPC | Globe valve | 900 kPa | 900 kPa |  | EU\Inbox\Combinations\Folder..6/..7\ | 35
144840 | H7032X16-S2+NVK24A-SR-TPC | H7032X16-S2+NVK24A-SR-TPC |  | H7032X16-S2 | + | NVK24A-SR-TPC | Actuator with emergency control function | 1 | Scenario 2 |  | PPK¦SelectPro¦VDI3805¦Internet_EU |  |  | H7032X16-S2+NVK24A-SR-TPC | Globe valve | 900 kPa | 900 kPa |  | EU\Inbox\Combinations\Folder..6/..7\ | 34
145090 | H632S+SVC24A-SR-TPC | H632S+SVC24A-SR-TPC |  | H632S | + | SVC24A-SR-TPC | Fast runner | 1 | Scenario 2 |  | PPK¦SelectPro¦VDI3805¦Internet_EU |  |  | H632S+SVC24A-SR-TPC | Globe valve | 1550 kPa | 1000 kPa |  | EU\Inbox\Combinations\Folder..6/..7\ | 34
144889 | H714N/NVK24A-SR-TPC | H714N/NVK24A-SR-TPC |  | H714N | / | NVK24A-SR-TPC | Actuator with emergency control function | 1 | Scenario 2 |  | PPK¦SelectPro¦VDI3805¦Internet_EU |  |  | H714N/NVK24A-SR-TPC | Globe valve | 1600 kPa | 400 kPa |  | EU\Inbox\Combinations\Folder..6/..7\ | 37
145338 | H664SP+NVC24A-SR-TPC | H664SP+NVC24A-SR-TPC |  | H664SP | + | NVC24A-SR-TPC | Fast runner | 1 | Scenario 2 |  | PPK¦SelectPro¦VDI3805¦Internet_EU |  |  | H664SP+NVC24A-SR-TPC | Globe valve (partial pressure-balanced) | 1600 kPa | 1000 kPa |  | EU\Inbox\Combinations\Folder..6/..7\ | 36
145288 | H779N+SV24A-SR-TPC | H779N+SV24A-SR-TPC |  | H779N | + | SV24A-SR-TPC | Standard actuator | 1 | Scenario 2 |  | PPK¦SelectPro¦VDI3805¦Internet_EU |  |  | H779N+SV24A-SR-TPC | Globe valve | 160 kPa | 160 kPa |  | EU\Inbox\Combinations\Folder..6/..7\ | 36
145140 | H679N+SV24A-SR-TPC | H679N+SV24A-SR-TPC |  | H679N | + | SV24A-SR-TPC | Standard actuator | 1 | Scenario 2 |  | PPK¦SelectPro¦VDI3805¦Internet_EU |  |  | H679N+SV24A-SR-TPC | Globe valve | 160 kPa | 160 kPa |  | EU\Inbox\Combinations\Folder..6/..7\ | 35
145239 | H715R/SVC24A-SR-TPC | H715R/SVC24A-SR-TPC |  | H715R | / | SVC24A-SR-TPC | Fast runner | 0 | Scenario 2 |  | PPK¦SelectPro¦VDI3805¦Internet_EU |  |  | H715R/SVC24A-SR-TPC | Globe valve | 600 kPa | 400 kPa |  | EU\Inbox\Combinations\Folder..6/..7\ | 33
144790 | H750R+NVC24A-SR-TPC | H750R+NVC24A-SR-TPC |  | H750R | + | NVC24A-SR-TPC | Fast runner | 0 | Scenario 2 |  | PPK¦SelectPro¦VDI3805¦Internet_EU |  |  | H750R+NVC24A-SR-TPC | Globe valve | 300 kPa | 300 kPa |  | EU\Inbox\Combinations\Folder..6/..7\ | 34
145388 | H512B+SVC24A-SR-TPC | H512B+SVC24A-SR-TPC |  | H512B | + | SVC24A-SR-TPC | Fast runner | 0 | Scenario 2 |  | PPK¦SelectPro¦VDI3805¦Internet_EU |  |  | H512B+SVC24A-SR-TPC | Globe valve | 1600 kPa | 400 kPa |  | EU\Inbox\Combinations\Folder..4/..5\ | 34
145190 | H7040Y25-S2+SVC24A-SR-TPC | H7040Y25-S2+SVC24A-SR-TPC |  | H7040Y25-S2 | + | SVC24A-SR-TPC | Fast runner | 1 | Scenario 2 |  | PPK¦SelectPro¦VDI3805¦Internet_EU |  |  | H7040Y25-S2+SVC24A-SR-TPC | Globe valve | 850 kPa | 850 kPa |  | EU\Inbox\Combinations\Folder..6/..7\ | 36
144940 | H750R+NVK24A-SR-TPC | H750R+NVK24A-SR-TPC |  | H750R | + | NVK24A-SR-TPC | Actuator with emergency control function | 1 | Scenario 2 |  | PPK¦SelectPro¦VDI3805¦Internet_EU |  |  | H750R+NVK24A-SR-TPC | Globe valve | 300 kPa | 300 kPa |  | EU\Inbox\Combinations\Folder..6/..7\ | 34
144991 | H611N/SVC24A-SR-TPC | H611N/SVC24A-SR-TPC |  | H611N | / | SVC24A-SR-TPC | Fast runner | 0 | Scenario 2 |  | PPK¦SelectPro¦VDI3805¦Internet_EU |  |  | H611N/SVC24A-SR-TPC | Globe valve | 1600 kPa | 400 kPa |  | EU\Inbox\Combinations\Folder..6/..7\ | 34
144741 | H7032X16-S2/NVC24A-SR-TPC | H7032X16-S2/NVC24A-SR-TPC |  | H7032X16-S2 | / | NVC24A-SR-TPC | Fast runner | 0 | Scenario 2 |  | PPK¦SelectPro¦VDI3805¦Internet_EU |  |  | H7032X16-S2/NVC24A-SR-TPC | Globe valve | 900 kPa | 900 kPa |  | EU\Inbox\Combinations\Folder..6/..7\ | 34
145040 | H615R+SV24A-SR-TPC | H615R+SV24A-SR-TPC |  | H615R | + | SV24A-SR-TPC | Standard actuator | 0 | Scenario 2 |  | PPK¦SelectPro¦VDI3805¦Internet_EU |  |  | H615R+SV24A-SR-TPC | Globe valve | 600 kPa | 400 kPa |  | EU\Inbox\Combinations\Folder..6/..7\ | 34
144841 | H7032X16-S2/NVK24A-SR-TPC | H7032X16-S2/NVK24A-SR-TPC |  | H7032X16-S2 | / | NVK24A-SR-TPC | Actuator with emergency control function | 1 | Scenario 2 |  | PPK¦SelectPro¦VDI3805¦Internet_EU |  |  | H7032X16-S2/NVK24A-SR-TPC | Globe valve | 900 kPa | 900 kPa |  | EU\Inbox\Combinations\Folder..6/..7\ | 35
145091 | H632S/SVC24A-SR-TPC | H632S/SVC24A-SR-TPC |  | H632S | / | SVC24A-SR-TPC | Fast runner | 1 | Scenario 2 |  | PPK¦SelectPro¦VDI3805¦Internet_EU |  |  | H632S/SVC24A-SR-TPC | Globe valve | 1550 kPa | 1000 kPa |  | EU\Inbox\Combinations\Folder..6/..7\ | 34
144890 | H714N+NVKC24A-SR-TPC | H714N+NVKC24A-SR-TPC |  | H714N | + | NVKC24A-SR-TPC | Actuator with emergency control function | 1 | Scenario 2 |  | PPK¦SelectPro¦VDI3805¦Internet_EU |  |  | H714N+NVKC24A-SR-TPC | Globe valve | 1600 kPa | 400 kPa |  | EU\Inbox\Combinations\Folder..6/..7\ | 35
145141 | H679N/SV24A-SR-TPC | H679N/SV24A-SR-TPC |  | H679N | / | SV24A-SR-TPC | Standard actuator | 1 | Scenario 2 |  | PPK¦SelectPro¦VDI3805¦Internet_EU |  |  | H679N/SV24A-SR-TPC | Globe valve | 160 kPa | 160 kPa |  | EU\Inbox\Combinations\Folder..6/..7\ | 35
145339 | H664SP/NVC24A-SR-TPC | H664SP/NVC24A-SR-TPC |  | H664SP | / | NVC24A-SR-TPC | Fast runner | 1 | Scenario 2 |  | PPK¦SelectPro¦VDI3805¦Internet_EU |  |  | H664SP/NVC24A-SR-TPC | Globe valve (partial pressure-balanced) | 1600 kPa | 1000 kPa |  | EU\Inbox\Combinations\Folder..6/..7\ | 36
145240 | H720N+SV24A-SR-TPC | H720N+SV24A-SR-TPC |  | H720N | + | SV24A-SR-TPC | Standard actuator | 0 | Scenario 2 |  | PPK¦SelectPro¦VDI3805¦Internet_EU |  |  | H720N+SV24A-SR-TPC | Globe valve | 1600 kPa | 400 kPa |  | EU\Inbox\Combinations\Folder..6/..7\ | 33
145289 | H779N/SV24A-SR-TPC | H779N/SV24A-SR-TPC |  | H779N | / | SV24A-SR-TPC | Standard actuator | 1 | Scenario 2 |  | PPK¦SelectPro¦VDI3805¦Internet_EU |  |  | H779N/SV24A-SR-TPC | Globe valve | 160 kPa | 160 kPa |  | EU\Inbox\Combinations\Folder..6/..7\ | 36
144791 | H750R/NVC24A-SR-TPC | H750R/NVC24A-SR-TPC |  | H750R | / | NVC24A-SR-TPC | Fast runner | 0 | Scenario 2 |  | PPK¦SelectPro¦VDI3805¦Internet_EU |  |  | H750R/NVC24A-SR-TPC | Globe valve | 300 kPa | 300 kPa |  | EU\Inbox\Combinations\Folder..6/..7\ | 34
145191 | H7040Y25-S2/SVC24A-SR-TPC | H7040Y25-S2/SVC24A-SR-TPC |  | H7040Y25-S2 | / | SVC24A-SR-TPC | Fast runner | 1 | Scenario 2 |  | PPK¦SelectPro¦VDI3805¦Internet_EU |  |  | H7040Y25-S2/SVC24A-SR-TPC | Globe valve | 850 kPa | 850 kPa |  | EU\Inbox\Combinations\Folder..6/..7\ | 36
144992 | H611R+SV24A-SR-TPC | H611R+SV24A-SR-TPC |  | H611R | + | SV24A-SR-TPC | Standard actuator | 0 | Scenario 2 |  | PPK¦SelectPro¦VDI3805¦Internet_EU |  |  | H611R+SV24A-SR-TPC | Globe valve | 600 kPa | 400 kPa |  | EU\Inbox\Combinations\Folder..6/..7\ | 34
144742 | H7032Y16-S2+NVC24A-SR-TPC | H7032Y16-S2+NVC24A-SR-TPC |  | H7032Y16-S2 | + | NVC24A-SR-TPC | Fast runner | 0 | Scenario 2 |  | PPK¦SelectPro¦VDI3805¦Internet_EU |  |  | H7032Y16-S2+NVC24A-SR-TPC | Globe valve | 900 kPa | 900 kPa |  | EU\Inbox\Combinations\Folder..6/..7\ | 35
144941 | H750R/NVK24A-SR-TPC | H750R/NVK24A-SR-TPC |  | H750R | / | NVK24A-SR-TPC | Actuator with emergency control function | 1 | Scenario 2 |  | PPK¦SelectPro¦VDI3805¦Internet_EU |  |  | H750R/NVK24A-SR-TPC | Globe valve | 300 kPa | 300 kPa |  | EU\Inbox\Combinations\Folder..6/..7\ | 35
145389 | H512B/SVC24A-SR-TPC | H512B/SVC24A-SR-TPC |  | H512B | / | SVC24A-SR-TPC | Fast runner | 0 | Scenario 2 |  | PPK¦SelectPro¦VDI3805¦Internet_EU |  |  | H512B/SVC24A-SR-TPC | Globe valve | 1600 kPa | 400 kPa |  | EU\Inbox\Combinations\Folder..4/..5\ | 33
144842 | H7032X16-S2+NVKC24A-SR-TPC | H7032X16-S2+NVKC24A-SR-TPC |  | H7032X16-S2 | + | NVKC24A-SR-TPC | Actuator with emergency control function | 1 | Scenario 2 |  | PPK¦SelectPro¦VDI3805¦Internet_EU |  |  | H7032X16-S2+NVKC24A-SR-TPC | Globe valve | 900 kPa | 900 kPa |  | EU\Inbox\Combinations\Folder..6/..7\ | 35
145092 | H640N+SV24A-SR-TPC | H640N+SV24A-SR-TPC |  | H640N | + | SV24A-SR-TPC | Standard actuator | 0 | Scenario 2 |  | PPK¦SelectPro¦VDI3805¦Internet_EU |  |  | H640N+SV24A-SR-TPC | Globe valve | 900 kPa | 400 kPa |  | EU\Inbox\Combinations\Folder..6/..7\ | 34
145041 | H615R/SV24A-SR-TPC | H615R/SV24A-SR-TPC |  | H615R | / | SV24A-SR-TPC | Standard actuator | 0 | Scenario 2 |  | PPK¦SelectPro¦VDI3805¦Internet_EU |  |  | H615R/SV24A-SR-TPC | Globe valve | 600 kPa | 400 kPa |  | EU\Inbox\Combinations\Folder..6/..7\ | 34
145142 | H679N+SVC24A-SR-TPC | H679N+SVC24A-SR-TPC |  | H679N | + | SVC24A-SR-TPC | Fast runner | 1 | Scenario 2 |  | PPK¦SelectPro¦VDI3805¦Internet_EU |  |  | H679N+SVC24A-SR-TPC | Globe valve | 160 kPa | 160 kPa |  | EU\Inbox\Combinations\Folder..6/..7\ | 35
145340 | H679N+NVC24A-SR-TPC | H679N+NVC24A-SR-TPC |  | H679N | + | NVC24A-SR-TPC | Fast runner | 0 | Scenario 2 |  | PPK¦SelectPro¦VDI3805¦Internet_EU |  |  | H679N+NVC24A-SR-TPC | Globe valve | 80 kPa | 80 kPa |  | EU\Inbox\Combinations\Folder..6/..7\ | 36
144891 | H714N/NVKC24A-SR-TPC | H714N/NVKC24A-SR-TPC |  | H714N | / | NVKC24A-SR-TPC | Actuator with emergency control function | 1 | Scenario 2 |  | PPK¦SelectPro¦VDI3805¦Internet_EU |  |  | H714N/NVKC24A-SR-TPC | Globe valve | 1600 kPa | 400 kPa |  | EU\Inbox\Combinations\Folder..6/..7\ | 37
145241 | H720N/SV24A-SR-TPC | H720N/SV24A-SR-TPC |  | H720N | / | SV24A-SR-TPC | Standard actuator | 0 | Scenario 2 |  | PPK¦SelectPro¦VDI3805¦Internet_EU |  |  | H720N/SV24A-SR-TPC | Globe valve | 1600 kPa | 400 kPa |  | EU\Inbox\Combinations\Folder..6/..7\ | 33
145290 | H779N+SVC24A-SR-TPC | H779N+SVC24A-SR-TPC |  | H779N | + | SVC24A-SR-TPC | Fast runner | 1 | Scenario 2 |  | PPK¦SelectPro¦VDI3805¦Internet_EU |  |  | H779N+SVC24A-SR-TPC | Globe valve | 160 kPa | 160 kPa |  | EU\Inbox\Combinations\Folder..6/..7\ | 36
145192 | H7050X40-S2+SV24A-SR-TPC | H7050X40-S2+SV24A-SR-TPC |  | H7050X40-S2 | + | SV24A-SR-TPC | Standard actuator | 1 | Scenario 2 |  | PPK¦SelectPro¦VDI3805¦Internet_EU |  |  | H7050X40-S2+SV24A-SR-TPC | Globe valve | 500 kPa | 500 kPa |  | EU\Inbox\Combinations\Folder..6/..7\ | 35
144792 | H764N+NVC24A-SR-TPC | H764N+NVC24A-SR-TPC |  | H764N | + | NVC24A-SR-TPC | Fast runner | 0 | Scenario 2 |  | PPK¦SelectPro¦VDI3805¦Internet_EU |  |  | H764N+NVC24A-SR-TPC | Globe valve | 140 kPa | 140 kPa |  | EU\Inbox\Combinations\Folder..6/..7\ | 34
144993 | H611R/SV24A-SR-TPC | H611R/SV24A-SR-TPC |  | H611R | / | SV24A-SR-TPC | Standard actuator | 0 | Scenario 2 |  | PPK¦SelectPro¦VDI3805¦Internet_EU |  |  | H611R/SV24A-SR-TPC | Globe valve | 600 kPa | 400 kPa |  | EU\Inbox\Combinations\Folder..6/..7\ | 34
144743 | H7032Y16-S2/NVC24A-SR-TPC | H7032Y16-S2/NVC24A-SR-TPC |  | H7032Y16-S2 | / | NVC24A-SR-TPC | Fast runner | 0 | Scenario 2 |  | PPK¦SelectPro¦VDI3805¦Internet_EU |  |  | H7032Y16-S2/NVC24A-SR-TPC | Globe valve | 900 kPa | 900 kPa |  | EU\Inbox\Combinations\Folder..6/..7\ | 34
144942 | H750R+NVKC24A-SR-TPC | H750R+NVKC24A-SR-TPC |  | H750R | + | NVKC24A-SR-TPC | Actuator with emergency control function | 1 | Scenario 2 |  | PPK¦SelectPro¦VDI3805¦Internet_EU |  |  | H750R+NVKC24A-SR-TPC | Globe valve | 300 kPa | 300 kPa |  | EU\Inbox\Combinations\Folder..6/..7\ | 35
144843 | H7032X16-S2/NVKC24A-SR-TPC | H7032X16-S2/NVKC24A-SR-TPC |  | H7032X16-S2 | / | NVKC24A-SR-TPC | Actuator with emergency control function | 1 | Scenario 2 |  | PPK¦SelectPro¦VDI3805¦Internet_EU |  |  | H7032X16-S2/NVKC24A-SR-TPC | Globe valve | 900 kPa | 900 kPa |  | EU\Inbox\Combinations\Folder..6/..7\ | 35
145390 | H513B+SV24A-SR-TPC | H513B+SV24A-SR-TPC |  | H513B | + | SV24A-SR-TPC | Standard actuator | 0 | Scenario 2 |  | PPK¦SelectPro¦VDI3805¦Internet_EU |  |  | H513B+SV24A-SR-TPC | Globe valve | 1600 kPa | 400 kPa |  | EU\Inbox\Combinations\Folder..4/..5\ | 34
145093 | H640N/SV24A-SR-TPC | H640N/SV24A-SR-TPC |  | H640N | / | SV24A-SR-TPC | Standard actuator | 0 | Scenario 2 |  | PPK¦SelectPro¦VDI3805¦Internet_EU |  |  | H640N/SV24A-SR-TPC | Globe valve | 900 kPa | 400 kPa |  | EU\Inbox\Combinations\Folder..6/..7\ | 34
145042 | H615R+SVC24A-SR-TPC | H615R+SVC24A-SR-TPC |  | H615R | + | SVC24A-SR-TPC | Fast runner | 0 | Scenario 2 |  | PPK¦SelectPro¦VDI3805¦Internet_EU |  |  | H615R+SVC24A-SR-TPC | Globe valve | 600 kPa | 400 kPa |  | EU\Inbox\Combinations\Folder..6/..7\ | 34
145143 | H679N/SVC24A-SR-TPC | H679N/SVC24A-SR-TPC |  | H679N | / | SVC24A-SR-TPC | Fast runner | 1 | Scenario 2 |  | PPK¦SelectPro¦VDI3805¦Internet_EU |  |  | H679N/SVC24A-SR-TPC | Globe valve | 160 kPa | 160 kPa |  | EU\Inbox\Combinations\Folder..6/..7\ | 35
145341 | H679N/NVC24A-SR-TPC | H679N/NVC24A-SR-TPC |  | H679N | / | NVC24A-SR-TPC | Fast runner | 0 | Scenario 2 |  | PPK¦SelectPro¦VDI3805¦Internet_EU |  |  | H679N/NVC24A-SR-TPC | Globe valve | 80 kPa | 80 kPa |  | EU\Inbox\Combinations\Folder..6/..7\ | 36
144892 | H714R+NVK24A-SR-TPC | H714R+NVK24A-SR-TPC |  | H714R | + | NVK24A-SR-TPC | Actuator with emergency control function | 1 | Scenario 2 |  | PPK¦SelectPro¦VDI3805¦Internet_EU |  |  | H714R+NVK24A-SR-TPC | Globe valve | 600 kPa | 400 kPa |  | EU\Inbox\Combinations\Folder..6/..7\ | 37
145242 | H720N+SVC24A-SR-TPC | H720N+SVC24A-SR-TPC |  | H720N | + | SVC24A-SR-TPC | Fast runner | 0 | Scenario 2 |  | PPK¦SelectPro¦VDI3805¦Internet_EU |  |  | H720N+SVC24A-SR-TPC | Globe valve | 1600 kPa | 400 kPa |  | EU\Inbox\Combinations\Folder..6/..7\ | 33
145193 | H7050X40-S2/SV24A-SR-TPC | H7050X40-S2/SV24A-SR-TPC |  | H7050X40-S2 | / | SV24A-SR-TPC | Standard actuator | 1 | Scenario 2 |  | PPK¦SelectPro¦VDI3805¦Internet_EU |  |  | H7050X40-S2/SV24A-SR-TPC | Globe valve | 500 kPa | 500 kPa |  | EU\Inbox\Combinations\Folder..6/..7\ | 35
145291 | H779N/SVC24A-SR-TPC | H779N/SVC24A-SR-TPC |  | H779N | / | SVC24A-SR-TPC | Fast runner | 1 | Scenario 2 |  | PPK¦SelectPro¦VDI3805¦Internet_EU |  |  | H779N/SVC24A-SR-TPC | Globe valve | 160 kPa | 160 kPa |  | EU\Inbox\Combinations\Folder..6/..7\ | 36
144793 | H764N/NVC24A-SR-TPC | H764N/NVC24A-SR-TPC |  | H764N | / | NVC24A-SR-TPC | Fast runner | 0 | Scenario 2 |  | PPK¦SelectPro¦VDI3805¦Internet_EU |  |  | H764N/NVC24A-SR-TPC | Globe valve | 140 kPa | 140 kPa |  | EU\Inbox\Combinations\Folder..6/..7\ | 33
144994 | H611R+SVC24A-SR-TPC | H611R+SVC24A-SR-TPC |  | H611R | + | SVC24A-SR-TPC | Fast runner | 0 | Scenario 2 |  | PPK¦SelectPro¦VDI3805¦Internet_EU |  |  | H611R+SVC24A-SR-TPC | Globe valve | 600 kPa | 400 kPa |  | EU\Inbox\Combinations\Folder..6/..7\ | 34
144744 | H7040X25-S2+NVC24A-SR-TPC | H7040X25-S2+NVC24A-SR-TPC |  | H7040X25-S2 | + | NVC24A-SR-TPC | Fast runner | 0 | Scenario 2 |  | PPK¦SelectPro¦VDI3805¦Internet_EU |  |  | H7040X25-S2+NVC24A-SR-TPC | Globe valve | 500 kPa | 500 kPa |  | EU\Inbox\Combinations\Folder..6/..7\ | 34
144844 | H7032Y16-S2+NVK24A-SR-TPC | H7032Y16-S2+NVK24A-SR-TPC |  | H7032Y16-S2 | + | NVK24A-SR-TPC | Actuator with emergency control function | 1 | Scenario 2 |  | PPK¦SelectPro¦VDI3805¦Internet_EU |  |  | H7032Y16-S2+NVK24A-SR-TPC | Globe valve | 900 kPa | 900 kPa |  | EU\Inbox\Combinations\Folder..6/..7\ | 35
144943 | H750R/NVKC24A-SR-TPC | H750R/NVKC24A-SR-TPC |  | H750R | / | NVKC24A-SR-TPC | Actuator with emergency control function | 1 | Scenario 2 |  | PPK¦SelectPro¦VDI3805¦Internet_EU |  |  | H750R/NVKC24A-SR-TPC | Globe valve | 300 kPa | 300 kPa |  | EU\Inbox\Combinations\Folder..6/..7\ | 35
145094 | H640N+SVC24A-SR-TPC | H640N+SVC24A-SR-TPC |  | H640N | + | SVC24A-SR-TPC | Fast runner | 0 | Scenario 2 |  | PPK¦SelectPro¦VDI3805¦Internet_EU |  |  | H640N+SVC24A-SR-TPC | Globe valve | 900 kPa | 400 kPa |  | EU\Inbox\Combinations\Folder..6/..7\ | 34
145391 | H513B/SV24A-SR-TPC | H513B/SV24A-SR-TPC |  | H513B | / | SV24A-SR-TPC | Standard actuator | 0 | Scenario 2 |  | PPK¦SelectPro¦VDI3805¦Internet_EU |  |  | H513B/SV24A-SR-TPC | Globe valve | 1600 kPa | 400 kPa |  | EU\Inbox\Combinations\Folder..4/..5\ | 34
145043 | H615R/SVC24A-SR-TPC | H615R/SVC24A-SR-TPC |  | H615R | / | SVC24A-SR-TPC | Fast runner | 0 | Scenario 2 |  | PPK¦SelectPro¦VDI3805¦Internet_EU |  |  | H615R/SVC24A-SR-TPC | Globe valve | 600 kPa | 400 kPa |  | EU\Inbox\Combinations\Folder..6/..7\ | 34
145144 | H679R+SV24A-SR-TPC | H679R+SV24A-SR-TPC |  | H679R | + | SV24A-SR-TPC | Standard actuator | 1 | Scenario 2 |  | PPK¦SelectPro¦VDI3805¦Internet_EU |  |  | H679R+SV24A-SR-TPC | Globe valve | 160 kPa | 160 kPa |  | EU\Inbox\Combinations\Folder..6/..7\ | 35
145342 | H411B+SV24A-SR-TPC | H411B+SV24A-SR-TPC |  | H411B | + | SV24A-SR-TPC | Standard actuator | 0 | Scenario 2 |  | PPK¦SelectPro¦VDI3805¦Internet_EU |  |  | H411B+SV24A-SR-TPC | Globe valve | 1600 kPa | 400 kPa |  | EU\Inbox\Combinations\Folder..4/..5\ | 34
145243 | H720N/SVC24A-SR-TPC | H720N/SVC24A-SR-TPC |  | H720N | / | SVC24A-SR-TPC | Fast runner | 0 | Scenario 2 |  | PPK¦SelectPro¦VDI3805¦Internet_EU |  |  | H720N/SVC24A-SR-TPC | Globe valve | 1600 kPa | 400 kPa |  | EU\Inbox\Combinations\Folder..6/..7\ | 33
145194 | H7050X40-S2+SVC24A-SR-TPC | H7050X40-S2+SVC24A-SR-TPC |  | H7050X40-S2 | + | SVC24A-SR-TPC | Fast runner | 1 | Scenario 2 |  | PPK¦SelectPro¦VDI3805¦Internet_EU |  |  | H7050X40-S2+SVC24A-SR-TPC | Globe valve | 500 kPa | 500 kPa |  | EU\Inbox\Combinations\Folder..6/..7\ | 35
144893 | H714R/NVK24A-SR-TPC | H714R/NVK24A-SR-TPC |  | H714R | / | NVK24A-SR-TPC | Actuator with emergency control function | 1 | Scenario 2 |  | PPK¦SelectPro¦VDI3805¦Internet_EU |  |  | H714R/NVK24A-SR-TPC | Globe valve | 600 kPa | 400 kPa |  | EU\Inbox\Combinations\Folder..6/..7\ | 35
145292 | H779R+SV24A-SR-TPC | H779R+SV24A-SR-TPC |  | H779R | + | SV24A-SR-TPC | Standard actuator | 1 | Scenario 2 |  | PPK¦SelectPro¦VDI3805¦Internet_EU |  |  | H779R+SV24A-SR-TPC | Globe valve | 160 kPa | 160 kPa |  | EU\Inbox\Combinations\Folder..6/..7\ | 36
144794 | H764R+NVC24A-SR-TPC | H764R+NVC24A-SR-TPC |  | H764R | + | NVC24A-SR-TPC | Fast runner | 0 | Scenario 2 |  | PPK¦SelectPro¦VDI3805¦Internet_EU |  |  | H764R+NVC24A-SR-TPC | Globe valve | 140 kPa | 140 kPa |  | EU\Inbox\Combinations\Folder..6/..7\ | 33
144995 | H611R/SVC24A-SR-TPC | H611R/SVC24A-SR-TPC |  | H611R | / | SVC24A-SR-TPC | Fast runner | 0 | Scenario 2 |  | PPK¦SelectPro¦VDI3805¦Internet_EU |  |  | H611R/SVC24A-SR-TPC | Globe valve | 600 kPa | 400 kPa |  | EU\Inbox\Combinations\Folder..6/..7\ | 34
144745 | H7040X25-S2/NVC24A-SR-TPC | H7040X25-S2/NVC24A-SR-TPC |  | H7040X25-S2 | / | NVC24A-SR-TPC | Fast runner | 0 | Scenario 2 |  | PPK¦SelectPro¦VDI3805¦Internet_EU |  |  | H7040X25-S2/NVC24A-SR-TPC | Globe valve | 500 kPa | 500 kPa |  | EU\Inbox\Combinations\Folder..6/..7\ | 35
144845 | H7032Y16-S2/NVK24A-SR-TPC | H7032Y16-S2/NVK24A-SR-TPC |  | H7032Y16-S2 | / | NVK24A-SR-TPC | Actuator with emergency control function | 1 | Scenario 2 |  | PPK¦SelectPro¦VDI3805¦Internet_EU |  |  | H7032Y16-S2/NVK24A-SR-TPC | Globe valve | 900 kPa | 900 kPa |  | EU\Inbox\Combinations\Folder..6/..7\ | 36
145095 | H640N/SVC24A-SR-TPC | H640N/SVC24A-SR-TPC |  | H640N | / | SVC24A-SR-TPC | Fast runner | 0 | Scenario 2 |  | PPK¦SelectPro¦VDI3805¦Internet_EU |  |  | H640N/SVC24A-SR-TPC | Globe valve | 900 kPa | 400 kPa |  | EU\Inbox\Combinations\Folder..6/..7\ | 34
144944 | H764N+NVK24A-SR-TPC | H764N+NVK24A-SR-TPC |  | H764N | + | NVK24A-SR-TPC | Actuator with emergency control function | 1 | Scenario 2 |  | PPK¦SelectPro¦VDI3805¦Internet_EU |  |  | H764N+NVK24A-SR-TPC | Globe valve | 140 kPa | 140 kPa |  | EU\Inbox\Combinations\Folder..6/..7\ | 35
145392 | H513B+SVC24A-SR-TPC | H513B+SVC24A-SR-TPC |  | H513B | + | SVC24A-SR-TPC | Fast runner | 0 | Scenario 2 |  | PPK¦SelectPro¦VDI3805¦Internet_EU |  |  | H513B+SVC24A-SR-TPC | Globe valve | 1600 kPa | 400 kPa |  | EU\Inbox\Combinations\Folder..4/..5\ | 34
145343 | H411B/SV24A-SR-TPC | H411B/SV24A-SR-TPC |  | H411B | / | SV24A-SR-TPC | Standard actuator | 0 | Scenario 2 |  | PPK¦SelectPro¦VDI3805¦Internet_EU |  |  | H411B/SV24A-SR-TPC | Globe valve | 1600 kPa | 400 kPa |  | EU\Inbox\Combinations\Folder..4/..5\ | 32
145044 | H615S+SV24A-SR-TPC | H615S+SV24A-SR-TPC |  | H615S | + | SV24A-SR-TPC | Standard actuator | 0 | Scenario 2 |  | PPK¦SelectPro¦VDI3805¦Internet_EU |  |  | H615S+SV24A-SR-TPC | Globe valve | 1600 kPa | 1000 kPa |  | EU\Inbox\Combinations\Folder..6/..7\ | 34
145145 | H679R/SV24A-SR-TPC | H679R/SV24A-SR-TPC |  | H679R | / | SV24A-SR-TPC | Standard actuator | 1 | Scenario 2 |  | PPK¦SelectPro¦VDI3805¦Internet_EU |  |  | H679R/SV24A-SR-TPC | Globe valve | 160 kPa | 160 kPa |  | EU\Inbox\Combinations\Folder..6/..7\ | 35
145244 | H720R+SV24A-SR-TPC | H720R+SV24A-SR-TPC |  | H720R | + | SV24A-SR-TPC | Standard actuator | 0 | Scenario 2 |  | PPK¦SelectPro¦VDI3805¦Internet_EU |  |  | H720R+SV24A-SR-TPC | Globe valve | 600 kPa | 400 kPa |  | EU\Inbox\Combinations\Folder..6/..7\ | 33
145195 | H7050X40-S2/SVC24A-SR-TPC | H7050X40-S2/SVC24A-SR-TPC |  | H7050X40-S2 | / | SVC24A-SR-TPC | Fast runner | 1 | Scenario 2 |  | PPK¦SelectPro¦VDI3805¦Internet_EU |  |  | H7050X40-S2/SVC24A-SR-TPC | Globe valve | 500 kPa | 500 kPa |  | EU\Inbox\Combinations\Folder..6/..7\ | 35
144894 | H714R+NVKC24A-SR-TPC | H714R+NVKC24A-SR-TPC |  | H714R | + | NVKC24A-SR-TPC | Actuator with emergency control function | 1 | Scenario 2 |  | PPK¦SelectPro¦VDI3805¦Internet_EU |  |  | H714R+NVKC24A-SR-TPC | Globe valve | 600 kPa | 400 kPa |  | EU\Inbox\Combinations\Folder..6/..7\ | 37
145293 | H779R/SV24A-SR-TPC | H779R/SV24A-SR-TPC |  | H779R | / | SV24A-SR-TPC | Standard actuator | 1 | Scenario 2 |  | PPK¦SelectPro¦VDI3805¦Internet_EU |  |  | H779R/SV24A-SR-TPC | Globe valve | 160 kPa | 160 kPa |  | EU\Inbox\Combinations\Folder..6/..7\ | 36
144795 | H764R/NVC24A-SR-TPC | H764R/NVC24A-SR-TPC |  | H764R | / | NVC24A-SR-TPC | Fast runner | 0 | Scenario 2 |  | PPK¦SelectPro¦VDI3805¦Internet_EU |  |  | H764R/NVC24A-SR-TPC | Globe valve | 140 kPa | 140 kPa |  | EU\Inbox\Combinations\Folder..6/..7\ | 34
144996 | H611S+SV24A-SR-TPC | H611S+SV24A-SR-TPC |  | H611S | + | SV24A-SR-TPC | Standard actuator | 0 | Scenario 2 |  | PPK¦SelectPro¦VDI3805¦Internet_EU |  |  | H611S+SV24A-SR-TPC | Globe valve | 1600 kPa | 1000 kPa |  | EU\Inbox\Combinations\Folder..6/..7\ | 34
144746 | H7040Y25-S2+NVC24A-SR-TPC | H7040Y25-S2+NVC24A-SR-TPC |  | H7040Y25-S2 | + | NVC24A-SR-TPC | Fast runner | 0 | Scenario 2 |  | PPK¦SelectPro¦VDI3805¦Internet_EU |  |  | H7040Y25-S2+NVC24A-SR-TPC | Globe valve | 500 kPa | 500 kPa |  | EU\Inbox\Combinations\Folder..6/..7\ | 34
144846 | H7032Y16-S2+NVKC24A-SR-TPC | H7032Y16-S2+NVKC24A-SR-TPC |  | H7032Y16-S2 | + | NVKC24A-SR-TPC | Actuator with emergency control function | 1 | Scenario 2 |  | PPK¦SelectPro¦VDI3805¦Internet_EU |  |  | H7032Y16-S2+NVKC24A-SR-TPC | Globe valve | 900 kPa | 900 kPa |  | EU\Inbox\Combinations\Folder..6/..7\ | 34
145096 | H640R+SV24A-SR-TPC | H640R+SV24A-SR-TPC |  | H640R | + | SV24A-SR-TPC | Standard actuator | 0 | Scenario 2 |  | PPK¦SelectPro¦VDI3805¦Internet_EU |  |  | H640R+SV24A-SR-TPC | Globe valve | 600 kPa | 400 kPa |  | EU\Inbox\Combinations\Folder..6/..7\ | 34
144945 | H764N/NVK24A-SR-TPC | H764N/NVK24A-SR-TPC |  | H764N | / | NVK24A-SR-TPC | Actuator with emergency control function | 1 | Scenario 2 |  | PPK¦SelectPro¦VDI3805¦Internet_EU |  |  | H764N/NVK24A-SR-TPC | Globe valve | 140 kPa | 140 kPa |  | EU\Inbox\Combinations\Folder..6/..7\ | 35
145393 | H513B/SVC24A-SR-TPC | H513B/SVC24A-SR-TPC |  | H513B | / | SVC24A-SR-TPC | Fast runner | 0 | Scenario 2 |  | PPK¦SelectPro¦VDI3805¦Internet_EU |  |  | H513B/SVC24A-SR-TPC | Globe valve | 1600 kPa | 400 kPa |  | EU\Inbox\Combinations\Folder..4/..5\ | 35
145344 | H411B+SVC24A-SR-TPC | H411B+SVC24A-SR-TPC |  | H411B | + | SVC24A-SR-TPC | Fast runner | 0 | Scenario 2 |  | PPK¦SelectPro¦VDI3805¦Internet_EU |  |  | H411B+SVC24A-SR-TPC | Globe valve | 1600 kPa | 400 kPa |  | EU\Inbox\Combinations\Folder..4/..5\ | 33
145045 | H615S/SV24A-SR-TPC | H615S/SV24A-SR-TPC |  | H615S | / | SV24A-SR-TPC | Standard actuator | 0 | Scenario 2 |  | PPK¦SelectPro¦VDI3805¦Internet_EU |  |  | H615S/SV24A-SR-TPC | Globe valve | 1600 kPa | 1000 kPa |  | EU\Inbox\Combinations\Folder..6/..7\ | 34
145146 | H679R+SVC24A-SR-TPC | H679R+SVC24A-SR-TPC |  | H679R | + | SVC24A-SR-TPC | Fast runner | 1 | Scenario 2 |  | PPK¦SelectPro¦VDI3805¦Internet_EU |  |  | H679R+SVC24A-SR-TPC | Globe valve | 160 kPa | 160 kPa |  | EU\Inbox\Combinations\Folder..6/..7\ | 35
145245 | H720R/SV24A-SR-TPC | H720R/SV24A-SR-TPC |  | H720R | / | SV24A-SR-TPC | Standard actuator | 0 | Scenario 2 |  | PPK¦SelectPro¦VDI3805¦Internet_EU |  |  | H720R/SV24A-SR-TPC | Globe valve | 600 kPa | 400 kPa |  | EU\Inbox\Combinations\Folder..6/..7\ | 33
145196 | H7050Y40-S2+SV24A-SR-TPC | H7050Y40-S2+SV24A-SR-TPC |  | H7050Y40-S2 | + | SV24A-SR-TPC | Standard actuator | 1 | Scenario 2 |  | PPK¦SelectPro¦VDI3805¦Internet_EU |  |  | H7050Y40-S2+SV24A-SR-TPC | Globe valve | 500 kPa | 500 kPa |  | EU\Inbox\Combinations\Folder..6/..7\ | 36
144895 | H714R/NVKC24A-SR-TPC | H714R/NVKC24A-SR-TPC |  | H714R | / | NVKC24A-SR-TPC | Actuator with emergency control function | 1 | Scenario 2 |  | PPK¦SelectPro¦VDI3805¦Internet_EU |  |  | H714R/NVKC24A-SR-TPC | Globe valve | 600 kPa | 400 kPa |  | EU\Inbox\Combinations\Folder..6/..7\ | 35
145294 | H779R+SVC24A-SR-TPC | H779R+SVC24A-SR-TPC |  | H779R | + | SVC24A-SR-TPC | Fast runner | 1 | Scenario 2 |  | PPK¦SelectPro¦VDI3805¦Internet_EU |  |  | H779R+SVC24A-SR-TPC | Globe valve | 160 kPa | 160 kPa |  | EU\Inbox\Combinations\Folder..6/..7\ | 36
144796 | H779N+NVC24A-SR-TPC | H779N+NVC24A-SR-TPC |  | H779N | + | NVC24A-SR-TPC | Fast runner | 0 | Scenario 2 |  | PPK¦SelectPro¦VDI3805¦Internet_EU |  |  | H779N+NVC24A-SR-TPC | Globe valve | 80 kPa | 80 kPa |  | EU\Inbox\Combinations\Folder..6/..7\ | 33
144997 | H611S/SV24A-SR-TPC | H611S/SV24A-SR-TPC |  | H611S | / | SV24A-SR-TPC | Standard actuator | 0 | Scenario 2 |  | PPK¦SelectPro¦VDI3805¦Internet_EU |  |  | H611S/SV24A-SR-TPC | Globe valve | 1600 kPa | 1000 kPa |  | EU\Inbox\Combinations\Folder..6/..7\ | 34
144747 | H7040Y25-S2/NVC24A-SR-TPC | H7040Y25-S2/NVC24A-SR-TPC |  | H7040Y25-S2 | / | NVC24A-SR-TPC | Fast runner | 0 | Scenario 2 |  | PPK¦SelectPro¦VDI3805¦Internet_EU |  |  | H7040Y25-S2/NVC24A-SR-TPC | Globe valve | 500 kPa | 500 kPa |  | EU\Inbox\Combinations\Folder..6/..7\ | 36
144847 | H7032Y16-S2/NVKC24A-SR-TPC | H7032Y16-S2/NVKC24A-SR-TPC |  | H7032Y16-S2 | / | NVKC24A-SR-TPC | Actuator with emergency control function | 1 | Scenario 2 |  | PPK¦SelectPro¦VDI3805¦Internet_EU |  |  | H7032Y16-S2/NVKC24A-SR-TPC | Globe valve | 900 kPa | 900 kPa |  | EU\Inbox\Combinations\Folder..6/..7\ | 35
145097 | H640R/SV24A-SR-TPC | H640R/SV24A-SR-TPC |  | H640R | / | SV24A-SR-TPC | Standard actuator | 0 | Scenario 2 |  | PPK¦SelectPro¦VDI3805¦Internet_EU |  |  | H640R/SV24A-SR-TPC | Globe valve | 600 kPa | 400 kPa |  | EU\Inbox\Combinations\Folder..6/..7\ | 34
144946 | H764N+NVKC24A-SR-TPC | H764N+NVKC24A-SR-TPC |  | H764N | + | NVKC24A-SR-TPC | Actuator with emergency control function | 1 | Scenario 2 |  | PPK¦SelectPro¦VDI3805¦Internet_EU |  |  | H764N+NVKC24A-SR-TPC | Globe valve | 140 kPa | 140 kPa |  | EU\Inbox\Combinations\Folder..6/..7\ | 35
145394 | H514B+SV24A-SR-TPC | H514B+SV24A-SR-TPC |  | H514B | + | SV24A-SR-TPC | Standard actuator | 0 | Scenario 2 |  | PPK¦SelectPro¦VDI3805¦Internet_EU |  |  | H514B+SV24A-SR-TPC | Globe valve | 1600 kPa | 400 kPa |  | EU\Inbox\Combinations\Folder..4/..5\ | 34
145345 | H411B/SVC24A-SR-TPC | H411B/SVC24A-SR-TPC |  | H411B | / | SVC24A-SR-TPC | Fast runner | 0 | Scenario 2 |  | PPK¦SelectPro¦VDI3805¦Internet_EU |  |  | H411B/SVC24A-SR-TPC | Globe valve | 1600 kPa | 400 kPa |  | EU\Inbox\Combinations\Folder..4/..5\ | 33
145147 | H679R/SVC24A-SR-TPC | H679R/SVC24A-SR-TPC |  | H679R | / | SVC24A-SR-TPC | Fast runner | 1 | Scenario 2 |  | PPK¦SelectPro¦VDI3805¦Internet_EU |  |  | H679R/SVC24A-SR-TPC | Globe valve | 160 kPa | 160 kPa |  | EU\Inbox\Combinations\Folder..6/..7\ | 35
145246 | H720R+SVC24A-SR-TPC | H720R+SVC24A-SR-TPC |  | H720R | + | SVC24A-SR-TPC | Fast runner | 0 | Scenario 2 |  | PPK¦SelectPro¦VDI3805¦Internet_EU |  |  | H720R+SVC24A-SR-TPC | Globe valve | 600 kPa | 400 kPa |  | EU\Inbox\Combinations\Folder..6/..7\ | 33
145046 | H615S+SVC24A-SR-TPC | H615S+SVC24A-SR-TPC |  | H615S | + | SVC24A-SR-TPC | Fast runner | 0 | Scenario 2 |  | PPK¦SelectPro¦VDI3805¦Internet_EU |  |  | H615S+SVC24A-SR-TPC | Globe valve | 1600 kPa | 1000 kPa |  | EU\Inbox\Combinations\Folder..6/..7\ | 34
145197 | H7050Y40-S2/SV24A-SR-TPC | H7050Y40-S2/SV24A-SR-TPC |  | H7050Y40-S2 | / | SV24A-SR-TPC | Standard actuator | 1 | Scenario 2 |  | PPK¦SelectPro¦VDI3805¦Internet_EU |  |  | H7050Y40-S2/SV24A-SR-TPC | Globe valve | 500 kPa | 500 kPa |  | EU\Inbox\Combinations\Folder..6/..7\ | 36
144896 | H715N+NVK24A-SR-TPC | H715N+NVK24A-SR-TPC |  | H715N | + | NVK24A-SR-TPC | Actuator with emergency control function | 1 | Scenario 2 |  | PPK¦SelectPro¦VDI3805¦Internet_EU |  |  | H715N+NVK24A-SR-TPC | Globe valve | 1600 kPa | 400 kPa |  | EU\Inbox\Combinations\Folder..6/..7\ | 36
145295 | H779R/SVC24A-SR-TPC | H779R/SVC24A-SR-TPC |  | H779R | / | SVC24A-SR-TPC | Fast runner | 1 | Scenario 2 |  | PPK¦SelectPro¦VDI3805¦Internet_EU |  |  | H779R/SVC24A-SR-TPC | Globe valve | 160 kPa | 160 kPa |  | EU\Inbox\Combinations\Folder..6/..7\ | 36
144797 | H779N/NVC24A-SR-TPC | H779N/NVC24A-SR-TPC |  | H779N | / | NVC24A-SR-TPC | Fast runner | 0 | Scenario 2 |  | PPK¦SelectPro¦VDI3805¦Internet_EU |  |  | H779N/NVC24A-SR-TPC | Globe valve | 80 kPa | 80 kPa |  | EU\Inbox\Combinations\Folder..6/..7\ | 34
144998 | H611S+SVC24A-SR-TPC | H611S+SVC24A-SR-TPC |  | H611S | + | SVC24A-SR-TPC | Fast runner | 0 | Scenario 2 |  | PPK¦SelectPro¦VDI3805¦Internet_EU |  |  | H611S+SVC24A-SR-TPC | Globe valve | 1600 kPa | 1000 kPa |  | EU\Inbox\Combinations\Folder..6/..7\ | 34
144748 | H7050X40-S2+NVC24A-SR-TPC | H7050X40-S2+NVC24A-SR-TPC |  | H7050X40-S2 | + | NVC24A-SR-TPC | Fast runner | 0 | Scenario 2 |  | PPK¦SelectPro¦VDI3805¦Internet_EU |  |  | H7050X40-S2+NVC24A-SR-TPC | Globe valve | 300 kPa | 300 kPa |  | EU\Inbox\Combinations\Folder..6/..7\ | 35
144848 | H7040X25-S2+NVK24A-SR-TPC | H7040X25-S2+NVK24A-SR-TPC |  | H7040X25-S2 | + | NVK24A-SR-TPC | Actuator with emergency control function | 1 | Scenario 2 |  | PPK¦SelectPro¦VDI3805¦Internet_EU |  |  | H7040X25-S2+NVK24A-SR-TPC | Globe valve | 500 kPa | 500 kPa |  | EU\Inbox\Combinations\Folder..6/..7\ | 34
145098 | H640R+SVC24A-SR-TPC | H640R+SVC24A-SR-TPC |  | H640R | + | SVC24A-SR-TPC | Fast runner | 0 | Scenario 2 |  | PPK¦SelectPro¦VDI3805¦Internet_EU |  |  | H640R+SVC24A-SR-TPC | Globe valve | 600 kPa | 400 kPa |  | EU\Inbox\Combinations\Folder..6/..7\ | 34
145395 | H514B/SV24A-SR-TPC | H514B/SV24A-SR-TPC |  | H514B | / | SV24A-SR-TPC | Standard actuator | 0 | Scenario 2 |  | PPK¦SelectPro¦VDI3805¦Internet_EU |  |  | H514B/SV24A-SR-TPC | Globe valve | 1600 kPa | 400 kPa |  | EU\Inbox\Combinations\Folder..4/..5\ | 34
145346 | H412B+SV24A-SR-TPC | H412B+SV24A-SR-TPC |  | H412B | + | SV24A-SR-TPC | Standard actuator | 0 | Scenario 2 |  | PPK¦SelectPro¦VDI3805¦Internet_EU |  |  | H412B+SV24A-SR-TPC | Globe valve | 1600 kPa | 400 kPa |  | EU\Inbox\Combinations\Folder..4/..5\ | 33
145247 | H720R/SVC24A-SR-TPC | H720R/SVC24A-SR-TPC |  | H720R | / | SVC24A-SR-TPC | Fast runner | 0 | Scenario 2 |  | PPK¦SelectPro¦VDI3805¦Internet_EU |  |  | H720R/SVC24A-SR-TPC | Globe valve | 600 kPa | 400 kPa |  | EU\Inbox\Combinations\Folder..6/..7\ | 33
144947 | H764N/NVKC24A-SR-TPC | H764N/NVKC24A-SR-TPC |  | H764N | / | NVKC24A-SR-TPC | Actuator with emergency control function | 1 | Scenario 2 |  | PPK¦SelectPro¦VDI3805¦Internet_EU |  |  | H764N/NVKC24A-SR-TPC | Globe valve | 140 kPa | 140 kPa |  | EU\Inbox\Combinations\Folder..6/..7\ | 35
145047 | H615S/SVC24A-SR-TPC | H615S/SVC24A-SR-TPC |  | H615S | / | SVC24A-SR-TPC | Fast runner | 0 | Scenario 2 |  | PPK¦SelectPro¦VDI3805¦Internet_EU |  |  | H615S/SVC24A-SR-TPC | Globe valve | 1600 kPa | 1000 kPa |  | EU\Inbox\Combinations\Folder..6/..7\ | 34
145148 | H679SP+SV24A-SR-TPC | H679SP+SV24A-SR-TPC |  | H679SP | + | SV24A-SR-TPC | Standard actuator | 0 | Scenario 2 |  | PPK¦SelectPro¦VDI3805¦Internet_EU |  |  | H679SP+SV24A-SR-TPC | Globe valve (partial pressure-balanced) | 1600 kPa | 1000 kPa |  | EU\Inbox\Combinations\Folder..6/..7\ | 35
145198 | H7050Y40-S2+SVC24A-SR-TPC | H7050Y40-S2+SVC24A-SR-TPC |  | H7050Y40-S2 | + | SVC24A-SR-TPC | Fast runner | 1 | Scenario 2 |  | PPK¦SelectPro¦VDI3805¦Internet_EU |  |  | H7050Y40-S2+SVC24A-SR-TPC | Globe valve | 500 kPa | 500 kPa |  | EU\Inbox\Combinations\Folder..6/..7\ | 34
145296 | H620N+NVC24A-SR-TPC | H620N+NVC24A-SR-TPC |  | H620N | + | NVC24A-SR-TPC | Fast runner | 0 | Scenario 2 |  | PPK¦SelectPro¦VDI3805¦Internet_EU |  |  | H620N+NVC24A-SR-TPC | Globe valve | 1600 kPa | 400 kPa |  | EU\Inbox\Combinations\Folder..6/..7\ | 36
144897 | H715N/NVK24A-SR-TPC | H715N/NVK24A-SR-TPC |  | H715N | / | NVK24A-SR-TPC | Actuator with emergency control function | 1 | Scenario 2 |  | PPK¦SelectPro¦VDI3805¦Internet_EU |  |  | H715N/NVK24A-SR-TPC | Globe valve | 1600 kPa | 400 kPa |  | EU\Inbox\Combinations\Folder..6/..7\ | 37
144999 | H611S/SVC24A-SR-TPC | H611S/SVC24A-SR-TPC |  | H611S | / | SVC24A-SR-TPC | Fast runner | 0 | Scenario 2 |  | PPK¦SelectPro¦VDI3805¦Internet_EU |  |  | H611S/SVC24A-SR-TPC | Globe valve | 1600 kPa | 1000 kPa |  | EU\Inbox\Combinations\Folder..6/..7\ | 34
144798 | H779R+NVC24A-SR-TPC | H779R+NVC24A-SR-TPC |  | H779R | + | NVC24A-SR-TPC | Fast runner | 0 | Scenario 2 |  | PPK¦SelectPro¦VDI3805¦Internet_EU |  |  | H779R+NVC24A-SR-TPC | Globe valve | 80 kPa | 80 kPa |  | EU\Inbox\Combinations\Folder..6/..7\ | 34
144749 | H7050X40-S2/NVC24A-SR-TPC | H7050X40-S2/NVC24A-SR-TPC |  | H7050X40-S2 | / | NVC24A-SR-TPC | Fast runner | 0 | Scenario 2 |  | PPK¦SelectPro¦VDI3805¦Internet_EU |  |  | H7050X40-S2/NVC24A-SR-TPC | Globe valve | 300 kPa | 300 kPa |  | EU\Inbox\Combinations\Folder..6/..7\ | 36
144849 | H7040X25-S2/NVK24A-SR-TPC | H7040X25-S2/NVK24A-SR-TPC |  | H7040X25-S2 | / | NVK24A-SR-TPC | Actuator with emergency control function | 1 | Scenario 2 |  | PPK¦SelectPro¦VDI3805¦Internet_EU |  |  | H7040X25-S2/NVK24A-SR-TPC | Globe valve | 500 kPa | 500 kPa |  | EU\Inbox\Combinations\Folder..6/..7\ | 35
145099 | H640R/SVC24A-SR-TPC | H640R/SVC24A-SR-TPC |  | H640R | / | SVC24A-SR-TPC | Fast runner | 0 | Scenario 2 |  | PPK¦SelectPro¦VDI3805¦Internet_EU |  |  | H640R/SVC24A-SR-TPC | Globe valve | 600 kPa | 400 kPa |  | EU\Inbox\Combinations\Folder..6/..7\ | 34
145347 | H412B/SV24A-SR-TPC | H412B/SV24A-SR-TPC |  | H412B | / | SV24A-SR-TPC | Standard actuator | 0 | Scenario 2 |  | PPK¦SelectPro¦VDI3805¦Internet_EU |  |  | H412B/SV24A-SR-TPC | Globe valve | 1600 kPa | 400 kPa |  | EU\Inbox\Combinations\Folder..4/..5\ | 32
145396 | H514B+SVC24A-SR-TPC | H514B+SVC24A-SR-TPC |  | H514B | + | SVC24A-SR-TPC | Fast runner | 0 | Scenario 2 |  | PPK¦SelectPro¦VDI3805¦Internet_EU |  |  | H514B+SVC24A-SR-TPC | Globe valve | 1600 kPa | 400 kPa |  | EU\Inbox\Combinations\Folder..4/..5\ | 34
144948 | H764R+NVK24A-SR-TPC | H764R+NVK24A-SR-TPC |  | H764R | + | NVK24A-SR-TPC | Actuator with emergency control function | 1 | Scenario 2 |  | PPK¦SelectPro¦VDI3805¦Internet_EU |  |  | H764R+NVK24A-SR-TPC | Globe valve | 140 kPa | 140 kPa |  | EU\Inbox\Combinations\Folder..6/..7\ | 35
145149 | H679SP/SV24A-SR-TPC | H679SP/SV24A-SR-TPC |  | H679SP | / | SV24A-SR-TPC | Standard actuator | 0 | Scenario 2 |  | PPK¦SelectPro¦VDI3805¦Internet_EU |  |  | H679SP/SV24A-SR-TPC | Globe valve (partial pressure-balanced) | 1600 kPa | 1000 kPa |  | EU\Inbox\Combinations\Folder..6/..7\ | 35
145248 | H725N+SV24A-SR-TPC | H725N+SV24A-SR-TPC |  | H725N | + | SV24A-SR-TPC | Standard actuator | 0 | Scenario 2 |  | PPK¦SelectPro¦VDI3805¦Internet_EU |  |  | H725N+SV24A-SR-TPC | Globe valve | 1600 kPa | 400 kPa |  | EU\Inbox\Combinations\Folder..6/..7\ | 33
145199 | H7050Y40-S2/SVC24A-SR-TPC | H7050Y40-S2/SVC24A-SR-TPC |  | H7050Y40-S2 | / | SVC24A-SR-TPC | Fast runner | 1 | Scenario 2 |  | PPK¦SelectPro¦VDI3805¦Internet_EU |  |  | H7050Y40-S2/SVC24A-SR-TPC | Globe valve | 500 kPa | 500 kPa |  | EU\Inbox\Combinations\Folder..6/..7\ | 34
145048 | H619S+SV24A-SR-TPC | H619S+SV24A-SR-TPC |  | H619S | + | SV24A-SR-TPC | Standard actuator | 0 | Scenario 2 |  | PPK¦SelectPro¦VDI3805¦Internet_EU |  |  | H619S+SV24A-SR-TPC | Globe valve | 1600 kPa | 1000 kPa |  | EU\Inbox\Combinations\Folder..6/..7\ | 34
145000 | H612N+SV24A-SR-TPC | H612N+SV24A-SR-TPC |  | H612N | + | SV24A-SR-TPC | Standard actuator | 0 | Scenario 2 |  | PPK¦SelectPro¦VDI3805¦Internet_EU |  |  | H612N+SV24A-SR-TPC | Globe valve | 1600 kPa | 400 kPa |  | EU\Inbox\Combinations\Folder..6/..7\ | 34
145297 | H620N/NVC24A-SR-TPC | H620N/NVC24A-SR-TPC |  | H620N | / | NVC24A-SR-TPC | Fast runner | 0 | Scenario 2 |  | PPK¦SelectPro¦VDI3805¦Internet_EU |  |  | H620N/NVC24A-SR-TPC | Globe valve | 1600 kPa | 400 kPa |  | EU\Inbox\Combinations\Folder..6/..7\ | 36
144898 | H715N+NVKC24A-SR-TPC | H715N+NVKC24A-SR-TPC |  | H715N | + | NVKC24A-SR-TPC | Actuator with emergency control function | 1 | Scenario 2 |  | PPK¦SelectPro¦VDI3805¦Internet_EU |  |  | H715N+NVKC24A-SR-TPC | Globe valve | 1600 kPa | 400 kPa |  | EU\Inbox\Combinations\Folder..6/..7\ | 36
144750 | H7050Y40-S2+NVC24A-SR-TPC | H7050Y40-S2+NVC24A-SR-TPC |  | H7050Y40-S2 | + | NVC24A-SR-TPC | Fast runner | 0 | Scenario 2 |  | PPK¦SelectPro¦VDI3805¦Internet_EU |  |  | H7050Y40-S2+NVC24A-SR-TPC | Globe valve | 300 kPa | 300 kPa |  | EU\Inbox\Combinations\Folder..6/..7\ | 36
144799 | H779R/NVC24A-SR-TPC | H779R/NVC24A-SR-TPC |  | H779R | / | NVC24A-SR-TPC | Fast runner | 0 | Scenario 2 |  | PPK¦SelectPro¦VDI3805¦Internet_EU |  |  | H779R/NVC24A-SR-TPC | Globe valve | 80 kPa | 80 kPa |  | EU\Inbox\Combinations\Folder..6/..7\ | 34
144850 | H7040X25-S2+NVKC24A-SR-TPC | H7040X25-S2+NVKC24A-SR-TPC |  | H7040X25-S2 | + | NVKC24A-SR-TPC | Actuator with emergency control function | 1 | Scenario 2 |  | PPK¦SelectPro¦VDI3805¦Internet_EU |  |  | H7040X25-S2+NVKC24A-SR-TPC | Globe valve | 500 kPa | 500 kPa |  | EU\Inbox\Combinations\Folder..6/..7\ | 34
145100 | H640S+SV24A-SR-TPC | H640S+SV24A-SR-TPC |  | H640S | + | SV24A-SR-TPC | Standard actuator | 1 | Scenario 2 |  | PPK¦SelectPro¦VDI3805¦Internet_EU |  |  | H640S+SV24A-SR-TPC | Globe valve | 850 kPa | 850 kPa |  | EU\Inbox\Combinations\Folder..6/..7\ | 34
145348 | H412B+SVC24A-SR-TPC | H412B+SVC24A-SR-TPC |  | H412B | + | SVC24A-SR-TPC | Fast runner | 0 | Scenario 2 |  | PPK¦SelectPro¦VDI3805¦Internet_EU |  |  | H412B+SVC24A-SR-TPC | Globe valve | 1600 kPa | 400 kPa |  | EU\Inbox\Combinations\Folder..4/..5\ | 34
145397 | H514B/SVC24A-SR-TPC | H514B/SVC24A-SR-TPC |  | H514B | / | SVC24A-SR-TPC | Fast runner | 0 | Scenario 2 |  | PPK¦SelectPro¦VDI3805¦Internet_EU |  |  | H514B/SVC24A-SR-TPC | Globe valve | 1600 kPa | 400 kPa |  | EU\Inbox\Combinations\Folder..4/..5\ | 33
144949 | H764R/NVK24A-SR-TPC | H764R/NVK24A-SR-TPC |  | H764R | / | NVK24A-SR-TPC | Actuator with emergency control function | 1 | Scenario 2 |  | PPK¦SelectPro¦VDI3805¦Internet_EU |  |  | H764R/NVK24A-SR-TPC | Globe valve | 140 kPa | 140 kPa |  | EU\Inbox\Combinations\Folder..6/..7\ | 35
145150 | H679SP+SVC24A-SR-TPC | H679SP+SVC24A-SR-TPC |  | H679SP | + | SVC24A-SR-TPC | Fast runner | 0 | Scenario 2 |  | PPK¦SelectPro¦VDI3805¦Internet_EU |  |  | H679SP+SVC24A-SR-TPC | Globe valve (partial pressure-balanced) | 1600 kPa | 1000 kPa |  | EU\Inbox\Combinations\Folder..6/..7\ | 34
145249 | H725N/SV24A-SR-TPC | H725N/SV24A-SR-TPC |  | H725N | / | SV24A-SR-TPC | Standard actuator | 0 | Scenario 2 |  | PPK¦SelectPro¦VDI3805¦Internet_EU |  |  | H725N/SV24A-SR-TPC | Globe valve | 1600 kPa | 400 kPa |  | EU\Inbox\Combinations\Folder..6/..7\ | 33
145200 | H711N+SV24A-SR-TPC | H711N+SV24A-SR-TPC |  | H711N | + | SV24A-SR-TPC | Standard actuator | 0 | Scenario 2 |  | PPK¦SelectPro¦VDI3805¦Internet_EU |  |  | H711N+SV24A-SR-TPC | Globe valve | 1600 kPa | 400 kPa |  | EU\Inbox\Combinations\Folder..6/..7\ | 33
145001 | H612N/SV24A-SR-TPC | H612N/SV24A-SR-TPC |  | H612N | / | SV24A-SR-TPC | Standard actuator | 0 | Scenario 2 |  | PPK¦SelectPro¦VDI3805¦Internet_EU |  |  | H612N/SV24A-SR-TPC | Globe valve | 1600 kPa | 400 kPa |  | EU\Inbox\Combinations\Folder..6/..7\ | 34
145049 | H619S/SV24A-SR-TPC | H619S/SV24A-SR-TPC |  | H619S | / | SV24A-SR-TPC | Standard actuator | 0 | Scenario 2 |  | PPK¦SelectPro¦VDI3805¦Internet_EU |  |  | H619S/SV24A-SR-TPC | Globe valve | 1600 kPa | 1000 kPa |  | EU\Inbox\Combinations\Folder..6/..7\ | 34
144751 | H7050Y40-S2/NVC24A-SR-TPC | H7050Y40-S2/NVC24A-SR-TPC |  | H7050Y40-S2 | / | NVC24A-SR-TPC | Fast runner | 0 | Scenario 2 |  | PPK¦SelectPro¦VDI3805¦Internet_EU |  |  | H7050Y40-S2/NVC24A-SR-TPC | Globe valve | 300 kPa | 300 kPa |  | EU\Inbox\Combinations\Folder..6/..7\ | 34
144899 | H715N/NVKC24A-SR-TPC | H715N/NVKC24A-SR-TPC |  | H715N | / | NVKC24A-SR-TPC | Actuator with emergency control function | 1 | Scenario 2 |  | PPK¦SelectPro¦VDI3805¦Internet_EU |  |  | H715N/NVKC24A-SR-TPC | Globe valve | 1600 kPa | 400 kPa |  | EU\Inbox\Combinations\Folder..6/..7\ | 35
145298 | H620R+NVC24A-SR-TPC | H620R+NVC24A-SR-TPC |  | H620R | + | NVC24A-SR-TPC | Fast runner | 0 | Scenario 2 |  | PPK¦SelectPro¦VDI3805¦Internet_EU |  |  | H620R+NVC24A-SR-TPC | Globe valve | 600 kPa | 400 kPa |  | EU\Inbox\Combinations\Folder..6/..7\ | 36
144851 | H7040X25-S2/NVKC24A-SR-TPC | H7040X25-S2/NVKC24A-SR-TPC |  | H7040X25-S2 | / | NVKC24A-SR-TPC | Actuator with emergency control function | 1 | Scenario 2 |  | PPK¦SelectPro¦VDI3805¦Internet_EU |  |  | H7040X25-S2/NVKC24A-SR-TPC | Globe valve | 500 kPa | 500 kPa |  | EU\Inbox\Combinations\Folder..6/..7\ | 35
144800 | H664SP+NVK24A-SR-TPC | H664SP+NVK24A-SR-TPC |  | H664SP | + | NVK24A-SR-TPC | Actuator with emergency control function | 1 | Scenario 2 |  | PPK¦SelectPro¦VDI3805¦Internet_EU |  |  | H664SP+NVK24A-SR-TPC | Globe valve (partial pressure-balanced) | 1600 kPa | 1000 kPa |  | EU\Inbox\Combinations\Folder..6/..7\ | 36
145101 | H640S/SV24A-SR-TPC | H640S/SV24A-SR-TPC |  | H640S | / | SV24A-SR-TPC | Standard actuator | 1 | Scenario 2 |  | PPK¦SelectPro¦VDI3805¦Internet_EU |  |  | H640S/SV24A-SR-TPC | Globe valve | 850 kPa | 850 kPa |  | EU\Inbox\Combinations\Folder..6/..7\ | 34
145349 | H412B/SVC24A-SR-TPC | H412B/SVC24A-SR-TPC |  | H412B | / | SVC24A-SR-TPC | Fast runner | 0 | Scenario 2 |  | PPK¦SelectPro¦VDI3805¦Internet_EU |  |  | H412B/SVC24A-SR-TPC | Globe valve | 1600 kPa | 400 kPa |  | EU\Inbox\Combinations\Folder..4/..5\ | 33
144950 | H764R+NVKC24A-SR-TPC | H764R+NVKC24A-SR-TPC |  | H764R | + | NVKC24A-SR-TPC | Actuator with emergency control function | 1 | Scenario 2 |  | PPK¦SelectPro¦VDI3805¦Internet_EU |  |  | H764R+NVKC24A-SR-TPC | Globe valve | 140 kPa | 140 kPa |  | EU\Inbox\Combinations\Folder..6/..7\ | 36
145151 | H679SP/SVC24A-SR-TPC | H679SP/SVC24A-SR-TPC |  | H679SP | / | SVC24A-SR-TPC | Fast runner | 0 | Scenario 2 |  | PPK¦SelectPro¦VDI3805¦Internet_EU |  |  | H679SP/SVC24A-SR-TPC | Globe valve (partial pressure-balanced) | 1600 kPa | 1000 kPa |  | EU\Inbox\Combinations\Folder..6/..7\ | 34
145250 | H725N+SVC24A-SR-TPC | H725N+SVC24A-SR-TPC |  | H725N | + | SVC24A-SR-TPC | Fast runner | 0 | Scenario 2 |  | PPK¦SelectPro¦VDI3805¦Internet_EU |  |  | H725N+SVC24A-SR-TPC | Globe valve | 1600 kPa | 400 kPa |  | EU\Inbox\Combinations\Folder..6/..7\ | 33
145201 | H711N/SV24A-SR-TPC | H711N/SV24A-SR-TPC |  | H711N | / | SV24A-SR-TPC | Standard actuator | 0 | Scenario 2 |  | PPK¦SelectPro¦VDI3805¦Internet_EU |  |  | H711N/SV24A-SR-TPC | Globe valve | 1600 kPa | 400 kPa |  | EU\Inbox\Combinations\Folder..6/..7\ | 33
145398 | H515B+SV24A-SR-TPC | H515B+SV24A-SR-TPC |  | H515B | + | SV24A-SR-TPC | Standard actuator | 0 | Scenario 2 |  | PPK¦SelectPro¦VDI3805¦Internet_EU |  |  | H515B+SV24A-SR-TPC | Globe valve | 1600 kPa | 400 kPa |  | EU\Inbox\Combinations\Folder..4/..5\ | 32
145002 | H612N+SVC24A-SR-TPC | H612N+SVC24A-SR-TPC |  | H612N | + | SVC24A-SR-TPC | Fast runner | 0 | Scenario 2 |  | PPK¦SelectPro¦VDI3805¦Internet_EU |  |  | H612N+SVC24A-SR-TPC | Globe valve | 1600 kPa | 400 kPa |  | EU\Inbox\Combinations\Folder..6/..7\ | 34
145050 | H619S+SVC24A-SR-TPC | H619S+SVC24A-SR-TPC |  | H619S | + | SVC24A-SR-TPC | Fast runner | 0 | Scenario 2 |  | PPK¦SelectPro¦VDI3805¦Internet_EU |  |  | H619S+SVC24A-SR-TPC | Globe valve | 1600 kPa | 1000 kPa |  | EU\Inbox\Combinations\Folder..6/..7\ | 34
144752 | H711N+NVC24A-SR-TPC | H711N+NVC24A-SR-TPC |  | H711N | + | NVC24A-SR-TPC | Fast runner | 0 | Scenario 2 |  | PPK¦SelectPro¦VDI3805¦Internet_EU |  |  | H711N+NVC24A-SR-TPC | Globe valve | 1600 kPa | 400 kPa |  | EU\Inbox\Combinations\Folder..6/..7\ | 35
144852 | H7040Y25-S2+NVK24A-SR-TPC | H7040Y25-S2+NVK24A-SR-TPC |  | H7040Y25-S2 | + | NVK24A-SR-TPC | Actuator with emergency control function | 1 | Scenario 2 |  | PPK¦SelectPro¦VDI3805¦Internet_EU |  |  | H7040Y25-S2+NVK24A-SR-TPC | Globe valve | 500 kPa | 500 kPa |  | EU\Inbox\Combinations\Folder..6/..7\ | 35
144900 | H715R+NVK24A-SR-TPC | H715R+NVK24A-SR-TPC |  | H715R | + | NVK24A-SR-TPC | Actuator with emergency control function | 1 | Scenario 2 |  | PPK¦SelectPro¦VDI3805¦Internet_EU |  |  | H715R+NVK24A-SR-TPC | Globe valve | 600 kPa | 400 kPa |  | EU\Inbox\Combinations\Folder..6/..7\ | 36
145299 | H620R/NVC24A-SR-TPC | H620R/NVC24A-SR-TPC |  | H620R | / | NVC24A-SR-TPC | Fast runner | 0 | Scenario 2 |  | PPK¦SelectPro¦VDI3805¦Internet_EU |  |  | H620R/NVC24A-SR-TPC | Globe valve | 600 kPa | 400 kPa |  | EU\Inbox\Combinations\Folder..6/..7\ | 36
144801 | H664SP/NVK24A-SR-TPC | H664SP/NVK24A-SR-TPC |  | H664SP | / | NVK24A-SR-TPC | Actuator with emergency control function | 1 | Scenario 2 |  | PPK¦SelectPro¦VDI3805¦Internet_EU |  |  | H664SP/NVK24A-SR-TPC | Globe valve (partial pressure-balanced) | 1600 kPa | 1000 kPa |  | EU\Inbox\Combinations\Folder..6/..7\ | 36
145102 | H640S+SVC24A-SR-TPC | H640S+SVC24A-SR-TPC |  | H640S | + | SVC24A-SR-TPC | Fast runner | 1 | Scenario 2 |  | PPK¦SelectPro¦VDI3805¦Internet_EU |  |  | H640S+SVC24A-SR-TPC | Globe valve | 850 kPa | 850 kPa |  | EU\Inbox\Combinations\Folder..6/..7\ | 34
145350 | H413B+SV24A-SR-TPC | H413B+SV24A-SR-TPC |  | H413B | + | SV24A-SR-TPC | Standard actuator | 0 | Scenario 2 |  | PPK¦SelectPro¦VDI3805¦Internet_EU |  |  | H413B+SV24A-SR-TPC | Globe valve | 1600 kPa | 400 kPa |  | EU\Inbox\Combinations\Folder..4/..5\ | 32
144951 | H764R/NVKC24A-SR-TPC | H764R/NVKC24A-SR-TPC |  | H764R | / | NVKC24A-SR-TPC | Actuator with emergency control function | 1 | Scenario 2 |  | PPK¦SelectPro¦VDI3805¦Internet_EU |  |  | H764R/NVKC24A-SR-TPC | Globe valve | 140 kPa | 140 kPa |  | EU\Inbox\Combinations\Folder..6/..7\ | 35
145152 | H7015X4-S2+SV24A-SR-TPC | H7015X4-S2+SV24A-SR-TPC |  | H7015X4-S2 | + | SV24A-SR-TPC | Standard actuator | 0 | Scenario 2 |  | PPK¦SelectPro¦VDI3805¦Internet_EU |  |  | H7015X4-S2+SV24A-SR-TPC | Globe valve | 2500 kPa | 1000 kPa |  | EU\Inbox\Combinations\Folder..6/..7\ | 35
145251 | H725N/SVC24A-SR-TPC | H725N/SVC24A-SR-TPC |  | H725N | / | SVC24A-SR-TPC | Fast runner | 0 | Scenario 2 |  | PPK¦SelectPro¦VDI3805¦Internet_EU |  |  | H725N/SVC24A-SR-TPC | Globe valve | 1600 kPa | 400 kPa |  | EU\Inbox\Combinations\Folder..6/..7\ | 33
145202 | H711N+SVC24A-SR-TPC | H711N+SVC24A-SR-TPC |  | H711N | + | SVC24A-SR-TPC | Fast runner | 0 | Scenario 2 |  | PPK¦SelectPro¦VDI3805¦Internet_EU |  |  | H711N+SVC24A-SR-TPC | Globe valve | 1600 kPa | 400 kPa |  | EU\Inbox\Combinations\Folder..6/..7\ | 33
145003 | H612N/SVC24A-SR-TPC | H612N/SVC24A-SR-TPC |  | H612N | / | SVC24A-SR-TPC | Fast runner | 0 | Scenario 2 |  | PPK¦SelectPro¦VDI3805¦Internet_EU |  |  | H612N/SVC24A-SR-TPC | Globe valve | 1600 kPa | 400 kPa |  | EU\Inbox\Combinations\Folder..6/..7\ | 34
145399 | H515B/SV24A-SR-TPC | H515B/SV24A-SR-TPC |  | H515B | / | SV24A-SR-TPC | Standard actuator | 0 | Scenario 2 |  | PPK¦SelectPro¦VDI3805¦Internet_EU |  |  | H515B/SV24A-SR-TPC | Globe valve | 1600 kPa | 400 kPa |  | EU\Inbox\Combinations\Folder..4/..5\ | 33
144753 | H711N/NVC24A-SR-TPC | H711N/NVC24A-SR-TPC |  | H711N | / | NVC24A-SR-TPC | Fast runner | 0 | Scenario 2 |  | PPK¦SelectPro¦VDI3805¦Internet_EU |  |  | H711N/NVC24A-SR-TPC | Globe valve | 1600 kPa | 400 kPa |  | EU\Inbox\Combinations\Folder..6/..7\ | 35
145051 | H619S/SVC24A-SR-TPC | H619S/SVC24A-SR-TPC |  | H619S | / | SVC24A-SR-TPC | Fast runner | 0 | Scenario 2 |  | PPK¦SelectPro¦VDI3805¦Internet_EU |  |  | H619S/SVC24A-SR-TPC | Globe valve | 1600 kPa | 1000 kPa |  | EU\Inbox\Combinations\Folder..6/..7\ | 34
144853 | H7040Y25-S2/NVK24A-SR-TPC | H7040Y25-S2/NVK24A-SR-TPC |  | H7040Y25-S2 | / | NVK24A-SR-TPC | Actuator with emergency control function | 1 | Scenario 2 |  | PPK¦SelectPro¦VDI3805¦Internet_EU |  |  | H7040Y25-S2/NVK24A-SR-TPC | Globe valve | 500 kPa | 500 kPa |  | EU\Inbox\Combinations\Folder..6/..7\ | 35
144901 | H715R/NVK24A-SR-TPC | H715R/NVK24A-SR-TPC |  | H715R | / | NVK24A-SR-TPC | Actuator with emergency control function | 1 | Scenario 2 |  | PPK¦SelectPro¦VDI3805¦Internet_EU |  |  | H715R/NVK24A-SR-TPC | Globe valve | 600 kPa | 400 kPa |  | EU\Inbox\Combinations\Folder..6/..7\ | 36
145300 | H620S+NVC24A-SR-TPC | H620S+NVC24A-SR-TPC |  | H620S | + | NVC24A-SR-TPC | Fast runner | 1 | Scenario 2 |  | PPK¦SelectPro¦VDI3805¦Internet_EU |  |  | H620S+NVC24A-SR-TPC | Globe valve | 1600 kPa | 1000 kPa |  | EU\Inbox\Combinations\Folder..6/..7\ | 36
144802 | H664SP+NVKC24A-SR-TPC | H664SP+NVKC24A-SR-TPC |  | H664SP | + | NVKC24A-SR-TPC | Actuator with emergency control function | 1 | Scenario 2 |  | PPK¦SelectPro¦VDI3805¦Internet_EU |  |  | H664SP+NVKC24A-SR-TPC | Globe valve (partial pressure-balanced) | 1600 kPa | 1000 kPa |  | EU\Inbox\Combinations\Folder..6/..7\ | 36
145103 | H640S/SVC24A-SR-TPC | H640S/SVC24A-SR-TPC |  | H640S | / | SVC24A-SR-TPC | Fast runner | 1 | Scenario 2 |  | PPK¦SelectPro¦VDI3805¦Internet_EU |  |  | H640S/SVC24A-SR-TPC | Globe valve | 850 kPa | 850 kPa |  | EU\Inbox\Combinations\Folder..6/..7\ | 34
145351 | H413B/SV24A-SR-TPC | H413B/SV24A-SR-TPC |  | H413B | / | SV24A-SR-TPC | Standard actuator | 0 | Scenario 2 |  | PPK¦SelectPro¦VDI3805¦Internet_EU |  |  | H413B/SV24A-SR-TPC | Globe valve | 1600 kPa | 400 kPa |  | EU\Inbox\Combinations\Folder..4/..5\ | 34
144952 | H779N+NVK24A-SR-TPC | H779N+NVK24A-SR-TPC |  | H779N | + | NVK24A-SR-TPC | Actuator with emergency control function | 1 | Scenario 2 |  | PPK¦SelectPro¦VDI3805¦Internet_EU |  |  | H779N+NVK24A-SR-TPC | Globe valve | 80 kPa | 80 kPa |  | EU\Inbox\Combinations\Folder..6/..7\ | 34
145153 | H7015X4-S2/SV24A-SR-TPC | H7015X4-S2/SV24A-SR-TPC |  | H7015X4-S2 | / | SV24A-SR-TPC | Standard actuator | 0 | Scenario 2 |  | PPK¦SelectPro¦VDI3805¦Internet_EU |  |  | H7015X4-S2/SV24A-SR-TPC | Globe valve | 2500 kPa | 1000 kPa |  | EU\Inbox\Combinations\Folder..6/..7\ | 35
145252 | H725R+SV24A-SR-TPC | H725R+SV24A-SR-TPC |  | H725R | + | SV24A-SR-TPC | Standard actuator | 0 | Scenario 2 |  | PPK¦SelectPro¦VDI3805¦Internet_EU |  |  | H725R+SV24A-SR-TPC | Globe valve | 600 kPa | 400 kPa |  | EU\Inbox\Combinations\Folder..6/..7\ | 33
145203 | H711N/SVC24A-SR-TPC | H711N/SVC24A-SR-TPC |  | H711N | / | SVC24A-SR-TPC | Fast runner | 0 | Scenario 2 |  | PPK¦SelectPro¦VDI3805¦Internet_EU |  |  | H711N/SVC24A-SR-TPC | Globe valve | 1600 kPa | 400 kPa |  | EU\Inbox\Combinations\Folder..6/..7\ | 33
145004 | H612R+SV24A-SR-TPC | H612R+SV24A-SR-TPC |  | H612R | + | SV24A-SR-TPC | Standard actuator | 0 | Scenario 2 |  | PPK¦SelectPro¦VDI3805¦Internet_EU |  |  | H612R+SV24A-SR-TPC | Globe valve | 600 kPa | 400 kPa |  | EU\Inbox\Combinations\Folder..6/..7\ | 34
145400 | H515B+SVC24A-SR-TPC | H515B+SVC24A-SR-TPC |  | H515B | + | SVC24A-SR-TPC | Fast runner | 0 | Scenario 2 |  | PPK¦SelectPro¦VDI3805¦Internet_EU |  |  | H515B+SVC24A-SR-TPC | Globe valve | 1600 kPa | 400 kPa |  | EU\Inbox\Combinations\Folder..4/..5\ | 32
144754 | H711R+NVC24A-SR-TPC | H711R+NVC24A-SR-TPC |  | H711R | + | NVC24A-SR-TPC | Fast runner | 0 | Scenario 2 |  | PPK¦SelectPro¦VDI3805¦Internet_EU |  |  | H711R+NVC24A-SR-TPC | Globe valve | 600 kPa | 400 kPa |  | EU\Inbox\Combinations\Folder..6/..7\ | 36
144854 | H7040Y25-S2+NVKC24A-SR-TPC | H7040Y25-S2+NVKC24A-SR-TPC |  | H7040Y25-S2 | + | NVKC24A-SR-TPC | Actuator with emergency control function | 1 | Scenario 2 |  | PPK¦SelectPro¦VDI3805¦Internet_EU |  |  | H7040Y25-S2+NVKC24A-SR-TPC | Globe valve | 500 kPa | 500 kPa |  | EU\Inbox\Combinations\Folder..6/..7\ | 35
145052 | H620N+SV24A-SR-TPC | H620N+SV24A-SR-TPC |  | H620N | + | SV24A-SR-TPC | Standard actuator | 0 | Scenario 2 |  | PPK¦SelectPro¦VDI3805¦Internet_EU |  |  | H620N+SV24A-SR-TPC | Globe valve | 1600 kPa | 400 kPa |  | EU\Inbox\Combinations\Folder..6/..7\ | 34
144902 | H715R+NVKC24A-SR-TPC | H715R+NVKC24A-SR-TPC |  | H715R | + | NVKC24A-SR-TPC | Actuator with emergency control function | 1 | Scenario 2 |  | PPK¦SelectPro¦VDI3805¦Internet_EU |  |  | H715R+NVKC24A-SR-TPC | Globe valve | 600 kPa | 400 kPa |  | EU\Inbox\Combinations\Folder..6/..7\ | 36
145301 | H620S/NVC24A-SR-TPC | H620S/NVC24A-SR-TPC |  | H620S | / | NVC24A-SR-TPC | Fast runner | 1 | Scenario 2 |  | PPK¦SelectPro¦VDI3805¦Internet_EU |  |  | H620S/NVC24A-SR-TPC | Globe valve | 1600 kPa | 1000 kPa |  | EU\Inbox\Combinations\Folder..6/..7\ | 36
144803 | H664SP/NVKC24A-SR-TPC | H664SP/NVKC24A-SR-TPC |  | H664SP | / | NVKC24A-SR-TPC | Actuator with emergency control function | 1 | Scenario 2 |  | PPK¦SelectPro¦VDI3805¦Internet_EU |  |  | H664SP/NVKC24A-SR-TPC | Globe valve (partial pressure-balanced) | 1600 kPa | 1000 kPa |  | EU\Inbox\Combinations\Folder..6/..7\ | 36
145104 | H640SP+SV24A-SR-TPC | H640SP+SV24A-SR-TPC |  | H640SP | + | SV24A-SR-TPC | Standard actuator | 0 | Scenario 2 |  | PPK¦SelectPro¦VDI3805¦Internet_EU |  |  | H640SP+SV24A-SR-TPC | Globe valve (partial pressure-balanced) | 1600 kPa | 1000 kPa |  | EU\Inbox\Combinations\Folder..6/..7\ | 34
145352 | H413B+SVC24A-SR-TPC | H413B+SVC24A-SR-TPC |  | H413B | + | SVC24A-SR-TPC | Fast runner | 0 | Scenario 2 |  | PPK¦SelectPro¦VDI3805¦Internet_EU |  |  | H413B+SVC24A-SR-TPC | Globe valve | 1600 kPa | 400 kPa |  | EU\Inbox\Combinations\Folder..4/..5\ | 33
144953 | H779N/NVK24A-SR-TPC | H779N/NVK24A-SR-TPC |  | H779N | / | NVK24A-SR-TPC | Actuator with emergency control function | 1 | Scenario 2 |  | PPK¦SelectPro¦VDI3805¦Internet_EU |  |  | H779N/NVK24A-SR-TPC | Globe valve | 80 kPa | 80 kPa |  | EU\Inbox\Combinations\Folder..6/..7\ | 34
145154 | H7015X4-S2+SVC24A-SR-TPC | H7015X4-S2+SVC24A-SR-TPC |  | H7015X4-S2 | + | SVC24A-SR-TPC | Fast runner | 0 | Scenario 2 |  | PPK¦SelectPro¦VDI3805¦Internet_EU |  |  | H7015X4-S2+SVC24A-SR-TPC | Globe valve | 2500 kPa | 1000 kPa |  | EU\Inbox\Combinations\Folder..6/..7\ | 35
145253 | H725R/SV24A-SR-TPC | H725R/SV24A-SR-TPC |  | H725R | / | SV24A-SR-TPC | Standard actuator | 0 | Scenario 2 |  | PPK¦SelectPro¦VDI3805¦Internet_EU |  |  | H725R/SV24A-SR-TPC | Globe valve | 600 kPa | 400 kPa |  | EU\Inbox\Combinations\Folder..6/..7\ | 33
145204 | H711R+SV24A-SR-TPC | H711R+SV24A-SR-TPC |  | H711R | + | SV24A-SR-TPC | Standard actuator | 0 | Scenario 2 |  | PPK¦SelectPro¦VDI3805¦Internet_EU |  |  | H711R+SV24A-SR-TPC | Globe valve | 600 kPa | 400 kPa |  | EU\Inbox\Combinations\Folder..6/..7\ | 33
145005 | H612R/SV24A-SR-TPC | H612R/SV24A-SR-TPC |  | H612R | / | SV24A-SR-TPC | Standard actuator | 0 | Scenario 2 |  | PPK¦SelectPro¦VDI3805¦Internet_EU |  |  | H612R/SV24A-SR-TPC | Globe valve | 600 kPa | 400 kPa |  | EU\Inbox\Combinations\Folder..6/..7\ | 34
144755 | H711R/NVC24A-SR-TPC | H711R/NVC24A-SR-TPC |  | H711R | / | NVC24A-SR-TPC | Fast runner | 0 | Scenario 2 |  | PPK¦SelectPro¦VDI3805¦Internet_EU |  |  | H711R/NVC24A-SR-TPC | Globe valve | 600 kPa | 400 kPa |  | EU\Inbox\Combinations\Folder..6/..7\ | 34
145401 | H515B/SVC24A-SR-TPC | H515B/SVC24A-SR-TPC |  | H515B | / | SVC24A-SR-TPC | Fast runner | 0 | Scenario 2 |  | PPK¦SelectPro¦VDI3805¦Internet_EU |  |  | H515B/SVC24A-SR-TPC | Globe valve | 1600 kPa | 400 kPa |  | EU\Inbox\Combinations\Folder..4/..5\ | 33
144855 | H7040Y25-S2/NVKC24A-SR-TPC | H7040Y25-S2/NVKC24A-SR-TPC |  | H7040Y25-S2 | / | NVKC24A-SR-TPC | Actuator with emergency control function | 1 | Scenario 2 |  | PPK¦SelectPro¦VDI3805¦Internet_EU |  |  | H7040Y25-S2/NVKC24A-SR-TPC | Globe valve | 500 kPa | 500 kPa |  | EU\Inbox\Combinations\Folder..6/..7\ | 34
145053 | H620N/SV24A-SR-TPC | H620N/SV24A-SR-TPC |  | H620N | / | SV24A-SR-TPC | Standard actuator | 0 | Scenario 2 |  | PPK¦SelectPro¦VDI3805¦Internet_EU |  |  | H620N/SV24A-SR-TPC | Globe valve | 1600 kPa | 400 kPa |  | EU\Inbox\Combinations\Folder..6/..7\ | 34
144903 | H715R/NVKC24A-SR-TPC | H715R/NVKC24A-SR-TPC |  | H715R | / | NVKC24A-SR-TPC | Actuator with emergency control function | 1 | Scenario 2 |  | PPK¦SelectPro¦VDI3805¦Internet_EU |  |  | H715R/NVKC24A-SR-TPC | Globe valve | 600 kPa | 400 kPa |  | EU\Inbox\Combinations\Folder..6/..7\ | 36
144804 | H679N+NVK24A-SR-TPC | H679N+NVK24A-SR-TPC |  | H679N | + | NVK24A-SR-TPC | Actuator with emergency control function | 1 | Scenario 2 |  | PPK¦SelectPro¦VDI3805¦Internet_EU |  |  | H679N+NVK24A-SR-TPC | Globe valve | 80 kPa | 80 kPa |  | EU\Inbox\Combinations\Folder..6/..7\ | 36
145302 | H624S+NVC24A-SR-TPC | H624S+NVC24A-SR-TPC |  | H624S | + | NVC24A-SR-TPC | Fast runner | 1 | Scenario 2 |  | PPK¦SelectPro¦VDI3805¦Internet_EU |  |  | H624S+NVC24A-SR-TPC | Globe valve | 1300 kPa | 1000 kPa |  | EU\Inbox\Combinations\Folder..6/..7\ | 36
145105 | H640SP/SV24A-SR-TPC | H640SP/SV24A-SR-TPC |  | H640SP | / | SV24A-SR-TPC | Standard actuator | 0 | Scenario 2 |  | PPK¦SelectPro¦VDI3805¦Internet_EU |  |  | H640SP/SV24A-SR-TPC | Globe valve (partial pressure-balanced) | 1600 kPa | 1000 kPa |  | EU\Inbox\Combinations\Folder..6/..7\ | 34
145353 | H413B/SVC24A-SR-TPC | H413B/SVC24A-SR-TPC |  | H413B | / | SVC24A-SR-TPC | Fast runner | 0 | Scenario 2 |  | PPK¦SelectPro¦VDI3805¦Internet_EU |  |  | H413B/SVC24A-SR-TPC | Globe valve | 1600 kPa | 400 kPa |  | EU\Inbox\Combinations\Folder..4/..5\ | 33
144954 | H779N+NVKC24A-SR-TPC | H779N+NVKC24A-SR-TPC |  | H779N | + | NVKC24A-SR-TPC | Actuator with emergency control function | 1 | Scenario 2 |  | PPK¦SelectPro¦VDI3805¦Internet_EU |  |  | H779N+NVKC24A-SR-TPC | Globe valve | 80 kPa | 80 kPa |  | EU\Inbox\Combinations\Folder..6/..7\ | 35
145155 | H7015X4-S2/SVC24A-SR-TPC | H7015X4-S2/SVC24A-SR-TPC |  | H7015X4-S2 | / | SVC24A-SR-TPC | Fast runner | 0 | Scenario 2 |  | PPK¦SelectPro¦VDI3805¦Internet_EU |  |  | H7015X4-S2/SVC24A-SR-TPC | Globe valve | 2500 kPa | 1000 kPa |  | EU\Inbox\Combinations\Folder..6/..7\ | 35
145254 | H725R+SVC24A-SR-TPC | H725R+SVC24A-SR-TPC |  | H725R | + | SVC24A-SR-TPC | Fast runner | 0 | Scenario 2 |  | PPK¦SelectPro¦VDI3805¦Internet_EU |  |  | H725R+SVC24A-SR-TPC | Globe valve | 600 kPa | 400 kPa |  | EU\Inbox\Combinations\Folder..6/..7\ | 33
145205 | H711R/SV24A-SR-TPC | H711R/SV24A-SR-TPC |  | H711R | / | SV24A-SR-TPC | Standard actuator | 0 | Scenario 2 |  | PPK¦SelectPro¦VDI3805¦Internet_EU |  |  | H711R/SV24A-SR-TPC | Globe valve | 600 kPa | 400 kPa |  | EU\Inbox\Combinations\Folder..6/..7\ | 33
145006 | H612R+SVC24A-SR-TPC | H612R+SVC24A-SR-TPC |  | H612R | + | SVC24A-SR-TPC | Fast runner | 0 | Scenario 2 |  | PPK¦SelectPro¦VDI3805¦Internet_EU |  |  | H612R+SVC24A-SR-TPC | Globe valve | 600 kPa | 400 kPa |  | EU\Inbox\Combinations\Folder..6/..7\ | 34
144756 | H712N+NVC24A-SR-TPC | H712N+NVC24A-SR-TPC |  | H712N | + | NVC24A-SR-TPC | Fast runner | 0 | Scenario 2 |  | PPK¦SelectPro¦VDI3805¦Internet_EU |  |  | H712N+NVC24A-SR-TPC | Globe valve | 1600 kPa | 400 kPa |  | EU\Inbox\Combinations\Folder..6/..7\ | 35
145402 | H520B+SV24A-SR-TPC | H520B+SV24A-SR-TPC |  | H520B | + | SV24A-SR-TPC | Standard actuator | 0 | Scenario 2 |  | PPK¦SelectPro¦VDI3805¦Internet_EU |  |  | H520B+SV24A-SR-TPC | Globe valve | 1600 kPa | 400 kPa |  | EU\Inbox\Combinations\Folder..4/..5\ | 33
144856 | H7050X40-S2+NVK24A-SR-TPC | H7050X40-S2+NVK24A-SR-TPC |  | H7050X40-S2 | + | NVK24A-SR-TPC | Actuator with emergency control function | 1 | Scenario 2 |  | PPK¦SelectPro¦VDI3805¦Internet_EU |  |  | H7050X40-S2+NVK24A-SR-TPC | Globe valve | 300 kPa | 300 kPa |  | EU\Inbox\Combinations\Folder..6/..7\ | 35
145054 | H620N+SVC24A-SR-TPC | H620N+SVC24A-SR-TPC |  | H620N | + | SVC24A-SR-TPC | Fast runner | 0 | Scenario 2 |  | PPK¦SelectPro¦VDI3805¦Internet_EU |  |  | H620N+SVC24A-SR-TPC | Globe valve | 1600 kPa | 400 kPa |  | EU\Inbox\Combinations\Folder..6/..7\ | 34
144904 | H720N+NVK24A-SR-TPC | H720N+NVK24A-SR-TPC |  | H720N | + | NVK24A-SR-TPC | Actuator with emergency control function | 1 | Scenario 2 |  | PPK¦SelectPro¦VDI3805¦Internet_EU |  |  | H720N+NVK24A-SR-TPC | Globe valve | 1600 kPa | 400 kPa |  | EU\Inbox\Combinations\Folder..6/..7\ | 37
144805 | H679N/NVK24A-SR-TPC | H679N/NVK24A-SR-TPC |  | H679N | / | NVK24A-SR-TPC | Actuator with emergency control function | 1 | Scenario 2 |  | PPK¦SelectPro¦VDI3805¦Internet_EU |  |  | H679N/NVK24A-SR-TPC | Globe valve | 80 kPa | 80 kPa |  | EU\Inbox\Combinations\Folder..6/..7\ | 35
145106 | H640SP+SVC24A-SR-TPC | H640SP+SVC24A-SR-TPC |  | H640SP | + | SVC24A-SR-TPC | Fast runner | 0 | Scenario 2 |  | PPK¦SelectPro¦VDI3805¦Internet_EU |  |  | H640SP+SVC24A-SR-TPC | Globe valve (partial pressure-balanced) | 1600 kPa | 1000 kPa |  | EU\Inbox\Combinations\Folder..6/..7\ | 33
145354 | H414B+SV24A-SR-TPC | H414B+SV24A-SR-TPC |  | H414B | + | SV24A-SR-TPC | Standard actuator | 0 | Scenario 2 |  | PPK¦SelectPro¦VDI3805¦Internet_EU |  |  | H414B+SV24A-SR-TPC | Globe valve | 1600 kPa | 400 kPa |  | EU\Inbox\Combinations\Folder..4/..5\ | 33
145303 | H624S/NVC24A-SR-TPC | H624S/NVC24A-SR-TPC |  | H624S | / | NVC24A-SR-TPC | Fast runner | 1 | Scenario 2 |  | PPK¦SelectPro¦VDI3805¦Internet_EU |  |  | H624S/NVC24A-SR-TPC | Globe valve | 1300 kPa | 1000 kPa |  | EU\Inbox\Combinations\Folder..6/..7\ | 36
145156 | H7015Y4-S2+SV24A-SR-TPC | H7015Y4-S2+SV24A-SR-TPC |  | H7015Y4-S2 | + | SV24A-SR-TPC | Standard actuator | 0 | Scenario 2 |  | PPK¦SelectPro¦VDI3805¦Internet_EU |  |  | H7015Y4-S2+SV24A-SR-TPC | Globe valve | 3500 kPa | 1000 kPa |  | EU\Inbox\Combinations\Folder..6/..7\ | 35
144955 | H779N/NVKC24A-SR-TPC | H779N/NVKC24A-SR-TPC |  | H779N | / | NVKC24A-SR-TPC | Actuator with emergency control function | 1 | Scenario 2 |  | PPK¦SelectPro¦VDI3805¦Internet_EU |  |  | H779N/NVKC24A-SR-TPC | Globe valve | 80 kPa | 80 kPa |  | EU\Inbox\Combinations\Folder..6/..7\ | 35
145255 | H725R/SVC24A-SR-TPC | H725R/SVC24A-SR-TPC |  | H725R | / | SVC24A-SR-TPC | Fast runner | 0 | Scenario 2 |  | PPK¦SelectPro¦VDI3805¦Internet_EU |  |  | H725R/SVC24A-SR-TPC | Globe valve | 600 kPa | 400 kPa |  | EU\Inbox\Combinations\Folder..6/..7\ | 33
145206 | H711R+SVC24A-SR-TPC | H711R+SVC24A-SR-TPC |  | H711R | + | SVC24A-SR-TPC | Fast runner | 0 | Scenario 2 |  | PPK¦SelectPro¦VDI3805¦Internet_EU |  |  | H711R+SVC24A-SR-TPC | Globe valve | 600 kPa | 400 kPa |  | EU\Inbox\Combinations\Folder..6/..7\ | 33
145007 | H612R/SVC24A-SR-TPC | H612R/SVC24A-SR-TPC |  | H612R | / | SVC24A-SR-TPC | Fast runner | 0 | Scenario 2 |  | PPK¦SelectPro¦VDI3805¦Internet_EU |  |  | H612R/SVC24A-SR-TPC | Globe valve | 600 kPa | 400 kPa |  | EU\Inbox\Combinations\Folder..6/..7\ | 34
144757 | H712N/NVC24A-SR-TPC | H712N/NVC24A-SR-TPC |  | H712N | / | NVC24A-SR-TPC | Fast runner | 0 | Scenario 2 |  | PPK¦SelectPro¦VDI3805¦Internet_EU |  |  | H712N/NVC24A-SR-TPC | Globe valve | 1600 kPa | 400 kPa |  | EU\Inbox\Combinations\Folder..6/..7\ | 35
145403 | H520B/SV24A-SR-TPC | H520B/SV24A-SR-TPC |  | H520B | / | SV24A-SR-TPC | Standard actuator | 0 | Scenario 2 |  | PPK¦SelectPro¦VDI3805¦Internet_EU |  |  | H520B/SV24A-SR-TPC | Globe valve | 1600 kPa | 400 kPa |  | EU\Inbox\Combinations\Folder..4/..5\ | 33
144857 | H7050X40-S2/NVK24A-SR-TPC | H7050X40-S2/NVK24A-SR-TPC |  | H7050X40-S2 | / | NVK24A-SR-TPC | Actuator with emergency control function | 1 | Scenario 2 |  | PPK¦SelectPro¦VDI3805¦Internet_EU |  |  | H7050X40-S2/NVK24A-SR-TPC | Globe valve | 300 kPa | 300 kPa |  | EU\Inbox\Combinations\Folder..6/..7\ | 36
145055 | H620N/SVC24A-SR-TPC | H620N/SVC24A-SR-TPC |  | H620N | / | SVC24A-SR-TPC | Fast runner | 0 | Scenario 2 |  | PPK¦SelectPro¦VDI3805¦Internet_EU |  |  | H620N/SVC24A-SR-TPC | Globe valve | 1600 kPa | 400 kPa |  | EU\Inbox\Combinations\Folder..6/..7\ | 34
144806 | H679N+NVKC24A-SR-TPC | H679N+NVKC24A-SR-TPC |  | H679N | + | NVKC24A-SR-TPC | Actuator with emergency control function | 1 | Scenario 2 |  | PPK¦SelectPro¦VDI3805¦Internet_EU |  |  | H679N+NVKC24A-SR-TPC | Globe valve | 80 kPa | 80 kPa |  | EU\Inbox\Combinations\Folder..6/..7\ | 36
144905 | H720N/NVK24A-SR-TPC | H720N/NVK24A-SR-TPC |  | H720N | / | NVK24A-SR-TPC | Actuator with emergency control function | 1 | Scenario 2 |  | PPK¦SelectPro¦VDI3805¦Internet_EU |  |  | H720N/NVK24A-SR-TPC | Globe valve | 1600 kPa | 400 kPa |  | EU\Inbox\Combinations\Folder..6/..7\ | 35
145355 | H414B/SV24A-SR-TPC | H414B/SV24A-SR-TPC |  | H414B | / | SV24A-SR-TPC | Standard actuator | 0 | Scenario 2 |  | PPK¦SelectPro¦VDI3805¦Internet_EU |  |  | H414B/SV24A-SR-TPC | Globe valve | 1600 kPa | 400 kPa |  | EU\Inbox\Combinations\Folder..4/..5\ | 34
145107 | H640SP/SVC24A-SR-TPC | H640SP/SVC24A-SR-TPC |  | H640SP | / | SVC24A-SR-TPC | Fast runner | 0 | Scenario 2 |  | PPK¦SelectPro¦VDI3805¦Internet_EU |  |  | H640SP/SVC24A-SR-TPC | Globe valve (partial pressure-balanced) | 1600 kPa | 1000 kPa |  | EU\Inbox\Combinations\Folder..6/..7\ | 33
145304 | H625N+NVC24A-SR-TPC | H625N+NVC24A-SR-TPC |  | H625N | + | NVC24A-SR-TPC | Fast runner | 0 | Scenario 2 |  | PPK¦SelectPro¦VDI3805¦Internet_EU |  |  | H625N+NVC24A-SR-TPC | Globe valve | 1300 kPa | 400 kPa |  | EU\Inbox\Combinations\Folder..6/..7\ | 36
145256 | H732N+SV24A-SR-TPC | H732N+SV24A-SR-TPC |  | H732N | + | SV24A-SR-TPC | Standard actuator | 0 | Scenario 2 |  | PPK¦SelectPro¦VDI3805¦Internet_EU |  |  | H732N+SV24A-SR-TPC | Globe valve | 1600 kPa | 400 kPa |  | EU\Inbox\Combinations\Folder..6/..7\ | 33
145157 | H7015Y4-S2/SV24A-SR-TPC | H7015Y4-S2/SV24A-SR-TPC |  | H7015Y4-S2 | / | SV24A-SR-TPC | Standard actuator | 0 | Scenario 2 |  | PPK¦SelectPro¦VDI3805¦Internet_EU |  |  | H7015Y4-S2/SV24A-SR-TPC | Globe valve | 3500 kPa | 1000 kPa |  | EU\Inbox\Combinations\Folder..6/..7\ | 35
145008 | H612S+SV24A-SR-TPC | H612S+SV24A-SR-TPC |  | H612S | + | SV24A-SR-TPC | Standard actuator | 0 | Scenario 2 |  | PPK¦SelectPro¦VDI3805¦Internet_EU |  |  | H612S+SV24A-SR-TPC | Globe valve | 1600 kPa | 1000 kPa |  | EU\Inbox\Combinations\Folder..6/..7\ | 34
145207 | H711R/SVC24A-SR-TPC | H711R/SVC24A-SR-TPC |  | H711R | / | SVC24A-SR-TPC | Fast runner | 0 | Scenario 2 |  | PPK¦SelectPro¦VDI3805¦Internet_EU |  |  | H711R/SVC24A-SR-TPC | Globe valve | 600 kPa | 400 kPa |  | EU\Inbox\Combinations\Folder..6/..7\ | 33
144758 | H712R+NVC24A-SR-TPC | H712R+NVC24A-SR-TPC |  | H712R | + | NVC24A-SR-TPC | Fast runner | 0 | Scenario 2 |  | PPK¦SelectPro¦VDI3805¦Internet_EU |  |  | H712R+NVC24A-SR-TPC | Globe valve | 600 kPa | 400 kPa |  | EU\Inbox\Combinations\Folder..6/..7\ | 36
144956 | H779R+NVK24A-SR-TPC | H779R+NVK24A-SR-TPC |  | H779R | + | NVK24A-SR-TPC | Actuator with emergency control function | 1 | Scenario 2 |  | PPK¦SelectPro¦VDI3805¦Internet_EU |  |  | H779R+NVK24A-SR-TPC | Globe valve | 80 kPa | 80 kPa |  | EU\Inbox\Combinations\Folder..6/..7\ | 34
144858 | H7050X40-S2+NVKC24A-SR-TPC | H7050X40-S2+NVKC24A-SR-TPC |  | H7050X40-S2 | + | NVKC24A-SR-TPC | Actuator with emergency control function | 1 | Scenario 2 |  | PPK¦SelectPro¦VDI3805¦Internet_EU |  |  | H7050X40-S2+NVKC24A-SR-TPC | Globe valve | 300 kPa | 300 kPa |  | EU\Inbox\Combinations\Folder..6/..7\ | 35
145404 | H520B+SVC24A-SR-TPC | H520B+SVC24A-SR-TPC |  | H520B | + | SVC24A-SR-TPC | Fast runner | 0 | Scenario 2 |  | PPK¦SelectPro¦VDI3805¦Internet_EU |  |  | H520B+SVC24A-SR-TPC | Globe valve | 1600 kPa | 400 kPa |  | EU\Inbox\Combinations\Folder..4/..5\ | 32
145056 | H620R+SV24A-SR-TPC | H620R+SV24A-SR-TPC |  | H620R | + | SV24A-SR-TPC | Standard actuator | 0 | Scenario 2 |  | PPK¦SelectPro¦VDI3805¦Internet_EU |  |  | H620R+SV24A-SR-TPC | Globe valve | 600 kPa | 400 kPa |  | EU\Inbox\Combinations\Folder..6/..7\ | 34
145356 | H414B+SVC24A-SR-TPC | H414B+SVC24A-SR-TPC |  | H414B | + | SVC24A-SR-TPC | Fast runner | 0 | Scenario 2 |  | PPK¦SelectPro¦VDI3805¦Internet_EU |  |  | H414B+SVC24A-SR-TPC | Globe valve | 1600 kPa | 400 kPa |  | EU\Inbox\Combinations\Folder..4/..5\ | 34
144807 | H679N/NVKC24A-SR-TPC | H679N/NVKC24A-SR-TPC |  | H679N | / | NVKC24A-SR-TPC | Actuator with emergency control function | 1 | Scenario 2 |  | PPK¦SelectPro¦VDI3805¦Internet_EU |  |  | H679N/NVKC24A-SR-TPC | Globe valve | 80 kPa | 80 kPa |  | EU\Inbox\Combinations\Folder..6/..7\ | 36
145108 | H650N+SV24A-SR-TPC | H650N+SV24A-SR-TPC |  | H650N | + | SV24A-SR-TPC | Standard actuator | 1 | Scenario 2 |  | PPK¦SelectPro¦VDI3805¦Internet_EU |  |  | H650N+SV24A-SR-TPC | Globe valve | 550 kPa | 400 kPa |  | EU\Inbox\Combinations\Folder..6/..7\ | 34
145305 | H625N/NVC24A-SR-TPC | H625N/NVC24A-SR-TPC |  | H625N | / | NVC24A-SR-TPC | Fast runner | 0 | Scenario 2 |  | PPK¦SelectPro¦VDI3805¦Internet_EU |  |  | H625N/NVC24A-SR-TPC | Globe valve | 1300 kPa | 400 kPa |  | EU\Inbox\Combinations\Folder..6/..7\ | 36
144906 | H720N+NVKC24A-SR-TPC | H720N+NVKC24A-SR-TPC |  | H720N | + | NVKC24A-SR-TPC | Actuator with emergency control function | 1 | Scenario 2 |  | PPK¦SelectPro¦VDI3805¦Internet_EU |  |  | H720N+NVKC24A-SR-TPC | Globe valve | 1600 kPa | 400 kPa |  | EU\Inbox\Combinations\Folder..6/..7\ | 35
145009 | H612S/SV24A-SR-TPC | H612S/SV24A-SR-TPC |  | H612S | / | SV24A-SR-TPC | Standard actuator | 0 | Scenario 2 |  | PPK¦SelectPro¦VDI3805¦Internet_EU |  |  | H612S/SV24A-SR-TPC | Globe valve | 1600 kPa | 1000 kPa |  | EU\Inbox\Combinations\Folder..6/..7\ | 34
145158 | H7015Y4-S2+SVC24A-SR-TPC | H7015Y4-S2+SVC24A-SR-TPC |  | H7015Y4-S2 | + | SVC24A-SR-TPC | Fast runner | 0 | Scenario 2 |  | PPK¦SelectPro¦VDI3805¦Internet_EU |  |  | H7015Y4-S2+SVC24A-SR-TPC | Globe valve | 3500 kPa | 1000 kPa |  | EU\Inbox\Combinations\Folder..6/..7\ | 36
145257 | H732N/SV24A-SR-TPC | H732N/SV24A-SR-TPC |  | H732N | / | SV24A-SR-TPC | Standard actuator | 0 | Scenario 2 |  | PPK¦SelectPro¦VDI3805¦Internet_EU |  |  | H732N/SV24A-SR-TPC | Globe valve | 1600 kPa | 400 kPa |  | EU\Inbox\Combinations\Folder..6/..7\ | 33
145208 | H712N+SV24A-SR-TPC | H712N+SV24A-SR-TPC |  | H712N | + | SV24A-SR-TPC | Standard actuator | 0 | Scenario 2 |  | PPK¦SelectPro¦VDI3805¦Internet_EU |  |  | H712N+SV24A-SR-TPC | Globe valve | 1600 kPa | 400 kPa |  | EU\Inbox\Combinations\Folder..6/..7\ | 33
144759 | H712R/NVC24A-SR-TPC | H712R/NVC24A-SR-TPC |  | H712R | / | NVC24A-SR-TPC | Fast runner | 0 | Scenario 2 |  | PPK¦SelectPro¦VDI3805¦Internet_EU |  |  | H712R/NVC24A-SR-TPC | Globe valve | 600 kPa | 400 kPa |  | EU\Inbox\Combinations\Folder..6/..7\ | 35
144859 | H7050X40-S2/NVKC24A-SR-TPC | H7050X40-S2/NVKC24A-SR-TPC |  | H7050X40-S2 | / | NVKC24A-SR-TPC | Actuator with emergency control function | 1 | Scenario 2 |  | PPK¦SelectPro¦VDI3805¦Internet_EU |  |  | H7050X40-S2/NVKC24A-SR-TPC | Globe valve | 300 kPa | 300 kPa |  | EU\Inbox\Combinations\Folder..6/..7\ | 34
144957 | H779R/NVK24A-SR-TPC | H779R/NVK24A-SR-TPC |  | H779R | / | NVK24A-SR-TPC | Actuator with emergency control function | 1 | Scenario 2 |  | PPK¦SelectPro¦VDI3805¦Internet_EU |  |  | H779R/NVK24A-SR-TPC | Globe valve | 80 kPa | 80 kPa |  | EU\Inbox\Combinations\Folder..6/..7\ | 35
145405 | H520B/SVC24A-SR-TPC | H520B/SVC24A-SR-TPC |  | H520B | / | SVC24A-SR-TPC | Fast runner | 0 | Scenario 2 |  | PPK¦SelectPro¦VDI3805¦Internet_EU |  |  | H520B/SVC24A-SR-TPC | Globe valve | 1600 kPa | 400 kPa |  | EU\Inbox\Combinations\Folder..4/..5\ | 32
145109 | H650N/SV24A-SR-TPC | H650N/SV24A-SR-TPC |  | H650N | / | SV24A-SR-TPC | Standard actuator | 1 | Scenario 2 |  | PPK¦SelectPro¦VDI3805¦Internet_EU |  |  | H650N/SV24A-SR-TPC | Globe valve | 550 kPa | 400 kPa |  | EU\Inbox\Combinations\Folder..6/..7\ | 34
145357 | H414B/SVC24A-SR-TPC | H414B/SVC24A-SR-TPC |  | H414B | / | SVC24A-SR-TPC | Fast runner | 0 | Scenario 2 |  | PPK¦SelectPro¦VDI3805¦Internet_EU |  |  | H414B/SVC24A-SR-TPC | Globe valve | 1600 kPa | 400 kPa |  | EU\Inbox\Combinations\Folder..4/..5\ | 34
144808 | H679R+NVK24A-SR-TPC | H679R+NVK24A-SR-TPC |  | H679R | + | NVK24A-SR-TPC | Actuator with emergency control function | 1 | Scenario 2 |  | PPK¦SelectPro¦VDI3805¦Internet_EU |  |  | H679R+NVK24A-SR-TPC | Globe valve | 80 kPa | 80 kPa |  | EU\Inbox\Combinations\Folder..6/..7\ | 36
145057 | H620R/SV24A-SR-TPC | H620R/SV24A-SR-TPC |  | H620R | / | SV24A-SR-TPC | Standard actuator | 0 | Scenario 2 |  | PPK¦SelectPro¦VDI3805¦Internet_EU |  |  | H620R/SV24A-SR-TPC | Globe valve | 600 kPa | 400 kPa |  | EU\Inbox\Combinations\Folder..6/..7\ | 34
145306 | H625R+NVC24A-SR-TPC | H625R+NVC24A-SR-TPC |  | H625R | + | NVC24A-SR-TPC | Fast runner | 0 | Scenario 2 |  | PPK¦SelectPro¦VDI3805¦Internet_EU |  |  | H625R+NVC24A-SR-TPC | Globe valve | 600 kPa | 400 kPa |  | EU\Inbox\Combinations\Folder..6/..7\ | 33
144907 | H720N/NVKC24A-SR-TPC | H720N/NVKC24A-SR-TPC |  | H720N | / | NVKC24A-SR-TPC | Actuator with emergency control function | 1 | Scenario 2 |  | PPK¦SelectPro¦VDI3805¦Internet_EU |  |  | H720N/NVKC24A-SR-TPC | Globe valve | 1600 kPa | 400 kPa |  | EU\Inbox\Combinations\Folder..6/..7\ | 37
145010 | H612S+SVC24A-SR-TPC | H612S+SVC24A-SR-TPC |  | H612S | + | SVC24A-SR-TPC | Fast runner | 0 | Scenario 2 |  | PPK¦SelectPro¦VDI3805¦Internet_EU |  |  | H612S+SVC24A-SR-TPC | Globe valve | 1600 kPa | 1000 kPa |  | EU\Inbox\Combinations\Folder..6/..7\ | 34
145159 | H7015Y4-S2/SVC24A-SR-TPC | H7015Y4-S2/SVC24A-SR-TPC |  | H7015Y4-S2 | / | SVC24A-SR-TPC | Fast runner | 0 | Scenario 2 |  | PPK¦SelectPro¦VDI3805¦Internet_EU |  |  | H7015Y4-S2/SVC24A-SR-TPC | Globe valve | 3500 kPa | 1000 kPa |  | EU\Inbox\Combinations\Folder..6/..7\ | 36
145258 | H732N+SVC24A-SR-TPC | H732N+SVC24A-SR-TPC |  | H732N | + | SVC24A-SR-TPC | Fast runner | 0 | Scenario 2 |  | PPK¦SelectPro¦VDI3805¦Internet_EU |  |  | H732N+SVC24A-SR-TPC | Globe valve | 1600 kPa | 400 kPa |  | EU\Inbox\Combinations\Folder..6/..7\ | 33
145209 | H712N/SV24A-SR-TPC | H712N/SV24A-SR-TPC |  | H712N | / | SV24A-SR-TPC | Standard actuator | 0 | Scenario 2 |  | PPK¦SelectPro¦VDI3805¦Internet_EU |  |  | H712N/SV24A-SR-TPC | Globe valve | 1600 kPa | 400 kPa |  | EU\Inbox\Combinations\Folder..6/..7\ | 33
144760 | H713N+NVC24A-SR-TPC | H713N+NVC24A-SR-TPC |  | H713N | + | NVC24A-SR-TPC | Fast runner | 0 | Scenario 2 |  | PPK¦SelectPro¦VDI3805¦Internet_EU |  |  | H713N+NVC24A-SR-TPC | Globe valve | 1600 kPa | 400 kPa |  | EU\Inbox\Combinations\Folder..6/..7\ | 35
144860 | H7050Y40-S2+NVK24A-SR-TPC | H7050Y40-S2+NVK24A-SR-TPC |  | H7050Y40-S2 | + | NVK24A-SR-TPC | Actuator with emergency control function | 1 | Scenario 2 |  | PPK¦SelectPro¦VDI3805¦Internet_EU |  |  | H7050Y40-S2+NVK24A-SR-TPC | Globe valve | 300 kPa | 300 kPa |  | EU\Inbox\Combinations\Folder..6/..7\ | 35
144958 | H779R+NVKC24A-SR-TPC | H779R+NVKC24A-SR-TPC |  | H779R | + | NVKC24A-SR-TPC | Actuator with emergency control function | 1 | Scenario 2 |  | PPK¦SelectPro¦VDI3805¦Internet_EU |  |  | H779R+NVKC24A-SR-TPC | Globe valve | 80 kPa | 80 kPa |  | EU\Inbox\Combinations\Folder..6/..7\ | 35
145406 | H525B+SV24A-SR-TPC | H525B+SV24A-SR-TPC |  | H525B | + | SV24A-SR-TPC | Standard actuator | 0 | Scenario 2 |  | PPK¦SelectPro¦VDI3805¦Internet_EU |  |  | H525B+SV24A-SR-TPC | Globe valve | 1600 kPa | 400 kPa |  | EU\Inbox\Combinations\Folder..4/..5\ | 32
145110 | H650N+SVC24A-SR-TPC | H650N+SVC24A-SR-TPC |  | H650N | + | SVC24A-SR-TPC | Fast runner | 1 | Scenario 2 |  | PPK¦SelectPro¦VDI3805¦Internet_EU |  |  | H650N+SVC24A-SR-TPC | Globe valve | 550 kPa | 400 kPa |  | EU\Inbox\Combinations\Folder..6/..7\ | 34
145358 | H415B+SV24A-SR-TPC | H415B+SV24A-SR-TPC |  | H415B | + | SV24A-SR-TPC | Standard actuator | 0 | Scenario 2 |  | PPK¦SelectPro¦VDI3805¦Internet_EU |  |  | H415B+SV24A-SR-TPC | Globe valve | 1600 kPa | 400 kPa |  | EU\Inbox\Combinations\Folder..4/..5\ | 34
144809 | H679R/NVK24A-SR-TPC | H679R/NVK24A-SR-TPC |  | H679R | / | NVK24A-SR-TPC | Actuator with emergency control function | 1 | Scenario 2 |  | PPK¦SelectPro¦VDI3805¦Internet_EU |  |  | H679R/NVK24A-SR-TPC | Globe valve | 80 kPa | 80 kPa |  | EU\Inbox\Combinations\Folder..6/..7\ | 35
145058 | H620R+SVC24A-SR-TPC | H620R+SVC24A-SR-TPC |  | H620R | + | SVC24A-SR-TPC | Fast runner | 0 | Scenario 2 |  | PPK¦SelectPro¦VDI3805¦Internet_EU |  |  | H620R+SVC24A-SR-TPC | Globe valve |  |  |  | EU\Inbox\Combinations\Folder..6/..7\ | 33
144908 | H720R+NVK24A-SR-TPC | H720R+NVK24A-SR-TPC |  | H720R | + | NVK24A-SR-TPC | Actuator with emergency control function | 1 | Scenario 2 |  | PPK¦SelectPro¦VDI3805¦Internet_EU |  |  | H720R+NVK24A-SR-TPC | Globe valve | 600 kPa | 400 kPa |  | EU\Inbox\Combinations\Folder..6/..7\ | 37
145011 | H612S/SVC24A-SR-TPC | H612S/SVC24A-SR-TPC |  | H612S | / | SVC24A-SR-TPC | Fast runner | 0 | Scenario 2 |  | PPK¦SelectPro¦VDI3805¦Internet_EU |  |  | H612S/SVC24A-SR-TPC | Globe valve | 1600 kPa | 1000 kPa |  | EU\Inbox\Combinations\Folder..6/..7\ | 34
145160 | H7020X6P3-S2+SV24A-SR-TPC | H7020X6P3-S2+SV24A-SR-TPC |  | H7020X6P3-S2 | + | SV24A-SR-TPC | Standard actuator | 0 | Scenario 2 |  | PPK¦SelectPro¦VDI3805¦Internet_EU |  |  | H7020X6P3-S2+SV24A-SR-TPC | Globe valve | 2500 kPa | 1000 kPa |  | EU\Inbox\Combinations\Folder..6/..7\ | 35
145210 | H712N+SVC24A-SR-TPC | H712N+SVC24A-SR-TPC |  | H712N | + | SVC24A-SR-TPC | Fast runner | 0 | Scenario 2 |  | PPK¦SelectPro¦VDI3805¦Internet_EU |  |  | H712N+SVC24A-SR-TPC | Globe valve | 1600 kPa | 400 kPa |  | EU\Inbox\Combinations\Folder..6/..7\ | 33
145259 | H732N/SVC24A-SR-TPC | H732N/SVC24A-SR-TPC |  | H732N | / | SVC24A-SR-TPC | Fast runner | 0 | Scenario 2 |  | PPK¦SelectPro¦VDI3805¦Internet_EU |  |  | H732N/SVC24A-SR-TPC | Globe valve | 1600 kPa | 400 kPa |  | EU\Inbox\Combinations\Folder..6/..7\ | 33
145307 | H625R/NVC24A-SR-TPC | H625R/NVC24A-SR-TPC |  | H625R | / | NVC24A-SR-TPC | Fast runner | 0 | Scenario 2 |  | PPK¦SelectPro¦VDI3805¦Internet_EU |  |  | H625R/NVC24A-SR-TPC | Globe valve | 600 kPa | 400 kPa |  | EU\Inbox\Combinations\Folder..6/..7\ | 33
144761 | H713N/NVC24A-SR-TPC | H713N/NVC24A-SR-TPC |  | H713N | / | NVC24A-SR-TPC | Fast runner | 0 | Scenario 2 |  | PPK¦SelectPro¦VDI3805¦Internet_EU |  |  | H713N/NVC24A-SR-TPC | Globe valve | 1600 kPa | 400 kPa |  | EU\Inbox\Combinations\Folder..6/..7\ | 35
144861 | H7050Y40-S2/NVK24A-SR-TPC | H7050Y40-S2/NVK24A-SR-TPC |  | H7050Y40-S2 | / | NVK24A-SR-TPC | Actuator with emergency control function | 1 | Scenario 2 |  | PPK¦SelectPro¦VDI3805¦Internet_EU |  |  | H7050Y40-S2/NVK24A-SR-TPC | Globe valve | 300 kPa | 300 kPa |  | EU\Inbox\Combinations\Folder..6/..7\ | 34
144959 | H779R/NVKC24A-SR-TPC | H779R/NVKC24A-SR-TPC |  | H779R | / | NVKC24A-SR-TPC | Actuator with emergency control function | 1 | Scenario 2 |  | PPK¦SelectPro¦VDI3805¦Internet_EU |  |  | H779R/NVKC24A-SR-TPC | Globe valve | 80 kPa | 80 kPa |  | EU\Inbox\Combinations\Folder..6/..7\ | 34
145111 | H650N/SVC24A-SR-TPC | H650N/SVC24A-SR-TPC |  | H650N | / | SVC24A-SR-TPC | Fast runner | 1 | Scenario 2 |  | PPK¦SelectPro¦VDI3805¦Internet_EU |  |  | H650N/SVC24A-SR-TPC | Globe valve | 550 kPa | 400 kPa |  | EU\Inbox\Combinations\Folder..6/..7\ | 34
145359 | H415B/SV24A-SR-TPC | H415B/SV24A-SR-TPC |  | H415B | / | SV24A-SR-TPC | Standard actuator | 0 | Scenario 2 |  | PPK¦SelectPro¦VDI3805¦Internet_EU |  |  | H415B/SV24A-SR-TPC | Globe valve | 1600 kPa | 400 kPa |  | EU\Inbox\Combinations\Folder..4/..5\ | 34
144810 | H679R+NVKC24A-SR-TPC | H679R+NVKC24A-SR-TPC |  | H679R | + | NVKC24A-SR-TPC | Actuator with emergency control function | 1 | Scenario 2 |  | PPK¦SelectPro¦VDI3805¦Internet_EU |  |  | H679R+NVKC24A-SR-TPC | Globe valve | 80 kPa | 80 kPa |  | EU\Inbox\Combinations\Folder..6/..7\ | 36
145407 | H525B/SV24A-SR-TPC | H525B/SV24A-SR-TPC |  | H525B | / | SV24A-SR-TPC | Standard actuator | 0 | Scenario 2 |  | PPK¦SelectPro¦VDI3805¦Internet_EU |  |  | H525B/SV24A-SR-TPC | Globe valve | 1600 kPa | 400 kPa |  | EU\Inbox\Combinations\Folder..4/..5\ | 33
145012 | H613N+SV24A-SR-TPC | H613N+SV24A-SR-TPC |  | H613N | + | SV24A-SR-TPC | Standard actuator | 0 | Scenario 2 |  | PPK¦SelectPro¦VDI3805¦Internet_EU |  |  | H613N+SV24A-SR-TPC | Globe valve | 1600 kPa | 400 kPa |  | EU\Inbox\Combinations\Folder..6/..7\ | 34
145059 | H620R/SVC24A-SR-TPC | H620R/SVC24A-SR-TPC |  | H620R | / | SVC24A-SR-TPC | Fast runner | 0 | Scenario 2 |  | PPK¦SelectPro¦VDI3805¦Internet_EU |  |  | H620R/SVC24A-SR-TPC | Globe valve | 600 kPa | 400 kPa |  | EU\Inbox\Combinations\Folder..6/..7\ | 34
144909 | H720R/NVK24A-SR-TPC | H720R/NVK24A-SR-TPC |  | H720R | / | NVK24A-SR-TPC | Actuator with emergency control function | 1 | Scenario 2 |  | PPK¦SelectPro¦VDI3805¦Internet_EU |  |  | H720R/NVK24A-SR-TPC | Globe valve | 600 kPa | 400 kPa |  | EU\Inbox\Combinations\Folder..6/..7\ | 37
145161 | H7020X6P3-S2/SV24A-SR-TPC | H7020X6P3-S2/SV24A-SR-TPC |  | H7020X6P3-S2 | / | SV24A-SR-TPC | Standard actuator | 0 | Scenario 2 |  | PPK¦SelectPro¦VDI3805¦Internet_EU |  |  | H7020X6P3-S2/SV24A-SR-TPC | Globe valve | 2500 kPa | 1000 kPa |  | EU\Inbox\Combinations\Folder..6/..7\ | 35
145211 | H712N/SVC24A-SR-TPC | H712N/SVC24A-SR-TPC |  | H712N | / | SVC24A-SR-TPC | Fast runner | 0 | Scenario 2 |  | PPK¦SelectPro¦VDI3805¦Internet_EU |  |  | H712N/SVC24A-SR-TPC | Globe valve | 1600 kPa | 400 kPa |  | EU\Inbox\Combinations\Folder..6/..7\ | 33
145260 | H732R+SV24A-SR-TPC | H732R+SV24A-SR-TPC |  | H732R | + | SV24A-SR-TPC | Standard actuator | 0 | Scenario 2 |  | PPK¦SelectPro¦VDI3805¦Internet_EU |  |  | H732R+SV24A-SR-TPC | Globe valve | 600 kPa | 400 kPa |  | EU\Inbox\Combinations\Folder..6/..7\ | 33
144762 | H713R+NVC24A-SR-TPC | H713R+NVC24A-SR-TPC |  | H713R | + | NVC24A-SR-TPC | Fast runner | 0 | Scenario 2 |  | PPK¦SelectPro¦VDI3805¦Internet_EU |  |  | H713R+NVC24A-SR-TPC | Globe valve | 600 kPa | 400 kPa |  | EU\Inbox\Combinations\Folder..6/..7\ | 35
145308 | H625S+NVC24A-SR-TPC | H625S+NVC24A-SR-TPC |  | H625S | + | NVC24A-SR-TPC | Fast runner | 1 | Scenario 2 |  | PPK¦SelectPro¦VDI3805¦Internet_EU |  |  | H625S+NVC24A-SR-TPC | Globe valve | 1300 kPa | 1000 kPa |  | EU\Inbox\Combinations\Folder..6/..7\ | 36
144862 | H7050Y40-S2+NVKC24A-SR-TPC | H7050Y40-S2+NVKC24A-SR-TPC |  | H7050Y40-S2 | + | NVKC24A-SR-TPC | Actuator with emergency control function | 1 | Scenario 2 |  | PPK¦SelectPro¦VDI3805¦Internet_EU |  |  | H7050Y40-S2+NVKC24A-SR-TPC | Globe valve | 300 kPa | 300 kPa |  | EU\Inbox\Combinations\Folder..6/..7\ | 35
144960 | H6040X25-S2+SV24A-SR-TPC | H6040X25-S2+SV24A-SR-TPC |  | H6040X25-S2 | + | SV24A-SR-TPC | Standard actuator | 1 | Scenario 2 |  | PPK¦SelectPro¦VDI3805¦Internet_EU |  |  | H6040X25-S2+SV24A-SR-TPC | Globe valve | 850 kPa | 850 kPa |  | EU\Inbox\Combinations\Folder..6/..7\ | 35
145112 | H650R+SV24A-SR-TPC | H650R+SV24A-SR-TPC |  | H650R | + | SV24A-SR-TPC | Standard actuator | 1 | Scenario 2 |  | PPK¦SelectPro¦VDI3805¦Internet_EU |  |  | H650R+SV24A-SR-TPC | Globe valve | 550 kPa | 400 kPa |  | EU\Inbox\Combinations\Folder..6/..7\ | 34
145360 | H415B+SVC24A-SR-TPC | H415B+SVC24A-SR-TPC |  | H415B | + | SVC24A-SR-TPC | Fast runner | 0 | Scenario 2 |  | PPK¦SelectPro¦VDI3805¦Internet_EU |  |  | H415B+SVC24A-SR-TPC | Globe valve | 1600 kPa | 400 kPa |  | EU\Inbox\Combinations\Folder..4/..5\ | 34
144811 | H679R/NVKC24A-SR-TPC | H679R/NVKC24A-SR-TPC |  | H679R | / | NVKC24A-SR-TPC | Actuator with emergency control function | 1 | Scenario 2 |  | PPK¦SelectPro¦VDI3805¦Internet_EU |  |  | H679R/NVKC24A-SR-TPC | Globe valve | 80 kPa | 80 kPa |  | EU\Inbox\Combinations\Folder..6/..7\ | 36
145013 | H613N/SV24A-SR-TPC | H613N/SV24A-SR-TPC |  | H613N | / | SV24A-SR-TPC | Standard actuator | 0 | Scenario 2 |  | PPK¦SelectPro¦VDI3805¦Internet_EU |  |  | H613N/SV24A-SR-TPC | Globe valve | 1600 kPa | 400 kPa |  | EU\Inbox\Combinations\Folder..6/..7\ | 34
145408 | H525B+SVC24A-SR-TPC | H525B+SVC24A-SR-TPC |  | H525B | + | SVC24A-SR-TPC | Fast runner | 0 | Scenario 2 |  | PPK¦SelectPro¦VDI3805¦Internet_EU |  |  | H525B+SVC24A-SR-TPC | Globe valve | 1600 kPa | 400 kPa |  | EU\Inbox\Combinations\Folder..4/..5\ | 34
145060 | H620S+SV24A-SR-TPC | H620S+SV24A-SR-TPC |  | H620S | + | SV24A-SR-TPC | Standard actuator | 0 | Scenario 2 |  | PPK¦SelectPro¦VDI3805¦Internet_EU |  |  | H620S+SV24A-SR-TPC | Globe valve | 1600 kPa | 1000 kPa |  | EU\Inbox\Combinations\Folder..6/..7\ | 34
144910 | H720R+NVKC24A-SR-TPC | H720R+NVKC24A-SR-TPC |  | H720R | + | NVKC24A-SR-TPC | Actuator with emergency control function | 1 | Scenario 2 |  | PPK¦SelectPro¦VDI3805¦Internet_EU |  |  | H720R+NVKC24A-SR-TPC | Globe valve | 600 kPa | 400 kPa |  | EU\Inbox\Combinations\Folder..6/..7\ | 36
145212 | H712R+SV24A-SR-TPC | H712R+SV24A-SR-TPC |  | H712R | + | SV24A-SR-TPC | Standard actuator | 0 | Scenario 2 |  | PPK¦SelectPro¦VDI3805¦Internet_EU |  |  | H712R+SV24A-SR-TPC | Globe valve | 600 kPa | 400 kPa |  | EU\Inbox\Combinations\Folder..6/..7\ | 33
145162 | H7020X6P3-S2+SVC24A-SR-TPC | H7020X6P3-S2+SVC24A-SR-TPC |  | H7020X6P3-S2 | + | SVC24A-SR-TPC | Fast runner | 0 | Scenario 2 |  | PPK¦SelectPro¦VDI3805¦Internet_EU |  |  | H7020X6P3-S2+SVC24A-SR-TPC | Globe valve | 2500 kPa | 1000 kPa |  | EU\Inbox\Combinations\Folder..6/..7\ | 35
145261 | H732R/SV24A-SR-TPC | H732R/SV24A-SR-TPC |  | H732R | / | SV24A-SR-TPC | Standard actuator | 0 | Scenario 2 |  | PPK¦SelectPro¦VDI3805¦Internet_EU |  |  | H732R/SV24A-SR-TPC | Globe valve | 600 kPa | 400 kPa |  | EU\Inbox\Combinations\Folder..6/..7\ | 33
144763 | H713R/NVC24A-SR-TPC | H713R/NVC24A-SR-TPC |  | H713R | / | NVC24A-SR-TPC | Fast runner | 0 | Scenario 2 |  | PPK¦SelectPro¦VDI3805¦Internet_EU |  |  | H713R/NVC24A-SR-TPC | Globe valve | 600 kPa | 400 kPa |  | EU\Inbox\Combinations\Folder..6/..7\ | 35
144863 | H7050Y40-S2/NVKC24A-SR-TPC | H7050Y40-S2/NVKC24A-SR-TPC |  | H7050Y40-S2 | / | NVKC24A-SR-TPC | Actuator with emergency control function | 1 | Scenario 2 |  | PPK¦SelectPro¦VDI3805¦Internet_EU |  |  | H7050Y40-S2/NVKC24A-SR-TPC | Globe valve | 300 kPa | 300 kPa |  | EU\Inbox\Combinations\Folder..6/..7\ | 36
145309 | H625S/NVC24A-SR-TPC | H625S/NVC24A-SR-TPC |  | H625S | / | NVC24A-SR-TPC | Fast runner | 1 | Scenario 2 |  | PPK¦SelectPro¦VDI3805¦Internet_EU |  |  | H625S/NVC24A-SR-TPC | Globe valve | 1300 kPa | 1000 kPa |  | EU\Inbox\Combinations\Folder..6/..7\ | 35
145113 | H650R/SV24A-SR-TPC | H650R/SV24A-SR-TPC |  | H650R | / | SV24A-SR-TPC | Standard actuator | 1 | Scenario 2 |  | PPK¦SelectPro¦VDI3805¦Internet_EU |  |  | H650R/SV24A-SR-TPC | Globe valve | 550 kPa | 400 kPa |  | EU\Inbox\Combinations\Folder..6/..7\ | 34
144961 | H6040X25-S2/SV24A-SR-TPC | H6040X25-S2/SV24A-SR-TPC |  | H6040X25-S2 | / | SV24A-SR-TPC | Standard actuator | 1 | Scenario 2 |  | PPK¦SelectPro¦VDI3805¦Internet_EU |  |  | H6040X25-S2/SV24A-SR-TPC | Globe valve | 850 kPa | 850 kPa |  | EU\Inbox\Combinations\Folder..6/..7\ | 36
145361 | H415B/SVC24A-SR-TPC | H415B/SVC24A-SR-TPC |  | H415B | / | SVC24A-SR-TPC | Fast runner | 0 | Scenario 2 |  | PPK¦SelectPro¦VDI3805¦Internet_EU |  |  | H415B/SVC24A-SR-TPC | Globe valve | 1600 kPa | 400 kPa |  | EU\Inbox\Combinations\Folder..4/..5\ | 35
144812 | H679SP+NVK24A-SR-TPC | H679SP+NVK24A-SR-TPC |  | H679SP | + | NVK24A-SR-TPC | Actuator with emergency control function | 1 | Scenario 2 |  | PPK¦SelectPro¦VDI3805¦Internet_EU |  |  | H679SP+NVK24A-SR-TPC | Globe valve (partial pressure-balanced) | 1600 kPa | 1000 kPa |  | EU\Inbox\Combinations\Folder..6/..7\ | 35
145014 | H613N+SVC24A-SR-TPC | H613N+SVC24A-SR-TPC |  | H613N | + | SVC24A-SR-TPC | Fast runner | 0 | Scenario 2 |  | PPK¦SelectPro¦VDI3805¦Internet_EU |  |  | H613N+SVC24A-SR-TPC | Globe valve | 1600 kPa | 400 kPa |  | EU\Inbox\Combinations\Folder..6/..7\ | 34
145409 | H525B/SVC24A-SR-TPC | H525B/SVC24A-SR-TPC |  | H525B | / | SVC24A-SR-TPC | Fast runner | 0 | Scenario 2 |  | PPK¦SelectPro¦VDI3805¦Internet_EU |  |  | H525B/SVC24A-SR-TPC | Globe valve | 1600 kPa | 400 kPa |  | EU\Inbox\Combinations\Folder..4/..5\ | 33
145061 | H620S/SV24A-SR-TPC | H620S/SV24A-SR-TPC |  | H620S | / | SV24A-SR-TPC | Standard actuator | 0 | Scenario 2 |  | PPK¦SelectPro¦VDI3805¦Internet_EU |  |  | H620S/SV24A-SR-TPC | Globe valve | 1600 kPa | 1000 kPa |  | EU\Inbox\Combinations\Folder..6/..7\ | 34
145213 | H712R/SV24A-SR-TPC | H712R/SV24A-SR-TPC |  | H712R | / | SV24A-SR-TPC | Standard actuator | 0 | Scenario 2 |  | PPK¦SelectPro¦VDI3805¦Internet_EU |  |  | H712R/SV24A-SR-TPC | Globe valve | 600 kPa | 400 kPa |  | EU\Inbox\Combinations\Folder..6/..7\ | 33
144911 | H720R/NVKC24A-SR-TPC | H720R/NVKC24A-SR-TPC |  | H720R | / | NVKC24A-SR-TPC | Actuator with emergency control function | 1 | Scenario 2 |  | PPK¦SelectPro¦VDI3805¦Internet_EU |  |  | H720R/NVKC24A-SR-TPC | Globe valve | 600 kPa | 400 kPa |  | EU\Inbox\Combinations\Folder..6/..7\ | 36
145163 | H7020X6P3-S2/SVC24A-SR-TPC | H7020X6P3-S2/SVC24A-SR-TPC |  | H7020X6P3-S2 | / | SVC24A-SR-TPC | Fast runner | 0 | Scenario 2 |  | PPK¦SelectPro¦VDI3805¦Internet_EU |  |  | H7020X6P3-S2/SVC24A-SR-TPC | Globe valve | 2500 kPa | 1000 kPa |  | EU\Inbox\Combinations\Folder..6/..7\ | 35
145262 | H732R+SVC24A-SR-TPC | H732R+SVC24A-SR-TPC |  | H732R | + | SVC24A-SR-TPC | Fast runner | 0 | Scenario 2 |  | PPK¦SelectPro¦VDI3805¦Internet_EU |  |  | H732R+SVC24A-SR-TPC | Globe valve | 600 kPa | 400 kPa |  | EU\Inbox\Combinations\Folder..6/..7\ | 33
144764 | H714N+NVC24A-SR-TPC | H714N+NVC24A-SR-TPC |  | H714N | + | NVC24A-SR-TPC | Fast runner | 0 | Scenario 2 |  | PPK¦SelectPro¦VDI3805¦Internet_EU |  |  | H714N+NVC24A-SR-TPC | Globe valve | 1600 kPa | 400 kPa |  | EU\Inbox\Combinations\Folder..6/..7\ | 35
144864 | H711N+NVK24A-SR-TPC | H711N+NVK24A-SR-TPC |  | H711N | + | NVK24A-SR-TPC | Actuator with emergency control function | 1 | Scenario 2 |  | PPK¦SelectPro¦VDI3805¦Internet_EU |  |  | H711N+NVK24A-SR-TPC | Globe valve | 1600 kPa | 400 kPa |  | EU\Inbox\Combinations\Folder..6/..7\ | 36
145114 | H650R+SVC24A-SR-TPC | H650R+SVC24A-SR-TPC |  | H650R | + | SVC24A-SR-TPC | Fast runner | 1 | Scenario 2 |  | PPK¦SelectPro¦VDI3805¦Internet_EU |  |  | H650R+SVC24A-SR-TPC | Globe valve | 550 kPa | 400 kPa |  | EU\Inbox\Combinations\Folder..6/..7\ | 34
145310 | H632N+NVC24A-SR-TPC | H632N+NVC24A-SR-TPC |  | H632N | + | NVC24A-SR-TPC | Fast runner | 1 | Scenario 2 |  | PPK¦SelectPro¦VDI3805¦Internet_EU |  |  | H632N+NVC24A-SR-TPC | Globe valve | 1000 kPa | 400 kPa |  | EU\Inbox\Combinations\Folder..6/..7\ | 35
145362 | H420B+SV24A-SR-TPC | H420B+SV24A-SR-TPC |  | H420B | + | SV24A-SR-TPC | Standard actuator | 0 | Scenario 2 |  | PPK¦SelectPro¦VDI3805¦Internet_EU |  |  | H420B+SV24A-SR-TPC | Globe valve | 1600 kPa | 400 kPa |  | EU\Inbox\Combinations\Folder..4/..5\ | 34
144962 | H6040X25-S2+SVC24A-SR-TPC | H6040X25-S2+SVC24A-SR-TPC |  | H6040X25-S2 | + | SVC24A-SR-TPC | Fast runner | 1 | Scenario 2 |  | PPK¦SelectPro¦VDI3805¦Internet_EU |  |  | H6040X25-S2+SVC24A-SR-TPC | Globe valve | 850 kPa | 850 kPa |  | EU\Inbox\Combinations\Folder..6/..7\ | 34
144813 | H679SP/NVK24A-SR-TPC | H679SP/NVK24A-SR-TPC |  | H679SP | / | NVK24A-SR-TPC | Actuator with emergency control function | 1 | Scenario 2 |  | PPK¦SelectPro¦VDI3805¦Internet_EU |  |  | H679SP/NVK24A-SR-TPC | Globe valve (partial pressure-balanced) | 1600 kPa | 1000 kPa |  | EU\Inbox\Combinations\Folder..6/..7\ | 36
145015 | H613N/SVC24A-SR-TPC | H613N/SVC24A-SR-TPC |  | H613N | / | SVC24A-SR-TPC | Fast runner | 0 | Scenario 2 |  | PPK¦SelectPro¦VDI3805¦Internet_EU |  |  | H613N/SVC24A-SR-TPC | Globe valve | 1600 kPa | 400 kPa |  | EU\Inbox\Combinations\Folder..6/..7\ | 34
145410 | H532B+SV24A-SR-TPC | H532B+SV24A-SR-TPC |  | H532B | + | SV24A-SR-TPC | Standard actuator | 0 | Scenario 2 |  | PPK¦SelectPro¦VDI3805¦Internet_EU |  |  | H532B+SV24A-SR-TPC | Globe valve | 1600 kPa | 400 kPa |  | EU\Inbox\Combinations\Folder..4/..5\ | 35
145214 | H712R+SVC24A-SR-TPC | H712R+SVC24A-SR-TPC |  | H712R | + | SVC24A-SR-TPC | Fast runner | 0 | Scenario 2 |  | PPK¦SelectPro¦VDI3805¦Internet_EU |  |  | H712R+SVC24A-SR-TPC | Globe valve | 600 kPa | 400 kPa |  | EU\Inbox\Combinations\Folder..6/..7\ | 33
145062 | H620S+SVC24A-SR-TPC | H620S+SVC24A-SR-TPC |  | H620S | + | SVC24A-SR-TPC | Fast runner | 0 | Scenario 2 |  | PPK¦SelectPro¦VDI3805¦Internet_EU |  |  | H620S+SVC24A-SR-TPC | Globe valve | 1600 kPa | 1000 kPa |  | EU\Inbox\Combinations\Folder..6/..7\ | 34
145164 | H7020Y6P3-S2+SV24A-SR-TPC | H7020Y6P3-S2+SV24A-SR-TPC |  | H7020Y6P3-S2 | + | SV24A-SR-TPC | Standard actuator | 0 | Scenario 2 |  | PPK¦SelectPro¦VDI3805¦Internet_EU |  |  | H7020Y6P3-S2+SV24A-SR-TPC | Globe valve | 2500 kPa | 1000 kPa |  | EU\Inbox\Combinations\Folder..6/..7\ | 35
144912 | H725N+NVK24A-SR-TPC | H725N+NVK24A-SR-TPC |  | H725N | + | NVK24A-SR-TPC | Actuator with emergency control function | 1 | Scenario 2 |  | PPK¦SelectPro¦VDI3805¦Internet_EU |  |  | H725N+NVK24A-SR-TPC | Globe valve | 1300 kPa | 400 kPa |  | EU\Inbox\Combinations\Folder..6/..7\ | 35
145263 | H732R/SVC24A-SR-TPC | H732R/SVC24A-SR-TPC |  | H732R | / | SVC24A-SR-TPC | Fast runner | 0 | Scenario 2 |  | PPK¦SelectPro¦VDI3805¦Internet_EU |  |  | H732R/SVC24A-SR-TPC | Globe valve | 600 kPa | 400 kPa |  | EU\Inbox\Combinations\Folder..6/..7\ | 33
144765 | H714N/NVC24A-SR-TPC | H714N/NVC24A-SR-TPC |  | H714N | / | NVC24A-SR-TPC | Fast runner | 0 | Scenario 2 |  | PPK¦SelectPro¦VDI3805¦Internet_EU |  |  | H714N/NVC24A-SR-TPC | Globe valve | 1600 kPa | 400 kPa |  | EU\Inbox\Combinations\Folder..6/..7\ | 36
145115 | H650R/SVC24A-SR-TPC | H650R/SVC24A-SR-TPC |  | H650R | / | SVC24A-SR-TPC | Fast runner | 1 | Scenario 2 |  | PPK¦SelectPro¦VDI3805¦Internet_EU |  |  | H650R/SVC24A-SR-TPC | Globe valve | 550 kPa | 400 kPa |  | EU\Inbox\Combinations\Folder..6/..7\ | 34
144865 | H711N/NVK24A-SR-TPC | H711N/NVK24A-SR-TPC |  | H711N | / | NVK24A-SR-TPC | Actuator with emergency control function | 1 | Scenario 2 |  | PPK¦SelectPro¦VDI3805¦Internet_EU |  |  | H711N/NVK24A-SR-TPC | Globe valve | 1600 kPa | 400 kPa |  | EU\Inbox\Combinations\Folder..6/..7\ | 35
145311 | H632N/NVC24A-SR-TPC | H632N/NVC24A-SR-TPC |  | H632N | / | NVC24A-SR-TPC | Fast runner | 1 | Scenario 2 |  | PPK¦SelectPro¦VDI3805¦Internet_EU |  |  | H632N/NVC24A-SR-TPC | Globe valve | 1000 kPa | 400 kPa |  | EU\Inbox\Combinations\Folder..6/..7\ | 35
145363 | H420B/SV24A-SR-TPC | H420B/SV24A-SR-TPC |  | H420B | / | SV24A-SR-TPC | Standard actuator | 0 | Scenario 2 |  | PPK¦SelectPro¦VDI3805¦Internet_EU |  |  | H420B/SV24A-SR-TPC | Globe valve | 1600 kPa | 400 kPa |  | EU\Inbox\Combinations\Folder..4/..5\ | 34
144963 | H6040X25-S2/SVC24A-SR-TPC | H6040X25-S2/SVC24A-SR-TPC |  | H6040X25-S2 | / | SVC24A-SR-TPC | Fast runner | 1 | Scenario 2 |  | PPK¦SelectPro¦VDI3805¦Internet_EU |  |  | H6040X25-S2/SVC24A-SR-TPC | Globe valve | 850 kPa | 850 kPa |  | EU\Inbox\Combinations\Folder..6/..7\ | 35
144814 | H679SP+NVKC24A-SR-TPC | H679SP+NVKC24A-SR-TPC |  | H679SP | + | NVKC24A-SR-TPC | Actuator with emergency control function | 1 | Scenario 2 |  | PPK¦SelectPro¦VDI3805¦Internet_EU |  |  | H679SP+NVKC24A-SR-TPC | Globe valve (partial pressure-balanced) | 1600 kPa | 1000 kPa |  | EU\Inbox\Combinations\Folder..6/..7\ | 35
145411 | H532B/SV24A-SR-TPC | H532B/SV24A-SR-TPC |  | H532B | / | SV24A-SR-TPC | Standard actuator | 0 | Scenario 2 |  | PPK¦SelectPro¦VDI3805¦Internet_EU |  |  | H532B/SV24A-SR-TPC | Globe valve | 1600 kPa | 400 kPa |  | EU\Inbox\Combinations\Folder..4/..5\ | 34
145016 | H613R+SV24A-SR-TPC | H613R+SV24A-SR-TPC |  | H613R | + | SV24A-SR-TPC | Standard actuator | 0 | Scenario 2 |  | PPK¦SelectPro¦VDI3805¦Internet_EU |  |  | H613R+SV24A-SR-TPC | Globe valve | 600 kPa | 400 kPa |  | EU\Inbox\Combinations\Folder..6/..7\ | 34
145215 | H712R/SVC24A-SR-TPC | H712R/SVC24A-SR-TPC |  | H712R | / | SVC24A-SR-TPC | Fast runner | 0 | Scenario 2 |  | PPK¦SelectPro¦VDI3805¦Internet_EU |  |  | H712R/SVC24A-SR-TPC | Globe valve | 600 kPa | 400 kPa |  | EU\Inbox\Combinations\Folder..6/..7\ | 33
145063 | H620S/SVC24A-SR-TPC | H620S/SVC24A-SR-TPC |  | H620S | / | SVC24A-SR-TPC | Fast runner | 0 | Scenario 2 |  | PPK¦SelectPro¦VDI3805¦Internet_EU |  |  | H620S/SVC24A-SR-TPC | Globe valve | 1600 kPa | 1000 kPa |  | EU\Inbox\Combinations\Folder..6/..7\ | 34
145165 | H7020Y6P3-S2/SV24A-SR-TPC | H7020Y6P3-S2/SV24A-SR-TPC |  | H7020Y6P3-S2 | / | SV24A-SR-TPC | Standard actuator | 0 | Scenario 2 |  | PPK¦SelectPro¦VDI3805¦Internet_EU |  |  | H7020Y6P3-S2/SV24A-SR-TPC | Globe valve | 2500 kPa | 1000 kPa |  | EU\Inbox\Combinations\Folder..6/..7\ | 35
145264 | H740N+SV24A-SR-TPC | H740N+SV24A-SR-TPC |  | H740N | + | SV24A-SR-TPC | Standard actuator | 0 | Scenario 2 |  | PPK¦SelectPro¦VDI3805¦Internet_EU |  |  | H740N+SV24A-SR-TPC | Globe valve | 900 kPa | 400 kPa |  | EU\Inbox\Combinations\Folder..6/..7\ | 33
144913 | H725N/NVK24A-SR-TPC | H725N/NVK24A-SR-TPC |  | H725N | / | NVK24A-SR-TPC | Actuator with emergency control function | 1 | Scenario 2 |  | PPK¦SelectPro¦VDI3805¦Internet_EU |  |  | H725N/NVK24A-SR-TPC | Globe valve | 1300 kPa | 400 kPa |  | EU\Inbox\Combinations\Folder..6/..7\ | 37
144866 | H711N+NVKC24A-SR-TPC | H711N+NVKC24A-SR-TPC |  | H711N | + | NVKC24A-SR-TPC | Actuator with emergency control function | 1 | Scenario 2 |  | PPK¦SelectPro¦VDI3805¦Internet_EU |  |  | H711N+NVKC24A-SR-TPC | Globe valve | 1600 kPa | 400 kPa |  | EU\Inbox\Combinations\Folder..6/..7\ | 35
144766 | H714R+NVC24A-SR-TPC | H714R+NVC24A-SR-TPC |  | H714R | + | NVC24A-SR-TPC | Fast runner | 0 | Scenario 2 |  | PPK¦SelectPro¦VDI3805¦Internet_EU |  |  | H714R+NVC24A-SR-TPC | Globe valve | 600 kPa | 400 kPa |  | EU\Inbox\Combinations\Folder..6/..7\ | 36
145312 | H632R+NVC24A-SR-TPC | H632R+NVC24A-SR-TPC |  | H632R | + | NVC24A-SR-TPC | Fast runner | 1 | Scenario 2 |  | PPK¦SelectPro¦VDI3805¦Internet_EU |  |  | H632R+NVC24A-SR-TPC | Globe valve | 600 kPa | 400 kPa |  | EU\Inbox\Combinations\Folder..6/..7\ | 35
145364 | H420B+SVC24A-SR-TPC | H420B+SVC24A-SR-TPC |  | H420B | + | SVC24A-SR-TPC | Fast runner | 0 | Scenario 2 |  | PPK¦SelectPro¦VDI3805¦Internet_EU |  |  | H420B+SVC24A-SR-TPC | Globe valve | 1600 kPa | 400 kPa |  | EU\Inbox\Combinations\Folder..4/..5\ | 34
145116 | H650S+SV24A-SR-TPC | H650S+SV24A-SR-TPC |  | H650S | + | SV24A-SR-TPC | Standard actuator | 1 | Scenario 2 |  | PPK¦SelectPro¦VDI3805¦Internet_EU |  |  | H650S+SV24A-SR-TPC | Globe valve | 500 kPa | 500 kPa |  | EU\Inbox\Combinations\Folder..6/..7\ | 34
144964 | H6050X25-S2+SV24A-SR-TPC | H6050X25-S2+SV24A-SR-TPC |  | H6050X25-S2 | + | SV24A-SR-TPC | Standard actuator | 1 | Scenario 2 |  | PPK¦SelectPro¦VDI3805¦Internet_EU |  |  | H6050X25-S2+SV24A-SR-TPC | Globe valve | 500 kPa | 500 kPa |  | EU\Inbox\Combinations\Folder..6/..7\ | 36
144815 | H679SP/NVKC24A-SR-TPC | H679SP/NVKC24A-SR-TPC |  | H679SP | / | NVKC24A-SR-TPC | Actuator with emergency control function | 1 | Scenario 2 |  | PPK¦SelectPro¦VDI3805¦Internet_EU |  |  | H679SP/NVKC24A-SR-TPC | Globe valve (partial pressure-balanced) | 1600 kPa | 1000 kPa |  | EU\Inbox\Combinations\Folder..6/..7\ | 36
145017 | H613R/SV24A-SR-TPC | H613R/SV24A-SR-TPC |  | H613R | / | SV24A-SR-TPC | Standard actuator | 0 | Scenario 2 |  | PPK¦SelectPro¦VDI3805¦Internet_EU |  |  | H613R/SV24A-SR-TPC | Globe valve | 600 kPa | 400 kPa |  | EU\Inbox\Combinations\Folder..6/..7\ | 34
145412 | H532B+SVC24A-SR-TPC | H532B+SVC24A-SR-TPC |  | H532B | + | SVC24A-SR-TPC | Fast runner | 0 | Scenario 2 |  | PPK¦SelectPro¦VDI3805¦Internet_EU |  |  | H532B+SVC24A-SR-TPC | Globe valve | 1600 kPa | 400 kPa |  | EU\Inbox\Combinations\Folder..4/..5\ | 33
145216 | H713N+SV24A-SR-TPC | H713N+SV24A-SR-TPC |  | H713N | + | SV24A-SR-TPC | Standard actuator | 0 | Scenario 2 |  | PPK¦SelectPro¦VDI3805¦Internet_EU |  |  | H713N+SV24A-SR-TPC | Globe valve | 1600 kPa | 400 kPa |  | EU\Inbox\Combinations\Folder..6/..7\ | 33
145064 | H624S+SV24A-SR-TPC | H624S+SV24A-SR-TPC |  | H624S | + | SV24A-SR-TPC | Standard actuator | 0 | Scenario 2 |  | PPK¦SelectPro¦VDI3805¦Internet_EU |  |  | H624S+SV24A-SR-TPC | Globe valve | 1600 kPa | 1000 kPa |  | EU\Inbox\Combinations\Folder..6/..7\ | 35
145265 | H740N/SV24A-SR-TPC | H740N/SV24A-SR-TPC |  | H740N | / | SV24A-SR-TPC | Standard actuator | 0 | Scenario 2 |  | PPK¦SelectPro¦VDI3805¦Internet_EU |  |  | H740N/SV24A-SR-TPC | Globe valve | 900 kPa | 400 kPa |  | EU\Inbox\Combinations\Folder..6/..7\ | 33
144867 | H711N/NVKC24A-SR-TPC | H711N/NVKC24A-SR-TPC |  | H711N | / | NVKC24A-SR-TPC | Actuator with emergency control function | 1 | Scenario 2 |  | PPK¦SelectPro¦VDI3805¦Internet_EU |  |  | H711N/NVKC24A-SR-TPC | Globe valve | 1600 kPa | 400 kPa |  | EU\Inbox\Combinations\Folder..6/..7\ | 36
144767 | H714R/NVC24A-SR-TPC | H714R/NVC24A-SR-TPC |  | H714R | / | NVC24A-SR-TPC | Fast runner | 0 | Scenario 2 |  | PPK¦SelectPro¦VDI3805¦Internet_EU |  |  | H714R/NVC24A-SR-TPC | Globe valve | 600 kPa | 400 kPa |  | EU\Inbox\Combinations\Folder..6/..7\ | 35
145166 | H7020Y6P3-S2+SVC24A-SR-TPC | H7020Y6P3-S2+SVC24A-SR-TPC |  | H7020Y6P3-S2 | + | SVC24A-SR-TPC | Fast runner | 0 | Scenario 2 |  | PPK¦SelectPro¦VDI3805¦Internet_EU |  |  | H7020Y6P3-S2+SVC24A-SR-TPC | Globe valve | 2500 kPa | 1000 kPa |  | EU\Inbox\Combinations\Folder..6/..7\ | 36
145117 | H650S/SV24A-SR-TPC | H650S/SV24A-SR-TPC |  | H650S | / | SV24A-SR-TPC | Standard actuator | 1 | Scenario 2 |  | PPK¦SelectPro¦VDI3805¦Internet_EU |  |  | H650S/SV24A-SR-TPC | Globe valve | 500 kPa | 500 kPa |  | EU\Inbox\Combinations\Folder..6/..7\ | 34
144914 | H725N+NVKC24A-SR-TPC | H725N+NVKC24A-SR-TPC |  | H725N | + | NVKC24A-SR-TPC | Actuator with emergency control function | 1 | Scenario 2 |  | PPK¦SelectPro¦VDI3805¦Internet_EU |  |  | H725N+NVKC24A-SR-TPC | Globe valve | 1300 kPa | 400 kPa |  | EU\Inbox\Combinations\Folder..6/..7\ | 35
145313 | H632R/NVC24A-SR-TPC | H632R/NVC24A-SR-TPC |  | H632R | / | NVC24A-SR-TPC | Fast runner | 1 | Scenario 2 |  | PPK¦SelectPro¦VDI3805¦Internet_EU |  |  | H632R/NVC24A-SR-TPC | Globe valve | 600 kPa | 400 kPa |  | EU\Inbox\Combinations\Folder..6/..7\ | 34
145365 | H420B/SVC24A-SR-TPC | H420B/SVC24A-SR-TPC |  | H420B | / | SVC24A-SR-TPC | Fast runner | 0 | Scenario 2 |  | PPK¦SelectPro¦VDI3805¦Internet_EU |  |  | H420B/SVC24A-SR-TPC | Globe valve | 1600 kPa | 400 kPa |  | EU\Inbox\Combinations\Folder..4/..5\ | 34
145018 | H613R+SVC24A-SR-TPC | H613R+SVC24A-SR-TPC |  | H613R | + | SVC24A-SR-TPC | Fast runner | 0 | Scenario 2 |  | PPK¦SelectPro¦VDI3805¦Internet_EU |  |  | H613R+SVC24A-SR-TPC | Globe valve | 600 kPa | 400 kPa |  | EU\Inbox\Combinations\Folder..6/..7\ | 34
145413 | H532B/SVC24A-SR-TPC | H532B/SVC24A-SR-TPC |  | H532B | / | SVC24A-SR-TPC | Fast runner | 0 | Scenario 2 |  | PPK¦SelectPro¦VDI3805¦Internet_EU |  |  | H532B/SVC24A-SR-TPC | Globe valve | 1600 kPa | 400 kPa |  | EU\Inbox\Combinations\Folder..4/..5\ | 33
144816 | H7015X4-S2+NVK24A-SR-TPC | H7015X4-S2+NVK24A-SR-TPC |  | H7015X4-S2 | + | NVK24A-SR-TPC | Actuator with emergency control function | 1 | Scenario 2 |  | PPK¦SelectPro¦VDI3805¦Internet_EU |  |  | H7015X4-S2+NVK24A-SR-TPC | Globe valve | 2200 kPa | 1000 kPa |  | EU\Inbox\Combinations\Folder..6/..7\ | 35
144965 | H6050X25-S2/SV24A-SR-TPC | H6050X25-S2/SV24A-SR-TPC |  | H6050X25-S2 | / | SV24A-SR-TPC | Standard actuator | 1 | Scenario 2 |  | PPK¦SelectPro¦VDI3805¦Internet_EU |  |  | H6050X25-S2/SV24A-SR-TPC | Globe valve | 500 kPa | 500 kPa |  | EU\Inbox\Combinations\Folder..6/..7\ | 35
145217 | H713N/SV24A-SR-TPC | H713N/SV24A-SR-TPC |  | H713N | / | SV24A-SR-TPC | Standard actuator | 0 | Scenario 2 |  | PPK¦SelectPro¦VDI3805¦Internet_EU |  |  | H713N/SV24A-SR-TPC | Globe valve | 1600 kPa | 400 kPa |  | EU\Inbox\Combinations\Folder..6/..7\ | 33
145065 | H624S/SV24A-SR-TPC | H624S/SV24A-SR-TPC |  | H624S | / | SV24A-SR-TPC | Standard actuator | 0 | Scenario 2 |  | PPK¦SelectPro¦VDI3805¦Internet_EU |  |  | H624S/SV24A-SR-TPC | Globe valve | 1600 kPa | 1000 kPa |  | EU\Inbox\Combinations\Folder..6/..7\ | 35
144868 | H711R+NVK24A-SR-TPC | H711R+NVK24A-SR-TPC |  | H711R | + | NVK24A-SR-TPC | Actuator with emergency control function | 1 | Scenario 2 |  | PPK¦SelectPro¦VDI3805¦Internet_EU |  |  | H711R+NVK24A-SR-TPC | Globe valve | 600 kPa | 400 kPa |  | EU\Inbox\Combinations\Folder..6/..7\ | 36
144768 | H715N+NVC24A-SR-TPC | H715N+NVC24A-SR-TPC |  | H715N | + | NVC24A-SR-TPC | Fast runner | 0 | Scenario 2 |  | PPK¦SelectPro¦VDI3805¦Internet_EU |  |  | H715N+NVC24A-SR-TPC | Globe valve | 1600 kPa | 400 kPa |  | EU\Inbox\Combinations\Folder..6/..7\ | 35
145266 | H740N+SVC24A-SR-TPC | H740N+SVC24A-SR-TPC |  | H740N | + | SVC24A-SR-TPC | Fast runner | 0 | Scenario 2 |  | PPK¦SelectPro¦VDI3805¦Internet_EU |  |  | H740N+SVC24A-SR-TPC | Globe valve | 900 kPa | 400 kPa |  | EU\Inbox\Combinations\Folder..6/..7\ | 36
145118 | H650S+SVC24A-SR-TPC | H650S+SVC24A-SR-TPC |  | H650S | + | SVC24A-SR-TPC | Fast runner | 1 | Scenario 2 |  | PPK¦SelectPro¦VDI3805¦Internet_EU |  |  | H650S+SVC24A-SR-TPC | Globe valve | 500 kPa | 500 kPa |  | EU\Inbox\Combinations\Folder..6/..7\ | 34
145167 | H7020Y6P3-S2/SVC24A-SR-TPC | H7020Y6P3-S2/SVC24A-SR-TPC |  | H7020Y6P3-S2 | / | SVC24A-SR-TPC | Fast runner | 0 | Scenario 2 |  | PPK¦SelectPro¦VDI3805¦Internet_EU |  |  | H7020Y6P3-S2/SVC24A-SR-TPC | Globe valve | 2500 kPa | 1000 kPa |  | EU\Inbox\Combinations\Folder..6/..7\ | 36
145314 | H632S+NVC24A-SR-TPC | H632S+NVC24A-SR-TPC |  | H632S | + | NVC24A-SR-TPC | Fast runner | 0 | Scenario 2 |  | PPK¦SelectPro¦VDI3805¦Internet_EU |  |  | H632S+NVC24A-SR-TPC | Globe valve | 950 kPa | 950 kPa |  | EU\Inbox\Combinations\Folder..6/..7\ | 35
144915 | H725N/NVKC24A-SR-TPC | H725N/NVKC24A-SR-TPC |  | H725N | / | NVKC24A-SR-TPC | Actuator with emergency control function | 1 | Scenario 2 |  | PPK¦SelectPro¦VDI3805¦Internet_EU |  |  | H725N/NVKC24A-SR-TPC | Globe valve | 1300 kPa | 400 kPa |  | EU\Inbox\Combinations\Folder..6/..7\ | 37
145019 | H613R/SVC24A-SR-TPC | H613R/SVC24A-SR-TPC |  | H613R | / | SVC24A-SR-TPC | Fast runner | 0 | Scenario 2 |  | PPK¦SelectPro¦VDI3805¦Internet_EU |  |  | H613R/SVC24A-SR-TPC | Globe valve | 600 kPa | 400 kPa |  | EU\Inbox\Combinations\Folder..6/..7\ | 34
145366 | H425B+SV24A-SR-TPC | H425B+SV24A-SR-TPC |  | H425B | + | SV24A-SR-TPC | Standard actuator | 0 | Scenario 2 |  | PPK¦SelectPro¦VDI3805¦Internet_EU |  |  | H425B+SV24A-SR-TPC | Globe valve | 1600 kPa | 400 kPa |  | EU\Inbox\Combinations\Folder..4/..5\ | 33
144817 | H7015X4-S2/NVK24A-SR-TPC | H7015X4-S2/NVK24A-SR-TPC |  | H7015X4-S2 | / | NVK24A-SR-TPC | Actuator with emergency control function | 1 | Scenario 2 |  | PPK¦SelectPro¦VDI3805¦Internet_EU |  |  | H7015X4-S2/NVK24A-SR-TPC | Globe valve | 2200 kPa | 1000 kPa |  | EU\Inbox\Combinations\Folder..6/..7\ | 34
145414 | H540B+SV24A-SR-TPC | H540B+SV24A-SR-TPC |  | H540B | + | SV24A-SR-TPC | Standard actuator | 0 | Scenario 2 |  | PPK¦SelectPro¦VDI3805¦Internet_EU |  |  | H540B+SV24A-SR-TPC | Globe valve | 900 kPa | 400 kPa |  | EU\Inbox\Combinations\Folder..4/..5\ | 33
145218 | H713N+SVC24A-SR-TPC | H713N+SVC24A-SR-TPC |  | H713N | + | SVC24A-SR-TPC | Fast runner | 0 | Scenario 2 |  | PPK¦SelectPro¦VDI3805¦Internet_EU |  |  | H713N+SVC24A-SR-TPC | Globe valve | 1600 kPa | 400 kPa |  | EU\Inbox\Combinations\Folder..6/..7\ | 33
144966 | H6050X25-S2+SVC24A-SR-TPC | H6050X25-S2+SVC24A-SR-TPC |  | H6050X25-S2 | + | SVC24A-SR-TPC | Fast runner | 1 | Scenario 2 |  | PPK¦SelectPro¦VDI3805¦Internet_EU |  |  | H6050X25-S2+SVC24A-SR-TPC | Globe valve | 500 kPa | 500 kPa |  | EU\Inbox\Combinations\Folder..6/..7\ | 34
144869 | H711R/NVK24A-SR-TPC | H711R/NVK24A-SR-TPC |  | H711R | / | NVK24A-SR-TPC | Actuator with emergency control function | 1 | Scenario 2 |  | PPK¦SelectPro¦VDI3805¦Internet_EU |  |  | H711R/NVK24A-SR-TPC | Globe valve | 600 kPa | 400 kPa |  | EU\Inbox\Combinations\Folder..6/..7\ | 35
144769 | H715N/NVC24A-SR-TPC | H715N/NVC24A-SR-TPC |  | H715N | / | NVC24A-SR-TPC | Fast runner | 0 | Scenario 2 |  | PPK¦SelectPro¦VDI3805¦Internet_EU |  |  | H715N/NVC24A-SR-TPC | Globe valve | 1600 kPa | 400 kPa |  | EU\Inbox\Combinations\Folder..6/..7\ | 35
145267 | H740N/SVC24A-SR-TPC | H740N/SVC24A-SR-TPC |  | H740N | / | SVC24A-SR-TPC | Fast runner | 0 | Scenario 2 |  | PPK¦SelectPro¦VDI3805¦Internet_EU |  |  | H740N/SVC24A-SR-TPC | Globe valve | 900 kPa | 400 kPa |  | EU\Inbox\Combinations\Folder..6/..7\ | 36
145066 | H624S+SVC24A-SR-TPC | H624S+SVC24A-SR-TPC |  | H624S | + | SVC24A-SR-TPC | Fast runner | 0 | Scenario 2 |  | PPK¦SelectPro¦VDI3805¦Internet_EU |  |  | H624S+SVC24A-SR-TPC | Globe valve | 1600 kPa | 1000 kPa |  | EU\Inbox\Combinations\Folder..6/..7\ | 34
145119 | H650S/SVC24A-SR-TPC | H650S/SVC24A-SR-TPC |  | H650S | / | SVC24A-SR-TPC | Fast runner | 1 | Scenario 2 |  | PPK¦SelectPro¦VDI3805¦Internet_EU |  |  | H650S/SVC24A-SR-TPC | Globe valve | 500 kPa | 500 kPa |  | EU\Inbox\Combinations\Folder..6/..7\ | 34
145168 | H7025X10-S2+SV24A-SR-TPC | H7025X10-S2+SV24A-SR-TPC |  | H7025X10-S2 | + | SV24A-SR-TPC | Standard actuator | 0 | Scenario 2 |  | PPK¦SelectPro¦VDI3805¦Internet_EU |  |  | H7025X10-S2+SV24A-SR-TPC | Globe valve | 2100 kPa | 1000 kPa |  | EU\Inbox\Combinations\Folder..6/..7\ | 35
144916 | H725R+NVK24A-SR-TPC | H725R+NVK24A-SR-TPC |  | H725R | + | NVK24A-SR-TPC | Actuator with emergency control function | 1 | Scenario 2 |  | PPK¦SelectPro¦VDI3805¦Internet_EU |  |  | H725R+NVK24A-SR-TPC | Globe valve | 600 kPa | 400 kPa |  | EU\Inbox\Combinations\Folder..6/..7\ | 37
145020 | H613S+SV24A-SR-TPC | H613S+SV24A-SR-TPC |  | H613S | + | SV24A-SR-TPC | Standard actuator | 0 | Scenario 2 |  | PPK¦SelectPro¦VDI3805¦Internet_EU |  |  | H613S+SV24A-SR-TPC | Globe valve | 1600 kPa | 1000 kPa |  | EU\Inbox\Combinations\Folder..6/..7\ | 34
145315 | H632S/NVC24A-SR-TPC | H632S/NVC24A-SR-TPC |  | H632S | / | NVC24A-SR-TPC | Fast runner | 0 | Scenario 2 |  | PPK¦SelectPro¦VDI3805¦Internet_EU |  |  | H632S/NVC24A-SR-TPC | Globe valve | 950 kPa | 950 kPa |  | EU\Inbox\Combinations\Folder..6/..7\ | 35
145367 | H425B/SV24A-SR-TPC | H425B/SV24A-SR-TPC |  | H425B | / | SV24A-SR-TPC | Standard actuator | 0 | Scenario 2 |  | PPK¦SelectPro¦VDI3805¦Internet_EU |  |  | H425B/SV24A-SR-TPC | Globe valve | 1600 kPa | 400 kPa |  | EU\Inbox\Combinations\Folder..4/..5\ | 35
144818 | H7015X4-S2+NVKC24A-SR-TPC | H7015X4-S2+NVKC24A-SR-TPC |  | H7015X4-S2 | + | NVKC24A-SR-TPC | Actuator with emergency control function | 1 | Scenario 2 |  | PPK¦SelectPro¦VDI3805¦Internet_EU |  |  | H7015X4-S2+NVKC24A-SR-TPC | Globe valve | 2200 kPa | 1000 kPa |  | EU\Inbox\Combinations\Folder..6/..7\ | 36
145219 | H713N/SVC24A-SR-TPC | H713N/SVC24A-SR-TPC |  | H713N | / | SVC24A-SR-TPC | Fast runner | 0 | Scenario 2 |  | PPK¦SelectPro¦VDI3805¦Internet_EU |  |  | H713N/SVC24A-SR-TPC | Globe valve | 1600 kPa | 400 kPa |  | EU\Inbox\Combinations\Folder..6/..7\ | 33
145415 | H540B/SV24A-SR-TPC | H540B/SV24A-SR-TPC |  | H540B | / | SV24A-SR-TPC | Standard actuator | 0 | Scenario 2 |  | PPK¦SelectPro¦VDI3805¦Internet_EU |  |  | H540B/SV24A-SR-TPC | Globe valve | 900 kPa | 400 kPa |  | EU\Inbox\Combinations\Folder..4/..5\ | 32
144870 | H711R+NVKC24A-SR-TPC | H711R+NVKC24A-SR-TPC |  | H711R | + | NVKC24A-SR-TPC | Actuator with emergency control function | 1 | Scenario 2 |  | PPK¦SelectPro¦VDI3805¦Internet_EU |  |  | H711R+NVKC24A-SR-TPC | Globe valve | 600 kPa | 400 kPa |  | EU\Inbox\Combinations\Folder..6/..7\ | 36
144967 | H6050X25-S2/SVC24A-SR-TPC | H6050X25-S2/SVC24A-SR-TPC |  | H6050X25-S2 | / | SVC24A-SR-TPC | Fast runner | 1 | Scenario 2 |  | PPK¦SelectPro¦VDI3805¦Internet_EU |  |  | H6050X25-S2/SVC24A-SR-TPC | Globe valve | 500 kPa | 500 kPa |  | EU\Inbox\Combinations\Folder..6/..7\ | 34
144770 | H715R+NVC24A-SR-TPC | H715R+NVC24A-SR-TPC |  | H715R | + | NVC24A-SR-TPC | Fast runner | 0 | Scenario 2 |  | PPK¦SelectPro¦VDI3805¦Internet_EU |  |  | H715R+NVC24A-SR-TPC | Globe valve | 600 kPa | 400 kPa |  | EU\Inbox\Combinations\Folder..6/..7\ | 35
145268 | H740R+SV24A-SR-TPC | H740R+SV24A-SR-TPC |  | H740R | + | SV24A-SR-TPC | Standard actuator | 0 | Scenario 2 |  | PPK¦SelectPro¦VDI3805¦Internet_EU |  |  | H740R+SV24A-SR-TPC | Globe valve | 600 kPa | 400 kPa |  | EU\Inbox\Combinations\Folder..6/..7\ | 36
145120 | H650SP+SV24A-SR-TPC | H650SP+SV24A-SR-TPC |  | H650SP | + | SV24A-SR-TPC | Standard actuator | 0 | Scenario 2 |  | PPK¦SelectPro¦VDI3805¦Internet_EU |  |  | H650SP+SV24A-SR-TPC | Globe valve (partial pressure-balanced) | 1600 kPa | 1000 kPa |  | EU\Inbox\Combinations\Folder..6/..7\ | 34
145067 | H624S/SVC24A-SR-TPC | H624S/SVC24A-SR-TPC |  | H624S | / | SVC24A-SR-TPC | Fast runner | 0 | Scenario 2 |  | PPK¦SelectPro¦VDI3805¦Internet_EU |  |  | H624S/SVC24A-SR-TPC | Globe valve | 1600 kPa | 1000 kPa |  | EU\Inbox\Combinations\Folder..6/..7\ | 34
145169 | H7025X10-S2/SV24A-SR-TPC | H7025X10-S2/SV24A-SR-TPC |  | H7025X10-S2 | / | SV24A-SR-TPC | Standard actuator | 0 | Scenario 2 |  | PPK¦SelectPro¦VDI3805¦Internet_EU |  |  | H7025X10-S2/SV24A-SR-TPC | Globe valve | 2100 kPa | 1000 kPa |  | EU\Inbox\Combinations\Folder..6/..7\ | 35
145021 | H613S/SV24A-SR-TPC | H613S/SV24A-SR-TPC |  | H613S | / | SV24A-SR-TPC | Standard actuator | 0 | Scenario 2 |  | PPK¦SelectPro¦VDI3805¦Internet_EU |  |  | H613S/SV24A-SR-TPC | Globe valve | 1600 kPa | 1000 kPa |  | EU\Inbox\Combinations\Folder..6/..7\ | 34
144917 | H725R/NVK24A-SR-TPC | H725R/NVK24A-SR-TPC |  | H725R | / | NVK24A-SR-TPC | Actuator with emergency control function | 1 | Scenario 2 |  | PPK¦SelectPro¦VDI3805¦Internet_EU |  |  | H725R/NVK24A-SR-TPC | Globe valve | 600 kPa | 400 kPa |  | EU\Inbox\Combinations\Folder..6/..7\ | 35
145368 | H425B+SVC24A-SR-TPC | H425B+SVC24A-SR-TPC |  | H425B | + | SVC24A-SR-TPC | Fast runner | 0 | Scenario 2 |  | PPK¦SelectPro¦VDI3805¦Internet_EU |  |  | H425B+SVC24A-SR-TPC | Globe valve | 1600 kPa | 400 kPa |  | EU\Inbox\Combinations\Folder..4/..5\ | 35
145220 | H713R+SV24A-SR-TPC | H713R+SV24A-SR-TPC |  | H713R | + | SV24A-SR-TPC | Standard actuator | 0 | Scenario 2 |  | PPK¦SelectPro¦VDI3805¦Internet_EU |  |  | H713R+SV24A-SR-TPC | Globe valve | 600 kPa | 400 kPa |  | EU\Inbox\Combinations\Folder..6/..7\ | 33
144819 | H7015X4-S2/NVKC24A-SR-TPC | H7015X4-S2/NVKC24A-SR-TPC |  | H7015X4-S2 | / | NVKC24A-SR-TPC | Actuator with emergency control function | 1 | Scenario 2 |  | PPK¦SelectPro¦VDI3805¦Internet_EU |  |  | H7015X4-S2/NVKC24A-SR-TPC | Globe valve | 2200 kPa | 1000 kPa |  | EU\Inbox\Combinations\Folder..6/..7\ | 35
145316 | H640N+NVC24A-SR-TPC | H640N+NVC24A-SR-TPC |  | H640N | + | NVC24A-SR-TPC | Fast runner | 1 | Scenario 2 |  | PPK¦SelectPro¦VDI3805¦Internet_EU |  |  | H640N+NVC24A-SR-TPC | Globe valve | 500 kPa | 400 kPa |  | EU\Inbox\Combinations\Folder..6/..7\ | 34
144871 | H711R/NVKC24A-SR-TPC | H711R/NVKC24A-SR-TPC |  | H711R | / | NVKC24A-SR-TPC | Actuator with emergency control function | 1 | Scenario 2 |  | PPK¦SelectPro¦VDI3805¦Internet_EU |  |  | H711R/NVKC24A-SR-TPC | Globe valve | 600 kPa | 400 kPa |  | EU\Inbox\Combinations\Folder..6/..7\ | 34
144968 | H6050X40-S2+SV24A-SR-TPC | H6050X40-S2+SV24A-SR-TPC |  | H6050X40-S2 | + | SV24A-SR-TPC | Standard actuator | 1 | Scenario 2 |  | PPK¦SelectPro¦VDI3805¦Internet_EU |  |  | H6050X40-S2+SV24A-SR-TPC | Globe valve | 500 kPa | 500 kPa |  | EU\Inbox\Combinations\Folder..6/..7\ | 34
144771 | H715R/NVC24A-SR-TPC | H715R/NVC24A-SR-TPC |  | H715R | / | NVC24A-SR-TPC | Fast runner | 0 | Scenario 2 |  | PPK¦SelectPro¦VDI3805¦Internet_EU |  |  | H715R/NVC24A-SR-TPC | Globe valve | 600 kPa | 400 kPa |  | EU\Inbox\Combinations\Folder..6/..7\ | 35
145269 | H740R/SV24A-SR-TPC | H740R/SV24A-SR-TPC |  | H740R | / | SV24A-SR-TPC | Standard actuator | 0 | Scenario 2 |  | PPK¦SelectPro¦VDI3805¦Internet_EU |  |  | H740R/SV24A-SR-TPC | Globe valve | 600 kPa | 400 kPa |  | EU\Inbox\Combinations\Folder..6/..7\ | 36
145121 | H650SP/SV24A-SR-TPC | H650SP/SV24A-SR-TPC |  | H650SP | / | SV24A-SR-TPC | Standard actuator | 0 | Scenario 2 |  | PPK¦SelectPro¦VDI3805¦Internet_EU |  |  | H650SP/SV24A-SR-TPC | Globe valve (partial pressure-balanced) | 1600 kPa | 1000 kPa |  | EU\Inbox\Combinations\Folder..6/..7\ | 34
145068 | H625N+SV24A-SR-TPC | H625N+SV24A-SR-TPC |  | H625N | + | SV24A-SR-TPC | Standard actuator | 0 | Scenario 2 |  | PPK¦SelectPro¦VDI3805¦Internet_EU |  |  | H625N+SV24A-SR-TPC | Globe valve | 1600 kPa | 400 kPa |  | EU\Inbox\Combinations\Folder..6/..7\ | 34
145170 | H7025X10-S2+SVC24A-SR-TPC | H7025X10-S2+SVC24A-SR-TPC |  | H7025X10-S2 | + | SVC24A-SR-TPC | Fast runner | 0 | Scenario 2 |  | PPK¦SelectPro¦VDI3805¦Internet_EU |  |  | H7025X10-S2+SVC24A-SR-TPC | Globe valve | 2100 kPa | 1000 kPa |  | EU\Inbox\Combinations\Folder..6/..7\ | 35
145022 | H613S+SVC24A-SR-TPC | H613S+SVC24A-SR-TPC |  | H613S | + | SVC24A-SR-TPC | Fast runner | 0 | Scenario 2 |  | PPK¦SelectPro¦VDI3805¦Internet_EU |  |  | H613S+SVC24A-SR-TPC | Globe valve | 1600 kPa | 1000 kPa |  | EU\Inbox\Combinations\Folder..6/..7\ | 34
144918 | H725R+NVKC24A-SR-TPC | H725R+NVKC24A-SR-TPC |  | H725R | + | NVKC24A-SR-TPC | Actuator with emergency control function | 1 | Scenario 2 |  | PPK¦SelectPro¦VDI3805¦Internet_EU |  |  | H725R+NVKC24A-SR-TPC | Globe valve | 600 kPa | 400 kPa |  | EU\Inbox\Combinations\Folder..6/..7\ | 37
145369 | H425B/SVC24A-SR-TPC | H425B/SVC24A-SR-TPC |  | H425B | / | SVC24A-SR-TPC | Fast runner | 0 | Scenario 2 |  | PPK¦SelectPro¦VDI3805¦Internet_EU |  |  | H425B/SVC24A-SR-TPC | Globe valve | 1600 kPa | 400 kPa |  | EU\Inbox\Combinations\Folder..4/..5\ | 34
145221 | H713R/SV24A-SR-TPC | H713R/SV24A-SR-TPC |  | H713R | / | SV24A-SR-TPC | Standard actuator | 0 | Scenario 2 |  | PPK¦SelectPro¦VDI3805¦Internet_EU |  |  | H713R/SV24A-SR-TPC | Globe valve | 600 kPa | 400 kPa |  | EU\Inbox\Combinations\Folder..6/..7\ | 33
144820 | H7015Y4-S2+NVK24A-SR-TPC | H7015Y4-S2+NVK24A-SR-TPC |  | H7015Y4-S2 | + | NVK24A-SR-TPC | Actuator with emergency control function | 1 | Scenario 2 |  | PPK¦SelectPro¦VDI3805¦Internet_EU |  |  | H7015Y4-S2+NVK24A-SR-TPC | Globe valve | 2200 kPa | 1000 kPa |  | EU\Inbox\Combinations\Folder..6/..7\ | 35
144872 | H712N+NVK24A-SR-TPC | H712N+NVK24A-SR-TPC |  | H712N | + | NVK24A-SR-TPC | Actuator with emergency control function | 1 | Scenario 2 |  | PPK¦SelectPro¦VDI3805¦Internet_EU |  |  | H712N+NVK24A-SR-TPC | Globe valve | 1600 kPa | 400 kPa |  | EU\Inbox\Combinations\Folder..6/..7\ | 35
145317 | H640N/NVC24A-SR-TPC | H640N/NVC24A-SR-TPC |  | H640N | / | NVC24A-SR-TPC | Fast runner | 1 | Scenario 2 |  | PPK¦SelectPro¦VDI3805¦Internet_EU |  |  | H640N/NVC24A-SR-TPC | Globe valve | 500 kPa | 400 kPa |  | EU\Inbox\Combinations\Folder..6/..7\ | 36
144772 | H720N+NVC24A-SR-TPC | H720N+NVC24A-SR-TPC |  | H720N | + | NVC24A-SR-TPC | Fast runner | 0 | Scenario 2 |  | PPK¦SelectPro¦VDI3805¦Internet_EU |  |  | H720N+NVC24A-SR-TPC | Globe valve | 1600 kPa | 400 kPa |  | EU\Inbox\Combinations\Folder..6/..7\ | 35
144969 | H6050X40-S2/SV24A-SR-TPC | H6050X40-S2/SV24A-SR-TPC |  | H6050X40-S2 | / | SV24A-SR-TPC | Standard actuator | 1 | Scenario 2 |  | PPK¦SelectPro¦VDI3805¦Internet_EU |  |  | H6050X40-S2/SV24A-SR-TPC | Globe valve | 500 kPa | 500 kPa |  | EU\Inbox\Combinations\Folder..6/..7\ | 34
145270 | H740R+SVC24A-SR-TPC | H740R+SVC24A-SR-TPC |  | H740R | + | SVC24A-SR-TPC | Fast runner | 0 | Scenario 2 |  | PPK¦SelectPro¦VDI3805¦Internet_EU |  |  | H740R+SVC24A-SR-TPC | Globe valve | 600 kPa | 400 kPa |  | EU\Inbox\Combinations\Folder..6/..7\ | 36
145122 | H650SP+SVC24A-SR-TPC | H650SP+SVC24A-SR-TPC |  | H650SP | + | SVC24A-SR-TPC | Fast runner | 0 | Scenario 2 |  | PPK¦SelectPro¦VDI3805¦Internet_EU |  |  | H650SP+SVC24A-SR-TPC | Globe valve (partial pressure-balanced) | 1600 kPa | 1000 kPa |  | EU\Inbox\Combinations\Folder..6/..7\ | 33
145069 | H625N/SV24A-SR-TPC | H625N/SV24A-SR-TPC |  | H625N | / | SV24A-SR-TPC | Standard actuator | 0 | Scenario 2 |  | PPK¦SelectPro¦VDI3805¦Internet_EU |  |  | H625N/SV24A-SR-TPC | Globe valve | 1600 kPa | 400 kPa |  | EU\Inbox\Combinations\Folder..6/..7\ | 34
145171 | H7025X10-S2/SVC24A-SR-TPC | H7025X10-S2/SVC24A-SR-TPC |  | H7025X10-S2 | / | SVC24A-SR-TPC | Fast runner | 0 | Scenario 2 |  | PPK¦SelectPro¦VDI3805¦Internet_EU |  |  | H7025X10-S2/SVC24A-SR-TPC | Globe valve | 2100 kPa | 1000 kPa |  | EU\Inbox\Combinations\Folder..6/..7\ | 35
145023 | H613S/SVC24A-SR-TPC | H613S/SVC24A-SR-TPC |  | H613S | / | SVC24A-SR-TPC | Fast runner | 0 | Scenario 2 |  | PPK¦SelectPro¦VDI3805¦Internet_EU |  |  | H613S/SVC24A-SR-TPC | Globe valve | 1600 kPa | 1000 kPa |  | EU\Inbox\Combinations\Folder..6/..7\ | 34
145370 | H432B+SV24A-SR-TPC | H432B+SV24A-SR-TPC |  | H432B | + | SV24A-SR-TPC | Standard actuator | 0 | Scenario 2 |  | PPK¦SelectPro¦VDI3805¦Internet_EU |  |  | H432B+SV24A-SR-TPC | Globe valve | 1600 kPa | 400 kPa |  | EU\Inbox\Combinations\Folder..4/..5\ | 35
144919 | H725R/NVKC24A-SR-TPC | H725R/NVKC24A-SR-TPC |  | H725R | / | NVKC24A-SR-TPC | Actuator with emergency control function | 1 | Scenario 2 |  | PPK¦SelectPro¦VDI3805¦Internet_EU |  |  | H725R/NVKC24A-SR-TPC | Globe valve | 600 kPa | 400 kPa |  | EU\Inbox\Combinations\Folder..6/..7\ | 37
145222 | H713R+SVC24A-SR-TPC | H713R+SVC24A-SR-TPC |  | H713R | + | SVC24A-SR-TPC | Fast runner | 0 | Scenario 2 |  | PPK¦SelectPro¦VDI3805¦Internet_EU |  |  | H713R+SVC24A-SR-TPC | Globe valve | 600 kPa | 400 kPa |  | EU\Inbox\Combinations\Folder..6/..7\ | 33
144821 | H7015Y4-S2/NVK24A-SR-TPC | H7015Y4-S2/NVK24A-SR-TPC |  | H7015Y4-S2 | / | NVK24A-SR-TPC | Actuator with emergency control function | 1 | Scenario 2 |  | PPK¦SelectPro¦VDI3805¦Internet_EU |  |  | H7015Y4-S2/NVK24A-SR-TPC | Globe valve | 2200 kPa | 1000 kPa |  | EU\Inbox\Combinations\Folder..6/..7\ | 35
144773 | H720N/NVC24A-SR-TPC | H720N/NVC24A-SR-TPC |  | H720N | / | NVC24A-SR-TPC | Fast runner | 0 | Scenario 2 |  | PPK¦SelectPro¦VDI3805¦Internet_EU |  |  | H720N/NVC24A-SR-TPC | Globe valve | 1600 kPa | 400 kPa |  | EU\Inbox\Combinations\Folder..6/..7\ | 36
145318 | H640R+NVC24A-SR-TPC | H640R+NVC24A-SR-TPC |  | H640R | + | NVC24A-SR-TPC | Fast runner | 1 | Scenario 2 |  | PPK¦SelectPro¦VDI3805¦Internet_EU |  |  | H640R+NVC24A-SR-TPC | Globe valve | 500 kPa | 400 kPa |  | EU\Inbox\Combinations\Folder..6/..7\ | 35
144873 | H712N/NVK24A-SR-TPC | H712N/NVK24A-SR-TPC |  | H712N | / | NVK24A-SR-TPC | Actuator with emergency control function | 1 | Scenario 2 |  | PPK¦SelectPro¦VDI3805¦Internet_EU |  |  | H712N/NVK24A-SR-TPC | Globe valve | 1600 kPa | 400 kPa |  | EU\Inbox\Combinations\Folder..6/..7\ | 34
145271 | H740R/SVC24A-SR-TPC | H740R/SVC24A-SR-TPC |  | H740R | / | SVC24A-SR-TPC | Fast runner | 0 | Scenario 2 |  | PPK¦SelectPro¦VDI3805¦Internet_EU |  |  | H740R/SVC24A-SR-TPC | Globe valve | 600 kPa | 400 kPa |  | EU\Inbox\Combinations\Folder..6/..7\ | 36
144970 | H6050X40-S2+SVC24A-SR-TPC | H6050X40-S2+SVC24A-SR-TPC |  | H6050X40-S2 | + | SVC24A-SR-TPC | Fast runner | 1 | Scenario 2 |  | PPK¦SelectPro¦VDI3805¦Internet_EU |  |  | H6050X40-S2+SVC24A-SR-TPC | Globe valve | 500 kPa | 500 kPa |  | EU\Inbox\Combinations\Folder..6/..7\ | 34
145123 | H650SP/SVC24A-SR-TPC | H650SP/SVC24A-SR-TPC |  | H650SP | / | SVC24A-SR-TPC | Fast runner | 0 | Scenario 2 |  | PPK¦SelectPro¦VDI3805¦Internet_EU |  |  | H650SP/SVC24A-SR-TPC | Globe valve (partial pressure-balanced) | 1600 kPa | 1000 kPa |  | EU\Inbox\Combinations\Folder..6/..7\ | 33
145070 | H625N+SVC24A-SR-TPC | H625N+SVC24A-SR-TPC |  | H625N | + | SVC24A-SR-TPC | Fast runner | 0 | Scenario 2 |  | PPK¦SelectPro¦VDI3805¦Internet_EU |  |  | H625N+SVC24A-SR-TPC | Globe valve | 1600 kPa | 400 kPa |  | EU\Inbox\Combinations\Folder..6/..7\ | 34
145172 | H7025Y10-S2+SV24A-SR-TPC | H7025Y10-S2+SV24A-SR-TPC |  | H7025Y10-S2 | + | SV24A-SR-TPC | Standard actuator | 0 | Scenario 2 |  | PPK¦SelectPro¦VDI3805¦Internet_EU |  |  | H7025Y10-S2+SV24A-SR-TPC | Globe valve | 2100 kPa | 1000 kPa |  | EU\Inbox\Combinations\Folder..6/..7\ | 35
145024 | H614N+SV24A-SR-TPC | H614N+SV24A-SR-TPC |  | H614N | + | SV24A-SR-TPC | Standard actuator | 0 | Scenario 2 |  | PPK¦SelectPro¦VDI3805¦Internet_EU |  |  | H614N+SV24A-SR-TPC | Globe valve | 1600 kPa | 400 kPa |  | EU\Inbox\Combinations\Folder..6/..7\ | 34
145371 | H432B/SV24A-SR-TPC | H432B/SV24A-SR-TPC |  | H432B | / | SV24A-SR-TPC | Standard actuator | 0 | Scenario 2 |  | PPK¦SelectPro¦VDI3805¦Internet_EU |  |  | H432B/SV24A-SR-TPC | Globe valve | 1600 kPa | 400 kPa |  | EU\Inbox\Combinations\Folder..4/..5\ | 35
145223 | H713R/SVC24A-SR-TPC | H713R/SVC24A-SR-TPC |  | H713R | / | SVC24A-SR-TPC | Fast runner | 0 | Scenario 2 |  | PPK¦SelectPro¦VDI3805¦Internet_EU |  |  | H713R/SVC24A-SR-TPC | Globe valve | 600 kPa | 400 kPa |  | EU\Inbox\Combinations\Folder..6/..7\ | 33
144920 | H732N+NVK24A-SR-TPC | H732N+NVK24A-SR-TPC |  | H732N | + | NVK24A-SR-TPC | Actuator with emergency control function | 1 | Scenario 2 |  | PPK¦SelectPro¦VDI3805¦Internet_EU |  |  | H732N+NVK24A-SR-TPC | Globe valve | 1000 kPa | 400 kPa |  | EU\Inbox\Combinations\Folder..6/..7\ | 37
144822 | H7015Y4-S2+NVKC24A-SR-TPC | H7015Y4-S2+NVKC24A-SR-TPC |  | H7015Y4-S2 | + | NVKC24A-SR-TPC | Actuator with emergency control function | 1 | Scenario 2 |  | PPK¦SelectPro¦VDI3805¦Internet_EU |  |  | H7015Y4-S2+NVKC24A-SR-TPC | Globe valve | 2200 kPa | 1000 kPa |  | EU\Inbox\Combinations\Folder..6/..7\ | 35
144774 | H720R+NVC24A-SR-TPC | H720R+NVC24A-SR-TPC |  | H720R | + | NVC24A-SR-TPC | Fast runner | 0 | Scenario 2 |  | PPK¦SelectPro¦VDI3805¦Internet_EU |  |  | H720R+NVC24A-SR-TPC | Globe valve | 600 kPa | 400 kPa |  | EU\Inbox\Combinations\Folder..6/..7\ | 36
145319 | H640R/NVC24A-SR-TPC | H640R/NVC24A-SR-TPC |  | H640R | / | NVC24A-SR-TPC | Fast runner | 1 | Scenario 2 |  | PPK¦SelectPro¦VDI3805¦Internet_EU |  |  | H640R/NVC24A-SR-TPC | Globe valve | 500 kPa | 400 kPa |  | EU\Inbox\Combinations\Folder..6/..7\ | 36
144874 | H712N+NVKC24A-SR-TPC | H712N+NVKC24A-SR-TPC |  | H712N | + | NVKC24A-SR-TPC | Actuator with emergency control function | 1 | Scenario 2 |  | PPK¦SelectPro¦VDI3805¦Internet_EU |  |  | H712N+NVKC24A-SR-TPC | Globe valve | 1600 kPa | 400 kPa |  | EU\Inbox\Combinations\Folder..6/..7\ | 35
145272 | H750N+SV24A-SR-TPC | H750N+SV24A-SR-TPC |  | H750N | + | SV24A-SR-TPC | Standard actuator | 1 | Scenario 2 |  | PPK¦SelectPro¦VDI3805¦Internet_EU |  |  | H750N+SV24A-SR-TPC | Globe valve | 550 kPa | 400 kPa |  | EU\Inbox\Combinations\Folder..6/..7\ | 36
145124 | H664N+SV24A-SR-TPC | H664N+SV24A-SR-TPC |  | H664N | + | SV24A-SR-TPC | Standard actuator | 1 | Scenario 2 |  | PPK¦SelectPro¦VDI3805¦Internet_EU |  |  | H664N+SV24A-SR-TPC | Globe valve | 280 kPa | 280 kPa |  | EU\Inbox\Combinations\Folder..6/..7\ | 34
144971 | H6050X40-S2/SVC24A-SR-TPC | H6050X40-S2/SVC24A-SR-TPC |  | H6050X40-S2 | / | SVC24A-SR-TPC | Fast runner | 1 | Scenario 2 |  | PPK¦SelectPro¦VDI3805¦Internet_EU |  |  | H6050X40-S2/SVC24A-SR-TPC | Globe valve | 500 kPa | 500 kPa |  | EU\Inbox\Combinations\Folder..6/..7\ | 34
145071 | H625N/SVC24A-SR-TPC | H625N/SVC24A-SR-TPC |  | H625N | / | SVC24A-SR-TPC | Fast runner | 0 | Scenario 2 |  | PPK¦SelectPro¦VDI3805¦Internet_EU |  |  | H625N/SVC24A-SR-TPC | Globe valve | 1600 kPa | 400 kPa |  | EU\Inbox\Combinations\Folder..6/..7\ | 34
145173 | H7025Y10-S2/SV24A-SR-TPC | H7025Y10-S2/SV24A-SR-TPC |  | H7025Y10-S2 | / | SV24A-SR-TPC | Standard actuator | 0 | Scenario 2 |  | PPK¦SelectPro¦VDI3805¦Internet_EU |  |  | H7025Y10-S2/SV24A-SR-TPC | Globe valve | 2100 kPa | 1000 kPa |  | EU\Inbox\Combinations\Folder..6/..7\ | 35
145372 | H432B+SVC24A-SR-TPC | H432B+SVC24A-SR-TPC |  | H432B | + | SVC24A-SR-TPC | Fast runner | 0 | Scenario 2 |  | PPK¦SelectPro¦VDI3805¦Internet_EU |  |  | H432B+SVC24A-SR-TPC | Globe valve | 1600 kPa | 400 kPa |  | EU\Inbox\Combinations\Folder..4/..5\ | 33
145224 | H714N+SV24A-SR-TPC | H714N+SV24A-SR-TPC |  | H714N | + | SV24A-SR-TPC | Standard actuator | 0 | Scenario 2 |  | PPK¦SelectPro¦VDI3805¦Internet_EU |  |  | H714N+SV24A-SR-TPC | Globe valve | 1600 kPa | 400 kPa |  | EU\Inbox\Combinations\Folder..6/..7\ | 33
145025 | H614N/SV24A-SR-TPC | H614N/SV24A-SR-TPC |  | H614N | / | SV24A-SR-TPC | Standard actuator | 0 | Scenario 2 |  | PPK¦SelectPro¦VDI3805¦Internet_EU |  |  | H614N/SV24A-SR-TPC | Globe valve | 1600 kPa | 400 kPa |  | EU\Inbox\Combinations\Folder..6/..7\ | 34
144921 | H732N/NVK24A-SR-TPC | H732N/NVK24A-SR-TPC |  | H732N | / | NVK24A-SR-TPC | Actuator with emergency control function | 1 | Scenario 2 |  | PPK¦SelectPro¦VDI3805¦Internet_EU |  |  | H732N/NVK24A-SR-TPC | Globe valve | 1000 kPa | 400 kPa |  | EU\Inbox\Combinations\Folder..6/..7\ | 37
144823 | H7015Y4-S2/NVKC24A-SR-TPC | H7015Y4-S2/NVKC24A-SR-TPC |  | H7015Y4-S2 | / | NVKC24A-SR-TPC | Actuator with emergency control function | 1 | Scenario 2 |  | PPK¦SelectPro¦VDI3805¦Internet_EU |  |  | H7015Y4-S2/NVKC24A-SR-TPC | Globe valve | 2200 kPa | 1000 kPa |  | EU\Inbox\Combinations\Folder..6/..7\ | 34
144875 | H712N/NVKC24A-SR-TPC | H712N/NVKC24A-SR-TPC |  | H712N | / | NVKC24A-SR-TPC | Actuator with emergency control function | 1 | Scenario 2 |  | PPK¦SelectPro¦VDI3805¦Internet_EU |  |  | H712N/NVKC24A-SR-TPC | Globe valve | 1600 kPa | 400 kPa |  | EU\Inbox\Combinations\Folder..6/..7\ | 36
144775 | H720R/NVC24A-SR-TPC | H720R/NVC24A-SR-TPC |  | H720R | / | NVC24A-SR-TPC | Fast runner | 0 | Scenario 2 |  | PPK¦SelectPro¦VDI3805¦Internet_EU |  |  | H720R/NVC24A-SR-TPC | Globe valve | 600 kPa | 400 kPa |  | EU\Inbox\Combinations\Folder..6/..7\ | 36
145273 | H750N/SV24A-SR-TPC | H750N/SV24A-SR-TPC |  | H750N | / | SV24A-SR-TPC | Standard actuator | 1 | Scenario 2 |  | PPK¦SelectPro¦VDI3805¦Internet_EU |  |  | H750N/SV24A-SR-TPC | Globe valve | 550 kPa | 400 kPa |  | EU\Inbox\Combinations\Folder..6/..7\ | 35
145320 | H640S+NVC24A-SR-TPC | H640S+NVC24A-SR-TPC |  | H640S | + | NVC24A-SR-TPC | Fast runner | 0 | Scenario 2 |  | PPK¦SelectPro¦VDI3805¦Internet_EU |  |  | H640S+NVC24A-SR-TPC | Globe valve | 500 kPa | 500 kPa |  | EU\Inbox\Combinations\Folder..6/..7\ | 36
145072 | H625R+SV24A-SR-TPC | H625R+SV24A-SR-TPC |  | H625R | + | SV24A-SR-TPC | Standard actuator | 0 | Scenario 2 |  | PPK¦SelectPro¦VDI3805¦Internet_EU |  |  | H625R+SV24A-SR-TPC | Globe valve | 600 kPa | 400 kPa |  | EU\Inbox\Combinations\Folder..6/..7\ | 34
145174 | H7025Y10-S2+SVC24A-SR-TPC | H7025Y10-S2+SVC24A-SR-TPC |  | H7025Y10-S2 | + | SVC24A-SR-TPC | Fast runner | 0 | Scenario 2 |  | PPK¦SelectPro¦VDI3805¦Internet_EU |  |  | H7025Y10-S2+SVC24A-SR-TPC | Globe valve | 2100 kPa | 1000 kPa |  | EU\Inbox\Combinations\Folder..6/..7\ | 36
145026 | H614N+SVC24A-SR-TPC | H614N+SVC24A-SR-TPC |  | H614N | + | SVC24A-SR-TPC | Fast runner | 0 | Scenario 2 |  | PPK¦SelectPro¦VDI3805¦Internet_EU |  |  | H614N+SVC24A-SR-TPC | Globe valve | 1600 kPa | 400 kPa |  | EU\Inbox\Combinations\Folder..6/..7\ | 34
145373 | H432B/SVC24A-SR-TPC | H432B/SVC24A-SR-TPC |  | H432B | / | SVC24A-SR-TPC | Fast runner | 0 | Scenario 2 |  | PPK¦SelectPro¦VDI3805¦Internet_EU |  |  | H432B/SVC24A-SR-TPC | Globe valve | 1600 kPa | 400 kPa |  | EU\Inbox\Combinations\Folder..4/..5\ | 34
144972 | H6065X58-SP2+SV24A-SR-TPC | H6065X58-SP2+SV24A-SR-TPC |  | H6065X58-SP2 | + | SV24A-SR-TPC | Standard actuator | 0 | Scenario 2 |  | PPK¦SelectPro¦VDI3805¦Internet_EU |  |  | H6065X58-SP2+SV24A-SR-TPC | Globe valve (partial pressure-balanced) | 2500 kPa | 1000 kPa |  | EU\Inbox\Combinations\Folder..6/..7\ | 34
145125 | H664N/SV24A-SR-TPC | H664N/SV24A-SR-TPC |  | H664N | / | SV24A-SR-TPC | Standard actuator | 1 | Scenario 2 |  | PPK¦SelectPro¦VDI3805¦Internet_EU |  |  | H664N/SV24A-SR-TPC | Globe valve | 280 kPa | 280 kPa |  | EU\Inbox\Combinations\Folder..6/..7\ | 34
145225 | H714N/SV24A-SR-TPC | H714N/SV24A-SR-TPC |  | H714N | / | SV24A-SR-TPC | Standard actuator | 0 | Scenario 2 |  | PPK¦SelectPro¦VDI3805¦Internet_EU |  |  | H714N/SV24A-SR-TPC | Globe valve | 1600 kPa | 400 kPa |  | EU\Inbox\Combinations\Folder..6/..7\ | 33
144922 | H732N+NVKC24A-SR-TPC | H732N+NVKC24A-SR-TPC |  | H732N | + | NVKC24A-SR-TPC | Actuator with emergency control function | 1 | Scenario 2 |  | PPK¦SelectPro¦VDI3805¦Internet_EU |  |  | H732N+NVKC24A-SR-TPC | Globe valve | 1000 kPa | 400 kPa |  | EU\Inbox\Combinations\Folder..6/..7\ | 35
144876 | H712R+NVK24A-SR-TPC | H712R+NVK24A-SR-TPC |  | H712R | + | NVK24A-SR-TPC | Actuator with emergency control function | 1 | Scenario 2 |  | PPK¦SelectPro¦VDI3805¦Internet_EU |  |  | H712R+NVK24A-SR-TPC | Globe valve | 600 kPa | 400 kPa |  | EU\Inbox\Combinations\Folder..6/..7\ | 34
144776 | H725N+NVC24A-SR-TPC | H725N+NVC24A-SR-TPC |  | H725N | + | NVC24A-SR-TPC | Fast runner | 0 | Scenario 2 |  | PPK¦SelectPro¦VDI3805¦Internet_EU |  |  | H725N+NVC24A-SR-TPC | Globe valve | 1300 kPa | 400 kPa |  | EU\Inbox\Combinations\Folder..6/..7\ | 36
144824 | H7020X6P3-S2+NVK24A-SR-TPC | H7020X6P3-S2+NVK24A-SR-TPC |  | H7020X6P3-S2 | + | NVK24A-SR-TPC | Actuator with emergency control function | 1 | Scenario 2 |  | PPK¦SelectPro¦VDI3805¦Internet_EU |  |  | H7020X6P3-S2+NVK24A-SR-TPC | Globe valve | 1500 kPa | 1000 kPa |  | EU\Inbox\Combinations\Folder..6/..7\ | 34
145274 | H750N+SVC24A-SR-TPC | H750N+SVC24A-SR-TPC |  | H750N | + | SVC24A-SR-TPC | Fast runner | 1 | Scenario 2 |  | PPK¦SelectPro¦VDI3805¦Internet_EU |  |  | H750N+SVC24A-SR-TPC | Globe valve | 550 kPa | 400 kPa |  | EU\Inbox\Combinations\Folder..6/..7\ | 36
145321 | H640S/NVC24A-SR-TPC | H640S/NVC24A-SR-TPC |  | H640S | / | NVC24A-SR-TPC | Fast runner | 0 | Scenario 2 |  | PPK¦SelectPro¦VDI3805¦Internet_EU |  |  | H640S/NVC24A-SR-TPC | Globe valve | 500 kPa | 500 kPa |  | EU\Inbox\Combinations\Folder..6/..7\ | 35
145073 | H625R/SV24A-SR-TPC | H625R/SV24A-SR-TPC |  | H625R | / | SV24A-SR-TPC | Standard actuator | 0 | Scenario 2 |  | PPK¦SelectPro¦VDI3805¦Internet_EU |  |  | H625R/SV24A-SR-TPC | Globe valve | 600 kPa | 400 kPa |  | EU\Inbox\Combinations\Folder..6/..7\ | 34
145027 | H614N/SVC24A-SR-TPC | H614N/SVC24A-SR-TPC |  | H614N | / | SVC24A-SR-TPC | Fast runner | 0 | Scenario 2 |  | PPK¦SelectPro¦VDI3805¦Internet_EU |  |  | H614N/SVC24A-SR-TPC | Globe valve | 1600 kPa | 400 kPa |  | EU\Inbox\Combinations\Folder..6/..7\ | 34
145374 | H440B+SV24A-SR-TPC | H440B+SV24A-SR-TPC |  | H440B | + | SV24A-SR-TPC | Standard actuator | 0 | Scenario 2 |  | PPK¦SelectPro¦VDI3805¦Internet_EU |  |  | H440B+SV24A-SR-TPC | Globe valve | 900 kPa | 400 kPa |  | EU\Inbox\Combinations\Folder..4/..5\ | 34
145126 | H664N+SVC24A-SR-TPC | H664N+SVC24A-SR-TPC |  | H664N | + | SVC24A-SR-TPC | Fast runner | 1 | Scenario 2 |  | PPK¦SelectPro¦VDI3805¦Internet_EU |  |  | H664N+SVC24A-SR-TPC | Globe valve | 280 kPa | 280 kPa |  | EU\Inbox\Combinations\Folder..6/..7\ | 36
145175 | H7025Y10-S2/SVC24A-SR-TPC | H7025Y10-S2/SVC24A-SR-TPC |  | H7025Y10-S2 | / | SVC24A-SR-TPC | Fast runner | 0 | Scenario 2 |  | PPK¦SelectPro¦VDI3805¦Internet_EU |  |  | H7025Y10-S2/SVC24A-SR-TPC | Globe valve | 2100 kPa | 1000 kPa |  | EU\Inbox\Combinations\Folder..6/..7\ | 36
145226 | H714N+SVC24A-SR-TPC | H714N+SVC24A-SR-TPC |  | H714N | + | SVC24A-SR-TPC | Fast runner | 0 | Scenario 2 |  | PPK¦SelectPro¦VDI3805¦Internet_EU |  |  | H714N+SVC24A-SR-TPC | Globe valve | 1600 kPa | 400 kPa |  | EU\Inbox\Combinations\Folder..6/..7\ | 33
144973 | H6065X58-SP2/SV24A-SR-TPC | H6065X58-SP2/SV24A-SR-TPC |  | H6065X58-SP2 | / | SV24A-SR-TPC | Standard actuator | 0 | Scenario 2 |  | PPK¦SelectPro¦VDI3805¦Internet_EU |  |  | H6065X58-SP2/SV24A-SR-TPC | Globe valve (partial pressure-balanced) | 2500 kPa | 1000 kPa |  | EU\Inbox\Combinations\Folder..6/..7\ | 34
144877 | H712R/NVK24A-SR-TPC | H712R/NVK24A-SR-TPC |  | H712R | / | NVK24A-SR-TPC | Actuator with emergency control function | 1 | Scenario 2 |  | PPK¦SelectPro¦VDI3805¦Internet_EU |  |  | H712R/NVK24A-SR-TPC | Globe valve | 600 kPa | 400 kPa |  | EU\Inbox\Combinations\Folder..6/..7\ | 34
144777 | H725N/NVC24A-SR-TPC | H725N/NVC24A-SR-TPC |  | H725N | / | NVC24A-SR-TPC | Fast runner | 0 | Scenario 2 |  | PPK¦SelectPro¦VDI3805¦Internet_EU |  |  | H725N/NVC24A-SR-TPC | Globe valve | 1300 kPa | 400 kPa |  | EU\Inbox\Combinations\Folder..6/..7\ | 34
144825 | H7020X6P3-S2/NVK24A-SR-TPC | H7020X6P3-S2/NVK24A-SR-TPC |  | H7020X6P3-S2 | / | NVK24A-SR-TPC | Actuator with emergency control function | 1 | Scenario 2 |  | PPK¦SelectPro¦VDI3805¦Internet_EU |  |  | H7020X6P3-S2/NVK24A-SR-TPC | Globe valve | 1500 kPa | 1000 kPa |  | EU\Inbox\Combinations\Folder..6/..7\ | 35
144923 | H732N/NVKC24A-SR-TPC | H732N/NVKC24A-SR-TPC |  | H732N | / | NVKC24A-SR-TPC | Actuator with emergency control function | 1 | Scenario 2 |  | PPK¦SelectPro¦VDI3805¦Internet_EU |  |  | H732N/NVKC24A-SR-TPC | Globe valve | 1000 kPa | 400 kPa |  | EU\Inbox\Combinations\Folder..6/..7\ | 37
145275 | H750N/SVC24A-SR-TPC | H750N/SVC24A-SR-TPC |  | H750N | / | SVC24A-SR-TPC | Fast runner | 1 | Scenario 2 |  | PPK¦SelectPro¦VDI3805¦Internet_EU |  |  | H750N/SVC24A-SR-TPC | Globe valve | 550 kPa | 400 kPa |  | EU\Inbox\Combinations\Folder..6/..7\ | 35
145322 | H640SP+NVC24A-SR-TPC | H640SP+NVC24A-SR-TPC |  | H640SP | + | NVC24A-SR-TPC | Fast runner | 1 | Scenario 2 |  | PPK¦SelectPro¦VDI3805¦Internet_EU |  |  | H640SP+NVC24A-SR-TPC | Globe valve (partial pressure-balanced) | 1600 kPa | 1000 kPa |  | EU\Inbox\Combinations\Folder..6/..7\ | 37
145028 | H614R+SV24A-SR-TPC | H614R+SV24A-SR-TPC |  | H614R | + | SV24A-SR-TPC | Standard actuator | 0 | Scenario 2 |  | PPK¦SelectPro¦VDI3805¦Internet_EU |  |  | H614R+SV24A-SR-TPC | Globe valve | 600 kPa | 400 kPa |  | EU\Inbox\Combinations\Folder..6/..7\ | 34
145074 | H625R+SVC24A-SR-TPC | H625R+SVC24A-SR-TPC |  | H625R | + | SVC24A-SR-TPC | Fast runner | 0 | Scenario 2 |  | PPK¦SelectPro¦VDI3805¦Internet_EU |  |  | H625R+SVC24A-SR-TPC | Globe valve |  |  |  | EU\Inbox\Combinations\Folder..6/..7\ | 33
145127 | H664N/SVC24A-SR-TPC | H664N/SVC24A-SR-TPC |  | H664N | / | SVC24A-SR-TPC | Fast runner | 1 | Scenario 2 |  | PPK¦SelectPro¦VDI3805¦Internet_EU |  |  | H664N/SVC24A-SR-TPC | Globe valve | 280 kPa | 280 kPa |  | EU\Inbox\Combinations\Folder..6/..7\ | 36
145227 | H714N/SVC24A-SR-TPC | H714N/SVC24A-SR-TPC |  | H714N | / | SVC24A-SR-TPC | Fast runner | 0 | Scenario 2 |  | PPK¦SelectPro¦VDI3805¦Internet_EU |  |  | H714N/SVC24A-SR-TPC | Globe valve | 1600 kPa | 400 kPa |  | EU\Inbox\Combinations\Folder..6/..7\ | 33
145176 | H7032X16-S2+SV24A-SR-TPC | H7032X16-S2+SV24A-SR-TPC |  | H7032X16-S2 | + | SV24A-SR-TPC | Standard actuator | 1 | Scenario 2 |  | PPK¦SelectPro¦VDI3805¦Internet_EU |  |  | H7032X16-S2+SV24A-SR-TPC | Globe valve | 1500 kPa | 1000 kPa |  | EU\Inbox\Combinations\Folder..6/..7\ | 35
144878 | H712R+NVKC24A-SR-TPC | H712R+NVKC24A-SR-TPC |  | H712R | + | NVKC24A-SR-TPC | Actuator with emergency control function | 1 | Scenario 2 |  | PPK¦SelectPro¦VDI3805¦Internet_EU |  |  | H712R+NVKC24A-SR-TPC | Globe valve | 600 kPa | 400 kPa |  | EU\Inbox\Combinations\Folder..6/..7\ | 35
145375 | H440B/SV24A-SR-TPC | H440B/SV24A-SR-TPC |  | H440B | / | SV24A-SR-TPC | Standard actuator | 0 | Scenario 2 |  | PPK¦SelectPro¦VDI3805¦Internet_EU |  |  | H440B/SV24A-SR-TPC | Globe valve | 900 kPa | 400 kPa |  | EU\Inbox\Combinations\Folder..4/..5\ | 33
144778 | H725R+NVC24A-SR-TPC | H725R+NVC24A-SR-TPC |  | H725R | + | NVC24A-SR-TPC | Fast runner | 0 | Scenario 2 |  | PPK¦SelectPro¦VDI3805¦Internet_EU |  |  | H725R+NVC24A-SR-TPC | Globe valve | 600 kPa | 400 kPa |  | EU\Inbox\Combinations\Folder..6/..7\ | 36
144826 | H7020X6P3-S2+NVKC24A-SR-TPC | H7020X6P3-S2+NVKC24A-SR-TPC |  | H7020X6P3-S2 | + | NVKC24A-SR-TPC | Actuator with emergency control function | 1 | Scenario 2 |  | PPK¦SelectPro¦VDI3805¦Internet_EU |  |  | H7020X6P3-S2+NVKC24A-SR-TPC | Globe valve | 1500 kPa | 1000 kPa |  | EU\Inbox\Combinations\Folder..6/..7\ | 35
144974 | H6065X58-SP2+SVC24A-SR-TPC | H6065X58-SP2+SVC24A-SR-TPC |  | H6065X58-SP2 | + | SVC24A-SR-TPC | Fast runner | 0 | Scenario 2 |  | PPK¦SelectPro¦VDI3805¦Internet_EU |  |  | H6065X58-SP2+SVC24A-SR-TPC | Globe valve (partial pressure-balanced) | 2500 kPa | 1000 kPa |  | EU\Inbox\Combinations\Folder..6/..7\ | 34
144924 | H732R+NVK24A-SR-TPC | H732R+NVK24A-SR-TPC |  | H732R | + | NVK24A-SR-TPC | Actuator with emergency control function | 1 | Scenario 2 |  | PPK¦SelectPro¦VDI3805¦Internet_EU |  |  | H732R+NVK24A-SR-TPC | Globe valve | 600 kPa | 400 kPa |  | EU\Inbox\Combinations\Folder..6/..7\ | 37
145276 | H750R+SV24A-SR-TPC | H750R+SV24A-SR-TPC |  | H750R | + | SV24A-SR-TPC | Standard actuator | 1 | Scenario 2 |  | PPK¦SelectPro¦VDI3805¦Internet_EU |  |  | H750R+SV24A-SR-TPC | Globe valve | 550 kPa | 400 kPa |  | EU\Inbox\Combinations\Folder..6/..7\ | 35
145323 | H640SP/NVC24A-SR-TPC | H640SP/NVC24A-SR-TPC |  | H640SP | / | NVC24A-SR-TPC | Fast runner | 1 | Scenario 2 |  | PPK¦SelectPro¦VDI3805¦Internet_EU |  |  | H640SP/NVC24A-SR-TPC | Globe valve (partial pressure-balanced) | 1600 kPa | 1000 kPa |  | EU\Inbox\Combinations\Folder..6/..7\ | 37
145029 | H614R/SV24A-SR-TPC | H614R/SV24A-SR-TPC |  | H614R | / | SV24A-SR-TPC | Standard actuator | 0 | Scenario 2 |  | PPK¦SelectPro¦VDI3805¦Internet_EU |  |  | H614R/SV24A-SR-TPC | Globe valve | 600 kPa | 400 kPa |  | EU\Inbox\Combinations\Folder..6/..7\ | 34
145128 | H664R+SV24A-SR-TPC | H664R+SV24A-SR-TPC |  | H664R | + | SV24A-SR-TPC | Standard actuator | 1 | Scenario 2 |  | PPK¦SelectPro¦VDI3805¦Internet_EU |  |  | H664R+SV24A-SR-TPC | Globe valve | 280 kPa | 280 kPa |  | EU\Inbox\Combinations\Folder..6/..7\ | 36
145228 | H714R+SV24A-SR-TPC | H714R+SV24A-SR-TPC |  | H714R | + | SV24A-SR-TPC | Standard actuator | 0 | Scenario 2 |  | PPK¦SelectPro¦VDI3805¦Internet_EU |  |  | H714R+SV24A-SR-TPC | Globe valve | 600 kPa | 400 kPa |  | EU\Inbox\Combinations\Folder..6/..7\ | 33
145177 | H7032X16-S2/SV24A-SR-TPC | H7032X16-S2/SV24A-SR-TPC |  | H7032X16-S2 | / | SV24A-SR-TPC | Standard actuator | 1 | Scenario 2 |  | PPK¦SelectPro¦VDI3805¦Internet_EU |  |  | H7032X16-S2/SV24A-SR-TPC | Globe valve | 1500 kPa | 1000 kPa |  | EU\Inbox\Combinations\Folder..6/..7\ | 35
144879 | H712R/NVKC24A-SR-TPC | H712R/NVKC24A-SR-TPC |  | H712R | / | NVKC24A-SR-TPC | Actuator with emergency control function | 1 | Scenario 2 |  | PPK¦SelectPro¦VDI3805¦Internet_EU |  |  | H712R/NVKC24A-SR-TPC | Globe valve | 600 kPa | 400 kPa |  | EU\Inbox\Combinations\Folder..6/..7\ | 35
145075 | H625R/SVC24A-SR-TPC | H625R/SVC24A-SR-TPC |  | H625R | / | SVC24A-SR-TPC | Fast runner | 0 | Scenario 2 |  | PPK¦SelectPro¦VDI3805¦Internet_EU |  |  | H625R/SVC24A-SR-TPC | Globe valve | 600 kPa | 400 kPa |  | EU\Inbox\Combinations\Folder..6/..7\ | 34
145376 | H440B+SVC24A-SR-TPC | H440B+SVC24A-SR-TPC |  | H440B | + | SVC24A-SR-TPC | Fast runner | 0 | Scenario 2 |  | PPK¦SelectPro¦VDI3805¦Internet_EU |  |  | H440B+SVC24A-SR-TPC | Globe valve | 900 kPa | 400 kPa |  | EU\Inbox\Combinations\Folder..4/..5\ | 34
144779 | H725R/NVC24A-SR-TPC | H725R/NVC24A-SR-TPC |  | H725R | / | NVC24A-SR-TPC | Fast runner | 0 | Scenario 2 |  | PPK¦SelectPro¦VDI3805¦Internet_EU |  |  | H725R/NVC24A-SR-TPC | Globe valve | 600 kPa | 400 kPa |  | EU\Inbox\Combinations\Folder..6/..7\ | 36
144827 | H7020X6P3-S2/NVKC24A-SR-TPC | H7020X6P3-S2/NVKC24A-SR-TPC |  | H7020X6P3-S2 | / | NVKC24A-SR-TPC | Actuator with emergency control function | 1 | Scenario 2 |  | PPK¦SelectPro¦VDI3805¦Internet_EU |  |  | H7020X6P3-S2/NVKC24A-SR-TPC | Globe valve | 1500 kPa | 1000 kPa |  | EU\Inbox\Combinations\Folder..6/..7\ | 35
145277 | H750R/SV24A-SR-TPC | H750R/SV24A-SR-TPC |  | H750R | / | SV24A-SR-TPC | Standard actuator | 1 | Scenario 2 |  | PPK¦SelectPro¦VDI3805¦Internet_EU |  |  | H750R/SV24A-SR-TPC | Globe valve | 550 kPa | 400 kPa |  | EU\Inbox\Combinations\Folder..6/..7\ | 35
144975 | H6065X58-SP2/SVC24A-SR-TPC | H6065X58-SP2/SVC24A-SR-TPC |  | H6065X58-SP2 | / | SVC24A-SR-TPC | Fast runner | 0 | Scenario 2 |  | PPK¦SelectPro¦VDI3805¦Internet_EU |  |  | H6065X58-SP2/SVC24A-SR-TPC | Globe valve (partial pressure-balanced) | 2500 kPa | 1000 kPa |  | EU\Inbox\Combinations\Folder..6/..7\ | 34
144925 | H732R/NVK24A-SR-TPC | H732R/NVK24A-SR-TPC |  | H732R | / | NVK24A-SR-TPC | Actuator with emergency control function | 1 | Scenario 2 |  | PPK¦SelectPro¦VDI3805¦Internet_EU |  |  | H732R/NVK24A-SR-TPC | Globe valve | 600 kPa | 400 kPa |  | EU\Inbox\Combinations\Folder..6/..7\ | 36
145030 | H614R+SVC24A-SR-TPC | H614R+SVC24A-SR-TPC |  | H614R | + | SVC24A-SR-TPC | Fast runner | 0 | Scenario 2 |  | PPK¦SelectPro¦VDI3805¦Internet_EU |  |  | H614R+SVC24A-SR-TPC | Globe valve | 600 kPa | 400 kPa |  | EU\Inbox\Combinations\Folder..6/..7\ | 34
145324 | H650N+NVC24A-SR-TPC | H650N+NVC24A-SR-TPC |  | H650N | + | NVC24A-SR-TPC | Fast runner | 0 | Scenario 2 |  | PPK¦SelectPro¦VDI3805¦Internet_EU |  |  | H650N+NVC24A-SR-TPC | Globe valve | 300 kPa | 300 kPa |  | EU\Inbox\Combinations\Folder..6/..7\ | 36
145229 | H714R/SV24A-SR-TPC | H714R/SV24A-SR-TPC |  | H714R | / | SV24A-SR-TPC | Standard actuator | 0 | Scenario 2 |  | PPK¦SelectPro¦VDI3805¦Internet_EU |  |  | H714R/SV24A-SR-TPC | Globe valve | 600 kPa | 400 kPa |  | EU\Inbox\Combinations\Folder..6/..7\ | 33
145129 | H664R/SV24A-SR-TPC | H664R/SV24A-SR-TPC |  | H664R | / | SV24A-SR-TPC | Standard actuator | 1 | Scenario 2 |  | PPK¦SelectPro¦VDI3805¦Internet_EU |  |  | H664R/SV24A-SR-TPC | Globe valve | 280 kPa | 280 kPa |  | EU\Inbox\Combinations\Folder..6/..7\ | 36
145178 | H7032X16-S2+SVC24A-SR-TPC | H7032X16-S2+SVC24A-SR-TPC |  | H7032X16-S2 | + | SVC24A-SR-TPC | Fast runner | 1 | Scenario 2 |  | PPK¦SelectPro¦VDI3805¦Internet_EU |  |  | H7032X16-S2+SVC24A-SR-TPC | Globe valve | 1500 kPa | 1000 kPa |  | EU\Inbox\Combinations\Folder..6/..7\ | 35
144880 | H713N+NVK24A-SR-TPC | H713N+NVK24A-SR-TPC |  | H713N | + | NVK24A-SR-TPC | Actuator with emergency control function | 1 | Scenario 2 |  | PPK¦SelectPro¦VDI3805¦Internet_EU |  |  | H713N+NVK24A-SR-TPC | Globe valve | 1600 kPa | 400 kPa |  | EU\Inbox\Combinations\Folder..6/..7\ | 35
145076 | H625S+SV24A-SR-TPC | H625S+SV24A-SR-TPC |  | H625S | + | SV24A-SR-TPC | Standard actuator | 0 | Scenario 2 |  | PPK¦SelectPro¦VDI3805¦Internet_EU |  |  | H625S+SV24A-SR-TPC | Globe valve | 1600 kPa | 1000 kPa |  | EU\Inbox\Combinations\Folder..6/..7\ | 34
145377 | H440B/SVC24A-SR-TPC | H440B/SVC24A-SR-TPC |  | H440B | / | SVC24A-SR-TPC | Fast runner | 0 | Scenario 2 |  | PPK¦SelectPro¦VDI3805¦Internet_EU |  |  | H440B/SVC24A-SR-TPC | Globe valve | 900 kPa | 400 kPa |  | EU\Inbox\Combinations\Folder..4/..5\ | 34
144780 | H732N+NVC24A-SR-TPC | H732N+NVC24A-SR-TPC |  | H732N | + | NVC24A-SR-TPC | Fast runner | 1 | Scenario 2 |  | PPK¦SelectPro¦VDI3805¦Internet_EU |  |  | H732N+NVC24A-SR-TPC | Globe valve | 1000 kPa | 400 kPa |  | EU\Inbox\Combinations\Folder..6/..7\ | 36
144828 | H7020Y6P3-S2+NVK24A-SR-TPC | H7020Y6P3-S2+NVK24A-SR-TPC |  | H7020Y6P3-S2 | + | NVK24A-SR-TPC | Actuator with emergency control function | 1 | Scenario 2 |  | PPK¦SelectPro¦VDI3805¦Internet_EU |  |  | H7020Y6P3-S2+NVK24A-SR-TPC | Globe valve | 1500 kPa | 1000 kPa |  | EU\Inbox\Combinations\Folder..6/..7\ | 35
145278 | H750R+SVC24A-SR-TPC | H750R+SVC24A-SR-TPC |  | H750R | + | SVC24A-SR-TPC | Fast runner | 1 | Scenario 2 |  | PPK¦SelectPro¦VDI3805¦Internet_EU |  |  | H750R+SVC24A-SR-TPC | Globe valve | 550 kPa | 400 kPa |  | EU\Inbox\Combinations\Folder..6/..7\ | 36
144976 | H6080X90-SP2+SV24A-SR-TPC | H6080X90-SP2+SV24A-SR-TPC |  | H6080X90-SP2 | + | SV24A-SR-TPC | Standard actuator | 0 | Scenario 2 |  | PPK¦SelectPro¦VDI3805¦Internet_EU |  |  | H6080X90-SP2+SV24A-SR-TPC | Globe valve (partial pressure-balanced) | 2400 kPa | 1000 kPa |  | EU\Inbox\Combinations\Folder..6/..7\ | 34
144926 | H732R+NVKC24A-SR-TPC | H732R+NVKC24A-SR-TPC |  | H732R | + | NVKC24A-SR-TPC | Actuator with emergency control function | 1 | Scenario 2 |  | PPK¦SelectPro¦VDI3805¦Internet_EU |  |  | H732R+NVKC24A-SR-TPC | Globe valve | 600 kPa | 400 kPa |  | EU\Inbox\Combinations\Folder..6/..7\ | 35
145031 | H614R/SVC24A-SR-TPC | H614R/SVC24A-SR-TPC |  | H614R | / | SVC24A-SR-TPC | Fast runner | 0 | Scenario 2 |  | PPK¦SelectPro¦VDI3805¦Internet_EU |  |  | H614R/SVC24A-SR-TPC | Globe valve | 600 kPa | 400 kPa |  | EU\Inbox\Combinations\Folder..6/..7\ | 34
145230 | H714R+SVC24A-SR-TPC | H714R+SVC24A-SR-TPC |  | H714R | + | SVC24A-SR-TPC | Fast runner | 0 | Scenario 2 |  | PPK¦SelectPro¦VDI3805¦Internet_EU |  |  | H714R+SVC24A-SR-TPC | Globe valve | 600 kPa | 400 kPa |  | EU\Inbox\Combinations\Folder..6/..7\ | 33
145130 | H664R+SVC24A-SR-TPC | H664R+SVC24A-SR-TPC |  | H664R | + | SVC24A-SR-TPC | Fast runner | 1 | Scenario 2 |  | PPK¦SelectPro¦VDI3805¦Internet_EU |  |  | H664R+SVC24A-SR-TPC | Globe valve | 280 kPa | 280 kPa |  | EU\Inbox\Combinations\Folder..6/..7\ | 36
145179 | H7032X16-S2/SVC24A-SR-TPC | H7032X16-S2/SVC24A-SR-TPC |  | H7032X16-S2 | / | SVC24A-SR-TPC | Fast runner | 1 | Scenario 2 |  | PPK¦SelectPro¦VDI3805¦Internet_EU |  |  | H7032X16-S2/SVC24A-SR-TPC | Globe valve | 1500 kPa | 1000 kPa |  | EU\Inbox\Combinations\Folder..6/..7\ | 35
144881 | H713N/NVK24A-SR-TPC | H713N/NVK24A-SR-TPC |  | H713N | / | NVK24A-SR-TPC | Actuator with emergency control function | 1 | Scenario 2 |  | PPK¦SelectPro¦VDI3805¦Internet_EU |  |  | H713N/NVK24A-SR-TPC | Globe valve | 1600 kPa | 400 kPa |  | EU\Inbox\Combinations\Folder..6/..7\ | 35
145325 | H650N/NVC24A-SR-TPC | H650N/NVC24A-SR-TPC |  | H650N | / | NVC24A-SR-TPC | Fast runner | 0 | Scenario 2 |  | PPK¦SelectPro¦VDI3805¦Internet_EU |  |  | H650N/NVC24A-SR-TPC | Globe valve | 300 kPa | 300 kPa |  | EU\Inbox\Combinations\Folder..6/..7\ | 36
145378 | H450B+SV24A-SR-TPC | H450B+SV24A-SR-TPC |  | H450B | + | SV24A-SR-TPC | Standard actuator | 1 | Scenario 2 |  | PPK¦SelectPro¦VDI3805¦Internet_EU |  |  | H450B+SV24A-SR-TPC | Globe valve | 550 kPa | 400 kPa |  | EU\Inbox\Combinations\Folder..4/..5\ | 36
144781 | H732N/NVC24A-SR-TPC | H732N/NVC24A-SR-TPC |  | H732N | / | NVC24A-SR-TPC | Fast runner | 1 | Scenario 2 |  | PPK¦SelectPro¦VDI3805¦Internet_EU |  |  | H732N/NVC24A-SR-TPC | Globe valve | 1000 kPa | 400 kPa |  | EU\Inbox\Combinations\Folder..6/..7\ | 34
145077 | H625S/SV24A-SR-TPC | H625S/SV24A-SR-TPC |  | H625S | / | SV24A-SR-TPC | Standard actuator | 0 | Scenario 2 |  | PPK¦SelectPro¦VDI3805¦Internet_EU |  |  | H625S/SV24A-SR-TPC | Globe valve | 1600 kPa | 1000 kPa |  | EU\Inbox\Combinations\Folder..6/..7\ | 34
144829 | H7020Y6P3-S2/NVK24A-SR-TPC | H7020Y6P3-S2/NVK24A-SR-TPC |  | H7020Y6P3-S2 | / | NVK24A-SR-TPC | Actuator with emergency control function | 1 | Scenario 2 |  | PPK¦SelectPro¦VDI3805¦Internet_EU |  |  | H7020Y6P3-S2/NVK24A-SR-TPC | Globe valve | 1500 kPa | 1000 kPa |  | EU\Inbox\Combinations\Folder..6/..7\ | 36
145279 | H750R/SVC24A-SR-TPC | H750R/SVC24A-SR-TPC |  | H750R | / | SVC24A-SR-TPC | Fast runner | 1 | Scenario 2 |  | PPK¦SelectPro¦VDI3805¦Internet_EU |  |  | H750R/SVC24A-SR-TPC | Globe valve | 550 kPa | 400 kPa |  | EU\Inbox\Combinations\Folder..6/..7\ | 36
144977 | H6080X90-SP2/SV24A-SR-TPC | H6080X90-SP2/SV24A-SR-TPC |  | H6080X90-SP2 | / | SV24A-SR-TPC | Standard actuator | 0 | Scenario 2 |  | PPK¦SelectPro¦VDI3805¦Internet_EU |  |  | H6080X90-SP2/SV24A-SR-TPC | Globe valve (partial pressure-balanced) | 2400 kPa | 1000 kPa |  | EU\Inbox\Combinations\Folder..6/..7\ | 34
144927 | H732R/NVKC24A-SR-TPC | H732R/NVKC24A-SR-TPC |  | H732R | / | NVKC24A-SR-TPC | Actuator with emergency control function | 1 | Scenario 2 |  | PPK¦SelectPro¦VDI3805¦Internet_EU |  |  | H732R/NVKC24A-SR-TPC | Globe valve | 600 kPa | 400 kPa |  | EU\Inbox\Combinations\Folder..6/..7\ | 37
145231 | H714R/SVC24A-SR-TPC | H714R/SVC24A-SR-TPC |  | H714R | / | SVC24A-SR-TPC | Fast runner | 0 | Scenario 2 |  | PPK¦SelectPro¦VDI3805¦Internet_EU |  |  | H714R/SVC24A-SR-TPC | Globe valve | 600 kPa | 400 kPa |  | EU\Inbox\Combinations\Folder..6/..7\ | 33
145032 | H614S+SV24A-SR-TPC | H614S+SV24A-SR-TPC |  | H614S | + | SV24A-SR-TPC | Standard actuator | 0 | Scenario 2 |  | PPK¦SelectPro¦VDI3805¦Internet_EU |  |  | H614S+SV24A-SR-TPC | Globe valve | 1600 kPa | 1000 kPa |  | EU\Inbox\Combinations\Folder..6/..7\ | 34
145131 | H664R/SVC24A-SR-TPC | H664R/SVC24A-SR-TPC |  | H664R | / | SVC24A-SR-TPC | Fast runner | 1 | Scenario 2 |  | PPK¦SelectPro¦VDI3805¦Internet_EU |  |  | H664R/SVC24A-SR-TPC | Globe valve | 280 kPa | 280 kPa |  | EU\Inbox\Combinations\Folder..6/..7\ | 36
145180 | H7032Y16-S2+SV24A-SR-TPC | H7032Y16-S2+SV24A-SR-TPC |  | H7032Y16-S2 | + | SV24A-SR-TPC | Standard actuator | 1 | Scenario 2 |  | PPK¦SelectPro¦VDI3805¦Internet_EU |  |  | H7032Y16-S2+SV24A-SR-TPC | Globe valve | 1500 kPa | 1000 kPa |  | EU\Inbox\Combinations\Folder..6/..7\ | 35
145379 | H450B/SV24A-SR-TPC | H450B/SV24A-SR-TPC |  | H450B | / | SV24A-SR-TPC | Standard actuator | 1 | Scenario 2 |  | PPK¦SelectPro¦VDI3805¦Internet_EU |  |  | H450B/SV24A-SR-TPC | Globe valve | 550 kPa | 400 kPa |  | EU\Inbox\Combinations\Folder..4/..5\ | 34
145326 | H650R+NVC24A-SR-TPC | H650R+NVC24A-SR-TPC |  | H650R | + | NVC24A-SR-TPC | Fast runner | 0 | Scenario 2 |  | PPK¦SelectPro¦VDI3805¦Internet_EU |  |  | H650R+NVC24A-SR-TPC | Globe valve | 300 kPa | 300 kPa |  | EU\Inbox\Combinations\Folder..6/..7\ | 36
144882 | H713N+NVKC24A-SR-TPC | H713N+NVKC24A-SR-TPC |  | H713N | + | NVKC24A-SR-TPC | Actuator with emergency control function | 1 | Scenario 2 |  | PPK¦SelectPro¦VDI3805¦Internet_EU |  |  | H713N+NVKC24A-SR-TPC | Globe valve | 1600 kPa | 400 kPa |  | EU\Inbox\Combinations\Folder..6/..7\ | 35
144782 | H732R+NVC24A-SR-TPC | H732R+NVC24A-SR-TPC |  | H732R | + | NVC24A-SR-TPC | Fast runner | 1 | Scenario 2 |  | PPK¦SelectPro¦VDI3805¦Internet_EU |  |  | H732R+NVC24A-SR-TPC | Globe valve | 600 kPa | 400 kPa |  | EU\Inbox\Combinations\Folder..6/..7\ | 36
145078 | H625S+SVC24A-SR-TPC | H625S+SVC24A-SR-TPC |  | H625S | + | SVC24A-SR-TPC | Fast runner | 0 | Scenario 2 |  | PPK¦SelectPro¦VDI3805¦Internet_EU |  |  | H625S+SVC24A-SR-TPC | Globe valve | 1600 kPa | 1000 kPa |  | EU\Inbox\Combinations\Folder..6/..7\ | 34
144830 | H7020Y6P3-S2+NVKC24A-SR-TPC | H7020Y6P3-S2+NVKC24A-SR-TPC |  | H7020Y6P3-S2 | + | NVKC24A-SR-TPC | Actuator with emergency control function | 1 | Scenario 2 |  | PPK¦SelectPro¦VDI3805¦Internet_EU |  |  | H7020Y6P3-S2+NVKC24A-SR-TPC | Globe valve | 1500 kPa | 1000 kPa |  | EU\Inbox\Combinations\Folder..6/..7\ | 35
145280 | H764N+SV24A-SR-TPC | H764N+SV24A-SR-TPC |  | H764N | + | SV24A-SR-TPC | Standard actuator | 1 | Scenario 2 |  | PPK¦SelectPro¦VDI3805¦Internet_EU |  |  | H764N+SV24A-SR-TPC | Globe valve | 280 kPa | 280 kPa |  | EU\Inbox\Combinations\Folder..6/..7\ | 36
144978 | H6080X90-SP2+SVC24A-SR-TPC | H6080X90-SP2+SVC24A-SR-TPC |  | H6080X90-SP2 | + | SVC24A-SR-TPC | Fast runner | 0 | Scenario 2 |  | PPK¦SelectPro¦VDI3805¦Internet_EU |  |  | H6080X90-SP2+SVC24A-SR-TPC | Globe valve (partial pressure-balanced) | 2400 kPa | 1000 kPa |  | EU\Inbox\Combinations\Folder..6/..7\ | 34
145232 | H715N+SV24A-SR-TPC | H715N+SV24A-SR-TPC |  | H715N | + | SV24A-SR-TPC | Standard actuator | 0 | Scenario 2 |  | PPK¦SelectPro¦VDI3805¦Internet_EU |  |  | H715N+SV24A-SR-TPC | Globe valve | 1600 kPa | 400 kPa |  | EU\Inbox\Combinations\Folder..6/..7\ | 33
144928 | H740N+NVK24A-SR-TPC | H740N+NVK24A-SR-TPC |  | H740N | + | NVK24A-SR-TPC | Actuator with emergency control function | 1 | Scenario 2 |  | PPK¦SelectPro¦VDI3805¦Internet_EU |  |  | H740N+NVK24A-SR-TPC | Globe valve | 500 kPa | 400 kPa |  | EU\Inbox\Combinations\Folder..6/..7\ | 37
145033 | H614S/SV24A-SR-TPC | H614S/SV24A-SR-TPC |  | H614S | / | SV24A-SR-TPC | Standard actuator | 0 | Scenario 2 |  | PPK¦SelectPro¦VDI3805¦Internet_EU |  |  | H614S/SV24A-SR-TPC | Globe valve | 1600 kPa | 1000 kPa |  | EU\Inbox\Combinations\Folder..6/..7\ | 34
145132 | H664S+SV24A-SR-TPC | H664S+SV24A-SR-TPC |  | H664S | + | SV24A-SR-TPC | Standard actuator | 1 | Scenario 2 |  | PPK¦SelectPro¦VDI3805¦Internet_EU |  |  | H664S+SV24A-SR-TPC | Globe valve | 250 kPa | 250 kPa |  | EU\Inbox\Combinations\Folder..6/..7\ | 36
145181 | H7032Y16-S2/SV24A-SR-TPC | H7032Y16-S2/SV24A-SR-TPC |  | H7032Y16-S2 | / | SV24A-SR-TPC | Standard actuator | 1 | Scenario 2 |  | PPK¦SelectPro¦VDI3805¦Internet_EU |  |  | H7032Y16-S2/SV24A-SR-TPC | Globe valve | 1500 kPa | 1000 kPa |  | EU\Inbox\Combinations\Folder..6/..7\ | 35
145380 | H450B+SVC24A-SR-TPC | H450B+SVC24A-SR-TPC |  | H450B | + | SVC24A-SR-TPC | Fast runner | 1 | Scenario 2 |  | PPK¦SelectPro¦VDI3805¦Internet_EU |  |  | H450B+SVC24A-SR-TPC | Globe valve | 550 kPa | 400 kPa |  | EU\Inbox\Combinations\Folder..4/..5\ | 36
144883 | H713N/NVKC24A-SR-TPC | H713N/NVKC24A-SR-TPC |  | H713N | / | NVKC24A-SR-TPC | Actuator with emergency control function | 1 | Scenario 2 |  | PPK¦SelectPro¦VDI3805¦Internet_EU |  |  | H713N/NVKC24A-SR-TPC | Globe valve | 1600 kPa | 400 kPa |  | EU\Inbox\Combinations\Folder..6/..7\ | 36
145327 | H650R/NVC24A-SR-TPC | H650R/NVC24A-SR-TPC |  | H650R | / | NVC24A-SR-TPC | Fast runner | 0 | Scenario 2 |  | PPK¦SelectPro¦VDI3805¦Internet_EU |  |  | H650R/NVC24A-SR-TPC | Globe valve | 300 kPa | 300 kPa |  | EU\Inbox\Combinations\Folder..6/..7\ | 36
144783 | H732R/NVC24A-SR-TPC | H732R/NVC24A-SR-TPC |  | H732R | / | NVC24A-SR-TPC | Fast runner | 1 | Scenario 2 |  | PPK¦SelectPro¦VDI3805¦Internet_EU |  |  | H732R/NVC24A-SR-TPC | Globe valve | 600 kPa | 400 kPa |  | EU\Inbox\Combinations\Folder..6/..7\ | 34
144831 | H7020Y6P3-S2/NVKC24A-SR-TPC | H7020Y6P3-S2/NVKC24A-SR-TPC |  | H7020Y6P3-S2 | / | NVKC24A-SR-TPC | Actuator with emergency control function | 1 | Scenario 2 |  | PPK¦SelectPro¦VDI3805¦Internet_EU |  |  | H7020Y6P3-S2/NVKC24A-SR-TPC | Globe valve | 1500 kPa | 1000 kPa |  | EU\Inbox\Combinations\Folder..6/..7\ | 35
145079 | H625S/SVC24A-SR-TPC | H625S/SVC24A-SR-TPC |  | H625S | / | SVC24A-SR-TPC | Fast runner | 0 | Scenario 2 |  | PPK¦SelectPro¦VDI3805¦Internet_EU |  |  | H625S/SVC24A-SR-TPC | Globe valve | 1600 kPa | 1000 kPa |  | EU\Inbox\Combinations\Folder..6/..7\ | 34
145281 | H764N/SV24A-SR-TPC | H764N/SV24A-SR-TPC |  | H764N | / | SV24A-SR-TPC | Standard actuator | 1 | Scenario 2 |  | PPK¦SelectPro¦VDI3805¦Internet_EU |  |  | H764N/SV24A-SR-TPC | Globe valve | 280 kPa | 280 kPa |  | EU\Inbox\Combinations\Folder..6/..7\ | 36
145233 | H715N/SV24A-SR-TPC | H715N/SV24A-SR-TPC |  | H715N | / | SV24A-SR-TPC | Standard actuator | 0 | Scenario 2 |  | PPK¦SelectPro¦VDI3805¦Internet_EU |  |  | H715N/SV24A-SR-TPC | Globe valve | 1600 kPa | 400 kPa |  | EU\Inbox\Combinations\Folder..6/..7\ | 33
144979 | H6080X90-SP2/SVC24A-SR-TPC | H6080X90-SP2/SVC24A-SR-TPC |  | H6080X90-SP2 | / | SVC24A-SR-TPC | Fast runner | 0 | Scenario 2 |  | PPK¦SelectPro¦VDI3805¦Internet_EU |  |  | H6080X90-SP2/SVC24A-SR-TPC | Globe valve (partial pressure-balanced) | 2400 kPa | 1000 kPa |  | EU\Inbox\Combinations\Folder..6/..7\ | 34
144929 | H740N/NVK24A-SR-TPC | H740N/NVK24A-SR-TPC |  | H740N | / | NVK24A-SR-TPC | Actuator with emergency control function | 1 | Scenario 2 |  | PPK¦SelectPro¦VDI3805¦Internet_EU |  |  | H740N/NVK24A-SR-TPC | Globe valve | 500 kPa | 400 kPa |  | EU\Inbox\Combinations\Folder..6/..7\ | 35
145133 | H664S/SV24A-SR-TPC | H664S/SV24A-SR-TPC |  | H664S | / | SV24A-SR-TPC | Standard actuator | 1 | Scenario 2 |  | PPK¦SelectPro¦VDI3805¦Internet_EU |  |  | H664S/SV24A-SR-TPC | Globe valve | 250 kPa | 250 kPa |  | EU\Inbox\Combinations\Folder..6/..7\ | 36
145034 | H614S+SVC24A-SR-TPC | H614S+SVC24A-SR-TPC |  | H614S | + | SVC24A-SR-TPC | Fast runner | 0 | Scenario 2 |  | PPK¦SelectPro¦VDI3805¦Internet_EU |  |  | H614S+SVC24A-SR-TPC | Globe valve | 1600 kPa | 1000 kPa |  | EU\Inbox\Combinations\Folder..6/..7\ | 34
145182 | H7032Y16-S2+SVC24A-SR-TPC | H7032Y16-S2+SVC24A-SR-TPC |  | H7032Y16-S2 | + | SVC24A-SR-TPC | Fast runner | 1 | Scenario 2 |  | PPK¦SelectPro¦VDI3805¦Internet_EU |  |  | H7032Y16-S2+SVC24A-SR-TPC | Globe valve | 1500 kPa | 1000 kPa |  | EU\Inbox\Combinations\Folder..6/..7\ | 36
145381 | H450B/SVC24A-SR-TPC | H450B/SVC24A-SR-TPC |  | H450B | / | SVC24A-SR-TPC | Fast runner | 1 | Scenario 2 |  | PPK¦SelectPro¦VDI3805¦Internet_EU |  |  | H450B/SVC24A-SR-TPC | Globe valve | 550 kPa | 400 kPa |  | EU\Inbox\Combinations\Folder..4/..5\ | 34
144884 | H713R+NVK24A-SR-TPC | H713R+NVK24A-SR-TPC |  | H713R | + | NVK24A-SR-TPC | Actuator with emergency control function | 1 | Scenario 2 |  | PPK¦SelectPro¦VDI3805¦Internet_EU |  |  | H713R+NVK24A-SR-TPC | Globe valve | 600 kPa | 400 kPa |  | EU\Inbox\Combinations\Folder..6/..7\ | 35
145328 | H650S+NVC24A-SR-TPC | H650S+NVC24A-SR-TPC |  | H650S | + | NVC24A-SR-TPC | Fast runner | 0 | Scenario 2 |  | PPK¦SelectPro¦VDI3805¦Internet_EU |  |  | H650S+NVC24A-SR-TPC | Globe valve | 300 kPa | 300 kPa |  | EU\Inbox\Combinations\Folder..6/..7\ | 36
144832 | H7025X10-S2+NVK24A-SR-TPC | H7025X10-S2+NVK24A-SR-TPC |  | H7025X10-S2 | + | NVK24A-SR-TPC | Actuator with emergency control function | 1 | Scenario 2 |  | PPK¦SelectPro¦VDI3805¦Internet_EU |  |  | H7025X10-S2+NVK24A-SR-TPC | Globe valve | 1300 kPa | 1000 kPa |  | EU\Inbox\Combinations\Folder..6/..7\ | 34
145080 | H632N+SV24A-SR-TPC | H632N+SV24A-SR-TPC |  | H632N | + | SV24A-SR-TPC | Standard actuator | 0 | Scenario 2 |  | PPK¦SelectPro¦VDI3805¦Internet_EU |  |  | H632N+SV24A-SR-TPC | Globe valve | 1600 kPa | 400 kPa |  | EU\Inbox\Combinations\Folder..6/..7\ | 34
145282 | H764N+SVC24A-SR-TPC | H764N+SVC24A-SR-TPC |  | H764N | + | SVC24A-SR-TPC | Fast runner | 1 | Scenario 2 |  | PPK¦SelectPro¦VDI3805¦Internet_EU |  |  | H764N+SVC24A-SR-TPC | Globe valve | 280 kPa | 280 kPa |  | EU\Inbox\Combinations\Folder..6/..7\ | 36
144784 | H740N+NVC24A-SR-TPC | H740N+NVC24A-SR-TPC |  | H740N | + | NVC24A-SR-TPC | Fast runner | 1 | Scenario 2 |  | PPK¦SelectPro¦VDI3805¦Internet_EU |  |  | H740N+NVC24A-SR-TPC | Globe valve | 500 kPa | 400 kPa |  | EU\Inbox\Combinations\Folder..6/..7\ | 35
145234 | H715N+SVC24A-SR-TPC | H715N+SVC24A-SR-TPC |  | H715N | + | SVC24A-SR-TPC | Fast runner | 0 | Scenario 2 |  | PPK¦SelectPro¦VDI3805¦Internet_EU |  |  | H715N+SVC24A-SR-TPC | Globe valve | 1600 kPa | 400 kPa |  | EU\Inbox\Combinations\Folder..6/..7\ | 33
144980 | H6100X125-SP2+SV24A-SR-TPC | H6100X125-SP2+SV24A-SR-TPC |  | H6100X125-SP2 | + | SV24A-SR-TPC | Standard actuator | 0 | Scenario 2 |  | PPK¦SelectPro¦VDI3805¦Internet_EU |  |  | H6100X125-SP2+SV24A-SR-TPC | Globe valve (partial pressure-balanced) | 1700 kPa | 1000 kPa |  | EU\Inbox\Combinations\Folder..6/..7\ | 34
144930 | H740N+NVKC24A-SR-TPC | H740N+NVKC24A-SR-TPC |  | H740N | + | NVKC24A-SR-TPC | Actuator with emergency control function | 1 | Scenario 2 |  | PPK¦SelectPro¦VDI3805¦Internet_EU |  |  | H740N+NVKC24A-SR-TPC | Globe valve | 500 kPa | 400 kPa |  | EU\Inbox\Combinations\Folder..6/..7\ | 37
145183 | H7032Y16-S2/SVC24A-SR-TPC | H7032Y16-S2/SVC24A-SR-TPC |  | H7032Y16-S2 | / | SVC24A-SR-TPC | Fast runner | 1 | Scenario 2 |  | PPK¦SelectPro¦VDI3805¦Internet_EU |  |  | H7032Y16-S2/SVC24A-SR-TPC | Globe valve | 1500 kPa | 1000 kPa |  | EU\Inbox\Combinations\Folder..6/..7\ | 36
145382 | H511B+SV24A-SR-TPC | H511B+SV24A-SR-TPC |  | H511B | + | SV24A-SR-TPC | Standard actuator | 0 | Scenario 2 |  | PPK¦SelectPro¦VDI3805¦Internet_EU |  |  | H511B+SV24A-SR-TPC | Globe valve | 1600 kPa | 400 kPa |  | EU\Inbox\Combinations\Folder..4/..5\ | 34
145134 | H664S+SVC24A-SR-TPC | H664S+SVC24A-SR-TPC |  | H664S | + | SVC24A-SR-TPC | Fast runner | 1 | Scenario 2 |  | PPK¦SelectPro¦VDI3805¦Internet_EU |  |  | H664S+SVC24A-SR-TPC | Globe valve | 250 kPa | 250 kPa |  | EU\Inbox\Combinations\Folder..6/..7\ | 36
145329 | H650S/NVC24A-SR-TPC | H650S/NVC24A-SR-TPC |  | H650S | / | NVC24A-SR-TPC | Fast runner | 0 | Scenario 2 |  | PPK¦SelectPro¦VDI3805¦Internet_EU |  |  | H650S/NVC24A-SR-TPC | Globe valve | 300 kPa | 300 kPa |  | EU\Inbox\Combinations\Folder..6/..7\ | 35
145283 | H764N/SVC24A-SR-TPC | H764N/SVC24A-SR-TPC |  | H764N | / | SVC24A-SR-TPC | Fast runner | 1 | Scenario 2 |  | PPK¦SelectPro¦VDI3805¦Internet_EU |  |  | H764N/SVC24A-SR-TPC | Globe valve | 280 kPa | 280 kPa |  | EU\Inbox\Combinations\Folder..6/..7\ | 36
145081 | H632N/SV24A-SR-TPC | H632N/SV24A-SR-TPC |  | H632N | / | SV24A-SR-TPC | Standard actuator | 0 | Scenario 2 |  | PPK¦SelectPro¦VDI3805¦Internet_EU |  |  | H632N/SV24A-SR-TPC | Globe valve | 1600 kPa | 400 kPa |  | EU\Inbox\Combinations\Folder..6/..7\ | 34
144833 | H7025X10-S2/NVK24A-SR-TPC | H7025X10-S2/NVK24A-SR-TPC |  | H7025X10-S2 | / | NVK24A-SR-TPC | Actuator with emergency control function | 1 | Scenario 2 |  | PPK¦SelectPro¦VDI3805¦Internet_EU |  |  | H7025X10-S2/NVK24A-SR-TPC | Globe valve | 1300 kPa | 1000 kPa |  | EU\Inbox\Combinations\Folder..6/..7\ | 35
144981 | H6100X125-SP2/SV24A-SR-TPC | H6100X125-SP2/SV24A-SR-TPC |  | H6100X125-SP2 | / | SV24A-SR-TPC | Standard actuator | 0 | Scenario 2 |  | PPK¦SelectPro¦VDI3805¦Internet_EU |  |  | H6100X125-SP2/SV24A-SR-TPC | Globe valve (partial pressure-balanced) | 1700 kPa | 1000 kPa |  | EU\Inbox\Combinations\Folder..6/..7\ | 34
145383 | H511B/SV24A-SR-TPC | H511B/SV24A-SR-TPC |  | H511B | / | SV24A-SR-TPC | Standard actuator | 0 | Scenario 2 |  | PPK¦SelectPro¦VDI3805¦Internet_EU |  |  | H511B/SV24A-SR-TPC | Globe valve | 1600 kPa | 400 kPa |  | EU\Inbox\Combinations\Folder..4/..5\ | 34
144931 | H740N/NVKC24A-SR-TPC | H740N/NVKC24A-SR-TPC |  | H740N | / | NVKC24A-SR-TPC | Actuator with emergency control function | 1 | Scenario 2 |  | PPK¦SelectPro¦VDI3805¦Internet_EU |  |  | H740N/NVKC24A-SR-TPC | Globe valve | 500 kPa | 400 kPa |  | EU\Inbox\Combinations\Folder..6/..7\ | 36
145184 | H7040X25-S2+SV24A-SR-TPC | H7040X25-S2+SV24A-SR-TPC |  | H7040X25-S2 | + | SV24A-SR-TPC | Standard actuator | 1 | Scenario 2 |  | PPK¦SelectPro¦VDI3805¦Internet_EU |  |  | H7040X25-S2+SV24A-SR-TPC | Globe valve | 850 kPa | 850 kPa |  | EU\Inbox\Combinations\Folder..6/..7\ | 35
145330 | H650SP+NVC24A-SR-TPC | H650SP+NVC24A-SR-TPC |  | H650SP | + | NVC24A-SR-TPC | Fast runner | 1 | Scenario 2 |  | PPK¦SelectPro¦VDI3805¦Internet_EU |  |  | H650SP+NVC24A-SR-TPC | Globe valve (partial pressure-balanced) | 1600 kPa | 1000 kPa |  | EU\Inbox\Combinations\Folder..6/..7\ | 36
145082 | H632N+SVC24A-SR-TPC | H632N+SVC24A-SR-TPC |  | H632N | + | SVC24A-SR-TPC | Fast runner | 0 | Scenario 2 |  | PPK¦SelectPro¦VDI3805¦Internet_EU |  |  | H632N+SVC24A-SR-TPC | Globe valve | 1600 kPa | 400 kPa |  | EU\Inbox\Combinations\Folder..6/..7\ | 34
144834 | H7025X10-S2+NVKC24A-SR-TPC | H7025X10-S2+NVKC24A-SR-TPC |  | H7025X10-S2 | + | NVKC24A-SR-TPC | Actuator with emergency control function | 1 | Scenario 2 |  | PPK¦SelectPro¦VDI3805¦Internet_EU |  |  | H7025X10-S2+NVKC24A-SR-TPC | Globe valve | 1300 kPa | 1000 kPa |  | EU\Inbox\Combinations\Folder..6/..7\ | 35
145284 | H764R+SV24A-SR-TPC | H764R+SV24A-SR-TPC |  | H764R | + | SV24A-SR-TPC | Standard actuator | 1 | Scenario 2 |  | PPK¦SelectPro¦VDI3805¦Internet_EU |  |  | H764R+SV24A-SR-TPC | Globe valve | 280 kPa | 280 kPa |  | EU\Inbox\Combinations\Folder..6/..7\ | 36
144982 | H6100X125-SP2+SVC24A-SR-TPC | H6100X125-SP2+SVC24A-SR-TPC |  | H6100X125-SP2 | + | SVC24A-SR-TPC | Fast runner | 0 | Scenario 2 |  | PPK¦SelectPro¦VDI3805¦Internet_EU |  |  | H6100X125-SP2+SVC24A-SR-TPC | Globe valve (partial pressure-balanced) | 1700 kPa | 1000 kPa |  | EU\Inbox\Combinations\Folder..6/..7\ | 34
145384 | H511B+SVC24A-SR-TPC | H511B+SVC24A-SR-TPC |  | H511B | + | SVC24A-SR-TPC | Fast runner | 0 | Scenario 2 |  | PPK¦SelectPro¦VDI3805¦Internet_EU |  |  | H511B+SVC24A-SR-TPC | Globe valve | 1600 kPa | 400 kPa |  | EU\Inbox\Combinations\Folder..4/..5\ | 34
144932 | H740R+NVK24A-SR-TPC | H740R+NVK24A-SR-TPC |  | H740R | + | NVK24A-SR-TPC | Actuator with emergency control function | 1 | Scenario 2 |  | PPK¦SelectPro¦VDI3805¦Internet_EU |  |  | H740R+NVK24A-SR-TPC | Globe valve | 500 kPa | 400 kPa |  | EU\Inbox\Combinations\Folder..6/..7\ | 36
145331 | H650SP/NVC24A-SR-TPC | H650SP/NVC24A-SR-TPC |  | H650SP | / | NVC24A-SR-TPC | Fast runner | 1 | Scenario 2 |  | PPK¦SelectPro¦VDI3805¦Internet_EU |  |  | H650SP/NVC24A-SR-TPC | Globe valve (partial pressure-balanced) | 1600 kPa | 1000 kPa |  | EU\Inbox\Combinations\Folder..6/..7\ | 35
145083 | H632N/SVC24A-SR-TPC | H632N/SVC24A-SR-TPC |  | H632N | / | SVC24A-SR-TPC | Fast runner | 0 | Scenario 2 |  | PPK¦SelectPro¦VDI3805¦Internet_EU |  |  | H632N/SVC24A-SR-TPC | Globe valve | 1600 kPa | 400 kPa |  | EU\Inbox\Combinations\Folder..6/..7\ | 34
144983 | H6100X125-SP2/SVC24A-SR-TPC | H6100X125-SP2/SVC24A-SR-TPC |  | H6100X125-SP2 | / | SVC24A-SR-TPC | Fast runner | 0 | Scenario 2 |  | PPK¦SelectPro¦VDI3805¦Internet_EU |  |  | H6100X125-SP2/SVC24A-SR-TPC | Globe valve (partial pressure-balanced) | 1700 kPa | 1000 kPa |  | EU\Inbox\Combinations\Folder..6/..7\ | 34
144933 | H740R/NVK24A-SR-TPC | H740R/NVK24A-SR-TPC |  | H740R | / | NVK24A-SR-TPC | Actuator with emergency control function | 1 | Scenario 2 |  | PPK¦SelectPro¦VDI3805¦Internet_EU |  |  | H740R/NVK24A-SR-TPC | Globe valve | 500 kPa | 400 kPa |  | EU\Inbox\Combinations\Folder..6/..7\ | 37
145332 | H664N+NVC24A-SR-TPC | H664N+NVC24A-SR-TPC |  | H664N | + | NVC24A-SR-TPC | Fast runner | 0 | Scenario 2 |  | PPK¦SelectPro¦VDI3805¦Internet_EU |  |  | H664N+NVC24A-SR-TPC | Globe valve | 140 kPa | 140 kPa |  | EU\Inbox\Combinations\Folder..6/..7\ | 35
145084 | H632R+SV24A-SR-TPC | H632R+SV24A-SR-TPC |  | H632R | + | SV24A-SR-TPC | Standard actuator | 0 | Scenario 2 |  | PPK¦SelectPro¦VDI3805¦Internet_EU |  |  | H632R+SV24A-SR-TPC | Globe valve | 600 kPa | 400 kPa |  | EU\Inbox\Combinations\Folder..6/..7\ | 34
144984 | H610S+SV24A-SR-TPC | H610S+SV24A-SR-TPC |  | H610S | + | SV24A-SR-TPC | Standard actuator | 0 | Scenario 2 |  | PPK¦SelectPro¦VDI3805¦Internet_EU |  |  | H610S+SV24A-SR-TPC | Globe valve | 1600 kPa | 1000 kPa |  | EU\Inbox\Combinations\Folder..6/..7\ | 34
144934 | H740R+NVKC24A-SR-TPC | H740R+NVKC24A-SR-TPC |  | H740R | + | NVKC24A-SR-TPC | Actuator with emergency control function | 1 | Scenario 2 |  | PPK¦SelectPro¦VDI3805¦Internet_EU |  |  | H740R+NVKC24A-SR-TPC | Globe valve | 500 kPa | 400 kPa |  | EU\Inbox\Combinations\Folder..6/..7\ | 35
145333 | H664N/NVC24A-SR-TPC | H664N/NVC24A-SR-TPC |  | H664N | / | NVC24A-SR-TPC | Fast runner | 0 | Scenario 2 |  | PPK¦SelectPro¦VDI3805¦Internet_EU |  |  | H664N/NVC24A-SR-TPC | Globe valve | 140 kPa | 140 kPa |  | EU\Inbox\Combinations\Folder..6/..7\ | 36
145334 | H664R+NVC24A-SR-TPC | H664R+NVC24A-SR-TPC |  | H664R | + | NVC24A-SR-TPC | Fast runner | 0 | Scenario 2 |  | PPK¦SelectPro¦VDI3805¦Internet_EU |  |  | H664R+NVC24A-SR-TPC | Globe valve | 140 kPa | 140 kPa |  | EU\Inbox\Combinations\Folder..6/..7\ | 36
145416 | H540B+SVC24A-SR-TPC | H540B+SVC24A-SR-TPC |  | H540B | + | SVC24A-SR-TPC | Fast runner | 0 | Scenario 2 |  | PPK¦SelectPro¦VDI3805¦Internet_EU |  |  | H540B+SVC24A-SR-TPC | Globe valve | 900 kPa | 400 kPa |  | EU\Inbox\Combinations\Folder..4/..5\ | 33
145417 | H540B/SVC24A-SR-TPC | H540B/SVC24A-SR-TPC |  | H540B | / | SVC24A-SR-TPC | Fast runner | 0 | Scenario 2 |  | PPK¦SelectPro¦VDI3805¦Internet_EU |  |  | H540B/SVC24A-SR-TPC | Globe valve | 900 kPa | 400 kPa |  | EU\Inbox\Combinations\Folder..4/..5\ | 33
145418 | H550B+SV24A-SR-TPC | H550B+SV24A-SR-TPC |  | H550B | + | SV24A-SR-TPC | Standard actuator | 1 | Scenario 2 |  | PPK¦SelectPro¦VDI3805¦Internet_EU |  |  | H550B+SV24A-SR-TPC | Globe valve | 550 kPa | 400 kPa |  | EU\Inbox\Combinations\Folder..4/..5\ | 34
145419 | H550B/SV24A-SR-TPC | H550B/SV24A-SR-TPC |  | H550B | / | SV24A-SR-TPC | Standard actuator | 1 | Scenario 2 |  | PPK¦SelectPro¦VDI3805¦Internet_EU |  |  | H550B/SV24A-SR-TPC | Globe valve | 550 kPa | 400 kPa |  | EU\Inbox\Combinations\Folder..4/..5\ | 33
145420 | H550B+SVC24A-SR-TPC | H550B+SVC24A-SR-TPC |  | H550B | + | SVC24A-SR-TPC | Fast runner | 1 | Scenario 2 |  | PPK¦SelectPro¦VDI3805¦Internet_EU |  |  | H550B+SVC24A-SR-TPC | Globe valve | 550 kPa | 400 kPa |  | EU\Inbox\Combinations\Folder..4/..5\ | 33
145421 | H550B/SVC24A-SR-TPC | H550B/SVC24A-SR-TPC |  | H550B | / | SVC24A-SR-TPC | Fast runner | 1 | Scenario 2 |  | PPK¦SelectPro¦VDI3805¦Internet_EU |  |  | H550B/SVC24A-SR-TPC | Globe valve | 550 kPa | 400 kPa |  | EU\Inbox\Combinations\Folder..4/..5\ | 34
145422 | H6015X1-S2+SV24A-SR-TPC | H6015X1-S2+SV24A-SR-TPC |  | H6015X1-S2 | + | SV24A-SR-TPC | Standard actuator | 0 | Scenario 2 |  | PPK¦SelectPro¦VDI3805¦Internet_EU |  |  | H6015X1-S2+SV24A-SR-TPC | Globe valve | 2500 kPa | 1000 kPa |  | EU\Inbox\Combinations\Folder..6/..7\ | 35
145423 | H6015X1-S2/SV24A-SR-TPC | H6015X1-S2/SV24A-SR-TPC |  | H6015X1-S2 | / | SV24A-SR-TPC | Standard actuator | 0 | Scenario 2 |  | PPK¦SelectPro¦VDI3805¦Internet_EU |  |  | H6015X1-S2/SV24A-SR-TPC | Globe valve | 2500 kPa | 1000 kPa |  | EU\Inbox\Combinations\Folder..6/..7\ | 36
145424 | H6015X1-S2+SVC24A-SR-TPC | H6015X1-S2+SVC24A-SR-TPC |  | H6015X1-S2 | + | SVC24A-SR-TPC | Fast runner | 0 | Scenario 2 |  | PPK¦SelectPro¦VDI3805¦Internet_EU |  |  | H6015X1-S2+SVC24A-SR-TPC | Globe valve | 2500 kPa | 1000 kPa |  | EU\Inbox\Combinations\Folder..6/..7\ | 35
145425 | H6015X1-S2/SVC24A-SR-TPC | H6015X1-S2/SVC24A-SR-TPC |  | H6015X1-S2 | / | SVC24A-SR-TPC | Fast runner | 0 | Scenario 2 |  | PPK¦SelectPro¦VDI3805¦Internet_EU |  |  | H6015X1-S2/SVC24A-SR-TPC | Globe valve | 2500 kPa | 1000 kPa |  | EU\Inbox\Combinations\Folder..6/..7\ | 35
145426 | H6015X1P6-S2+SV24A-SR-TPC | H6015X1P6-S2+SV24A-SR-TPC |  | H6015X1P6-S2 | + | SV24A-SR-TPC | Standard actuator | 0 | Scenario 2 |  | PPK¦SelectPro¦VDI3805¦Internet_EU |  |  | H6015X1P6-S2+SV24A-SR-TPC | Globe valve | 2500 kPa | 1000 kPa |  | EU\Inbox\Combinations\Folder..6/..7\ | 35
145486 | H665S+EV24A-SR-TPC | H665S+EV24A-SR-TPC |  | H665S | + | EV24A-SR-TPC | Standard actuator | 0 | Scenario 2 |  | PPK¦SelectPro¦VDI3805¦Internet_EU |  |  | H665S+EV24A-SR-TPC | Globe valve | 550 kPa | 550 kPa |  | EU\Inbox\Combinations\Folder..6/..7\ | 31
145427 | H6015X1P6-S2/SV24A-SR-TPC | H6015X1P6-S2/SV24A-SR-TPC |  | H6015X1P6-S2 | / | SV24A-SR-TPC | Standard actuator | 0 | Scenario 2 |  | PPK¦SelectPro¦VDI3805¦Internet_EU |  |  | H6015X1P6-S2/SV24A-SR-TPC | Globe valve | 2500 kPa | 1000 kPa |  | EU\Inbox\Combinations\Folder..6/..7\ | 34
145487 | H665S+EVC24A-SR | H665S+EVC24A-SR |  | H665S | + | EVC24A-SR | Fast runner | 1 | Scenario 2 |  | PPK¦SelectPro¦VDI3805¦Internet_EU |  |  | H665S+EVC24A-SR | Globe valve | 550 kPa | 550 kPa |  | EU\Inbox\Combinations\Folder..6/..7\ | 31
145428 | H6015X1P6-S2+SVC24A-SR-TPC | H6015X1P6-S2+SVC24A-SR-TPC |  | H6015X1P6-S2 | + | SVC24A-SR-TPC | Fast runner | 0 | Scenario 2 |  | PPK¦SelectPro¦VDI3805¦Internet_EU |  |  | H6015X1P6-S2+SVC24A-SR-TPC | Globe valve | 2500 kPa | 1000 kPa |  | EU\Inbox\Combinations\Folder..6/..7\ | 35
145490 | H680S+EV24A-SR-TPC | H680S+EV24A-SR-TPC |  | H680S | + | EV24A-SR-TPC | Standard actuator | 0 | Scenario 2 |  | PPK¦SelectPro¦VDI3805¦Internet_EU |  |  | H680S+EV24A-SR-TPC | Globe valve | 350 kPa | 350 kPa |  | EU\Inbox\Combinations\Folder..6/..7\ | 31
145429 | H6015X1P6-S2/SVC24A-SR-TPC | H6015X1P6-S2/SVC24A-SR-TPC |  | H6015X1P6-S2 | / | SVC24A-SR-TPC | Fast runner | 0 | Scenario 2 |  | PPK¦SelectPro¦VDI3805¦Internet_EU |  |  | H6015X1P6-S2/SVC24A-SR-TPC | Globe valve | 2500 kPa | 1000 kPa |  | EU\Inbox\Combinations\Folder..6/..7\ | 33
145491 | H680S+EVC24A-SR | H680S+EVC24A-SR |  | H680S | + | EVC24A-SR | Fast runner | 1 | Scenario 2 |  | PPK¦SelectPro¦VDI3805¦Internet_EU |  |  | H680S+EVC24A-SR | Globe valve | 350 kPa | 350 kPa |  | EU\Inbox\Combinations\Folder..6/..7\ | 32
145430 | H6015X2P5-S2+SV24A-SR-TPC | H6015X2P5-S2+SV24A-SR-TPC |  | H6015X2P5-S2 | + | SV24A-SR-TPC | Standard actuator | 0 | Scenario 2 |  | PPK¦SelectPro¦VDI3805¦Internet_EU |  |  | H6015X2P5-S2+SV24A-SR-TPC | Globe valve | 2500 kPa | 1000 kPa |  | EU\Inbox\Combinations\Folder..6/..7\ | 34
145505 | H665S+RV24A-SR | H665S+RV24A-SR |  | H665S | + | RV24A-SR | Standard actuator | 1 | Scenario 2 |  | PPK¦SelectPro¦VDI3805¦Internet_EU |  |  | H665S+RV24A-SR | Globe valve | 1100 kPa | 1000 kPa |  | EU\Inbox\Combinations\Folder..6/..7\ | 33
145431 | H6015X2P5-S2/SV24A-SR-TPC | H6015X2P5-S2/SV24A-SR-TPC |  | H6015X2P5-S2 | / | SV24A-SR-TPC | Standard actuator | 0 | Scenario 2 |  | PPK¦SelectPro¦VDI3805¦Internet_EU |  |  | H6015X2P5-S2/SV24A-SR-TPC | Globe valve | 2500 kPa | 1000 kPa |  | EU\Inbox\Combinations\Folder..6/..7\ | 34
145507 | H680S+RV24A-SR | H680S+RV24A-SR |  | H680S | + | RV24A-SR | Standard actuator | 1 | Scenario 2 |  | PPK¦SelectPro¦VDI3805¦Internet_EU |  |  | H680S+RV24A-SR | Globe valve | 700 kPa | 700 kPa |  | EU\Inbox\Combinations\Folder..6/..7\ | 33
145432 | H6015X2P5-S2+SVC24A-SR-TPC | H6015X2P5-S2+SVC24A-SR-TPC |  | H6015X2P5-S2 | + | SVC24A-SR-TPC | Fast runner | 0 | Scenario 2 |  | PPK¦SelectPro¦VDI3805¦Internet_EU |  |  | H6015X2P5-S2+SVC24A-SR-TPC | Globe valve | 2500 kPa | 1000 kPa |  | EU\Inbox\Combinations\Folder..6/..7\ | 34
145519 | H6200W630-S7+GV12-24-SR-T | H6200+GV12-24-SR-T |  | H6200W630-S7 | + | GV12-24-SR-T | Standard actuator |  | Scenario 2 | 1 | SelectPro |  |  | H6200W630-S7+GV12-24-SR-T | Globe valve | 310 kPa | 60 kPa |  | EU\Inbox\\ | 17
145433 | H6015X2P5-S2/SVC24A-SR-TPC | H6015X2P5-S2/SVC24A-SR-TPC |  | H6015X2P5-S2 | / | SVC24A-SR-TPC | Fast runner | 0 | Scenario 2 |  | PPK¦SelectPro¦VDI3805¦Internet_EU |  |  | H6015X2P5-S2/SVC24A-SR-TPC | Globe valve | 2500 kPa | 1000 kPa |  | EU\Inbox\Combinations\Folder..6/..7\ | 34
145520 | H6250W1000-S7+GV12-24-SR-T | H6250+GV12-24-SR-T |  | H6250W1000-S7 | + | GV12-24-SR-T | Standard actuator | 0 | Scenario 2 | 1 | SelectPro |  |  | H6250W1000-S7+GV12-24-SR-T | Globe valve | 190 kPa | 60 kPa |  | EU\Inbox\\ | 37
145434 | H6015X4-S2+SV24A-SR-TPC | H6015X4-S2+SV24A-SR-TPC |  | H6015X4-S2 | + | SV24A-SR-TPC | Standard actuator | 0 | Scenario 2 |  | PPK¦SelectPro¦VDI3805¦Internet_EU |  |  | H6015X4-S2+SV24A-SR-TPC | Globe valve | 2500 kPa | 1000 kPa |  | EU\Inbox\Combinations\Folder..6/..7\ | 33
145521 | H7200W630-S7+GV12-24-SR-T | H7200+GV12-24-SR-T |  | H7200W630-S7 | + | GV12-24-SR-T | Standard actuator | 0 | Scenario 2 | 1 | SelectPro |  |  | H7200W630-S7+GV12-24-SR-T | Globe valve | 310 kPa | 60 kPa |  | EU\Inbox\\ | 35
145435 | H6015X4-S2/SV24A-SR-TPC | H6015X4-S2/SV24A-SR-TPC |  | H6015X4-S2 | / | SV24A-SR-TPC | Standard actuator | 0 | Scenario 2 |  | PPK¦SelectPro¦VDI3805¦Internet_EU |  |  | H6015X4-S2/SV24A-SR-TPC | Globe valve | 2500 kPa | 1000 kPa |  | EU\Inbox\Combinations\Folder..6/..7\ | 34
145522 | H7250W1000-S7+GV12-24-SR-T | H7250+GV12-24-SR-T |  | H7250W1000-S7 | + | GV12-24-SR-T | Standard actuator | 0 | Scenario 2 | 1 | SelectPro |  |  | H7250W1000-S7+GV12-24-SR-T | Globe valve | 190 kPa | 60 kPa |  | EU\Inbox\\ | 35
145436 | H6015X4-S2+SVC24A-SR-TPC | H6015X4-S2+SVC24A-SR-TPC |  | H6015X4-S2 | + | SVC24A-SR-TPC | Fast runner | 0 | Scenario 2 |  | PPK¦SelectPro¦VDI3805¦Internet_EU |  |  | H6015X4-S2+SVC24A-SR-TPC | Globe valve | 2500 kPa | 1000 kPa |  | EU\Inbox\Combinations\Folder..6/..7\ | 34
145523 | H6200W630-S7+GV12-230-3-T | H6200+GV12-230-3-T |  | H6200W630-S7 | + | GV12-230-3-T | Standard actuator | 0 | Scenario 2 | 1 | SelectPro |  |  | H6200W630-S7+GV12-230-3-T | Globe valve | 310 kPa | 60 kPa |  | EU\Inbox\\ | 38
145437 | H6015X4-S2/SVC24A-SR-TPC | H6015X4-S2/SVC24A-SR-TPC |  | H6015X4-S2 | / | SVC24A-SR-TPC | Fast runner | 0 | Scenario 2 |  | PPK¦SelectPro¦VDI3805¦Internet_EU |  |  | H6015X4-S2/SVC24A-SR-TPC | Globe valve | 2500 kPa | 1000 kPa |  | EU\Inbox\Combinations\Folder..6/..7\ | 35
145524 | H6250W1000-S7+GV12-230-3-T | H6250+GV12-230-3-T |  | H6250W1000-S7 | + | GV12-230-3-T | Standard actuator | 0 | Scenario 2 | 1 | SelectPro |  |  | H6250W1000-S7+GV12-230-3-T | Globe valve | 190 kPa | 60 kPa |  | EU\Inbox\\ | 37
145438 | H6015XP4-S2+SV24A-SR-TPC | H6015XP4-S2+SV24A-SR-TPC |  | H6015XP4-S2 | + | SV24A-SR-TPC | Standard actuator | 0 | Scenario 2 |  | PPK¦SelectPro¦VDI3805¦Internet_EU |  |  | H6015XP4-S2+SV24A-SR-TPC | Globe valve | 2500 kPa | 1000 kPa |  | EU\Inbox\Combinations\Folder..6/..7\ | 33
145525 | H7200W630-S7+GV12-230-3-T | H7200+GV12-230-3-T |  | H7200W630-S7 | + | GV12-230-3-T | Standard actuator | 0 | Scenario 2 | 1 | SelectPro |  |  | H7200W630-S7+GV12-230-3-T | Globe valve | 310 kPa | 60 kPa |  | EU\Inbox\\ | 36
145439 | H6015XP4-S2/SV24A-SR-TPC | H6015XP4-S2/SV24A-SR-TPC |  | H6015XP4-S2 | / | SV24A-SR-TPC | Standard actuator | 0 | Scenario 2 |  | PPK¦SelectPro¦VDI3805¦Internet_EU |  |  | H6015XP4-S2/SV24A-SR-TPC | Globe valve | 2500 kPa | 1000 kPa |  | EU\Inbox\Combinations\Folder..6/..7\ | 35
145526 | H7250W1000-S7+GV12-230-3-T | H7250+GV12-230-3-T |  | H7250W1000-S7 | + | GV12-230-3-T | Standard actuator | 0 | Scenario 2 | 1 | SelectPro |  |  | H7250W1000-S7+GV12-230-3-T | Globe valve | 190 kPa | 60 kPa |  | EU\Inbox\\ | 42
145440 | H6015XP4-S2+SVC24A-SR-TPC | H6015XP4-S2+SVC24A-SR-TPC |  | H6015XP4-S2 | + | SVC24A-SR-TPC | Fast runner | 0 | Scenario 2 |  | PPK¦SelectPro¦VDI3805¦Internet_EU |  |  | H6015XP4-S2+SVC24A-SR-TPC | Globe valve | 2500 kPa | 1000 kPa |  | EU\Inbox\Combinations\Folder..6/..7\ | 33
145441 | H6015XP4-S2/SVC24A-SR-TPC | H6015XP4-S2/SVC24A-SR-TPC |  | H6015XP4-S2 | / | SVC24A-SR-TPC | Fast runner | 0 | Scenario 2 |  | PPK¦SelectPro¦VDI3805¦Internet_EU |  |  | H6015XP4-S2/SVC24A-SR-TPC | Globe valve | 2500 kPa | 1000 kPa |  | EU\Inbox\Combinations\Folder..6/..7\ | 34
145442 | H6015XP63-S2+SV24A-SR-TPC | H6015XP63-S2+SV24A-SR-TPC |  | H6015XP63-S2 | + | SV24A-SR-TPC | Standard actuator | 0 | Scenario 2 |  | PPK¦SelectPro¦VDI3805¦Internet_EU |  |  | H6015XP63-S2+SV24A-SR-TPC | Globe valve | 2500 kPa | 1000 kPa |  | EU\Inbox\Combinations\Folder..6/..7\ | 33
145443 | H6015XP63-S2/SV24A-SR-TPC | H6015XP63-S2/SV24A-SR-TPC |  | H6015XP63-S2 | / | SV24A-SR-TPC | Standard actuator | 0 | Scenario 2 |  | PPK¦SelectPro¦VDI3805¦Internet_EU |  |  | H6015XP63-S2/SV24A-SR-TPC | Globe valve | 2500 kPa | 1000 kPa |  | EU\Inbox\Combinations\Folder..6/..7\ | 33
145444 | H6015XP63-S2+SVC24A-SR-TPC | H6015XP63-S2+SVC24A-SR-TPC |  | H6015XP63-S2 | + | SVC24A-SR-TPC | Fast runner | 0 | Scenario 2 |  | PPK¦SelectPro¦VDI3805¦Internet_EU |  |  | H6015XP63-S2+SVC24A-SR-TPC | Globe valve | 2500 kPa | 1000 kPa |  | EU\Inbox\Combinations\Folder..6/..7\ | 33
145445 | H6015XP63-S2/SVC24A-SR-TPC | H6015XP63-S2/SVC24A-SR-TPC |  | H6015XP63-S2 | / | SVC24A-SR-TPC | Fast runner | 0 | Scenario 2 |  | PPK¦SelectPro¦VDI3805¦Internet_EU |  |  | H6015XP63-S2/SVC24A-SR-TPC | Globe valve | 2500 kPa | 1000 kPa |  | EU\Inbox\Combinations\Folder..6/..7\ | 33
145446 | H6020X4-S2+SV24A-SR-TPC | H6020X4-S2+SV24A-SR-TPC |  | H6020X4-S2 | + | SV24A-SR-TPC | Standard actuator | 0 | Scenario 2 |  | PPK¦SelectPro¦VDI3805¦Internet_EU |  |  | H6020X4-S2+SV24A-SR-TPC | Globe valve | 2500 kPa | 1000 kPa |  | EU\Inbox\Combinations\Folder..6/..7\ | 34
145447 | H6020X4-S2/SV24A-SR-TPC | H6020X4-S2/SV24A-SR-TPC |  | H6020X4-S2 | / | SV24A-SR-TPC | Standard actuator | 0 | Scenario 2 |  | PPK¦SelectPro¦VDI3805¦Internet_EU |  |  | H6020X4-S2/SV24A-SR-TPC | Globe valve | 2500 kPa | 1000 kPa |  | EU\Inbox\Combinations\Folder..6/..7\ | 34
145448 | H6020X4-S2+SVC24A-SR-TPC | H6020X4-S2+SVC24A-SR-TPC |  | H6020X4-S2 | + | SVC24A-SR-TPC | Fast runner | 0 | Scenario 2 |  | PPK¦SelectPro¦VDI3805¦Internet_EU |  |  | H6020X4-S2+SVC24A-SR-TPC | Globe valve | 2500 kPa | 1000 kPa |  | EU\Inbox\Combinations\Folder..6/..7\ | 33
145449 | H6020X4-S2/SVC24A-SR-TPC | H6020X4-S2/SVC24A-SR-TPC |  | H6020X4-S2 | / | SVC24A-SR-TPC | Fast runner | 0 | Scenario 2 |  | PPK¦SelectPro¦VDI3805¦Internet_EU |  |  | H6020X4-S2/SVC24A-SR-TPC | Globe valve | 2500 kPa | 1000 kPa |  | EU\Inbox\Combinations\Folder..6/..7\ | 35
145450 | H6020X6P3-S2+SV24A-SR-TPC | H6020X6P3-S2+SV24A-SR-TPC |  | H6020X6P3-S2 | + | SV24A-SR-TPC | Standard actuator | 0 | Scenario 2 |  | PPK¦SelectPro¦VDI3805¦Internet_EU |  |  | H6020X6P3-S2+SV24A-SR-TPC | Globe valve | 2500 kPa | 1000 kPa |  | EU\Inbox\Combinations\Folder..6/..7\ | 33
145451 | H6020X6P3-S2/SV24A-SR-TPC | H6020X6P3-S2/SV24A-SR-TPC |  | H6020X6P3-S2 | / | SV24A-SR-TPC | Standard actuator | 0 | Scenario 2 |  | PPK¦SelectPro¦VDI3805¦Internet_EU |  |  | H6020X6P3-S2/SV24A-SR-TPC | Globe valve | 2500 kPa | 1000 kPa |  | EU\Inbox\Combinations\Folder..6/..7\ | 33
145452 | H6020X6P3-S2+SVC24A-SR-TPC | H6020X6P3-S2+SVC24A-SR-TPC |  | H6020X6P3-S2 | + | SVC24A-SR-TPC | Fast runner | 0 | Scenario 2 |  | PPK¦SelectPro¦VDI3805¦Internet_EU |  |  | H6020X6P3-S2+SVC24A-SR-TPC | Globe valve | 2500 kPa | 1000 kPa |  | EU\Inbox\Combinations\Folder..6/..7\ | 35
145453 | H6020X6P3-S2/SVC24A-SR-TPC | H6020X6P3-S2/SVC24A-SR-TPC |  | H6020X6P3-S2 | / | SVC24A-SR-TPC | Fast runner | 0 | Scenario 2 |  | PPK¦SelectPro¦VDI3805¦Internet_EU |  |  | H6020X6P3-S2/SVC24A-SR-TPC | Globe valve | 2500 kPa | 1000 kPa |  | EU\Inbox\Combinations\Folder..6/..7\ | 34
145454 | H6025X10-S2+SV24A-SR-TPC | H6025X10-S2+SV24A-SR-TPC |  | H6025X10-S2 | + | SV24A-SR-TPC | Standard actuator | 0 | Scenario 2 |  | PPK¦SelectPro¦VDI3805¦Internet_EU |  |  | H6025X10-S2+SV24A-SR-TPC | Globe valve | 2100 kPa | 1000 kPa |  | EU\Inbox\Combinations\Folder..6/..7\ | 35
145455 | H6025X10-S2/SV24A-SR-TPC | H6025X10-S2/SV24A-SR-TPC |  | H6025X10-S2 | / | SV24A-SR-TPC | Standard actuator | 0 | Scenario 2 |  | PPK¦SelectPro¦VDI3805¦Internet_EU |  |  | H6025X10-S2/SV24A-SR-TPC | Globe valve | 2100 kPa | 1000 kPa |  | EU\Inbox\Combinations\Folder..6/..7\ | 33
145456 | H6025X10-S2+SVC24A-SR-TPC | H6025X10-S2+SVC24A-SR-TPC |  | H6025X10-S2 | + | SVC24A-SR-TPC | Fast runner | 0 | Scenario 2 |  | PPK¦SelectPro¦VDI3805¦Internet_EU |  |  | H6025X10-S2+SVC24A-SR-TPC | Globe valve | 2100 kPa | 1000 kPa |  | EU\Inbox\Combinations\Folder..6/..7\ | 34
145457 | H6025X10-S2/SVC24A-SR-TPC | H6025X10-S2/SVC24A-SR-TPC |  | H6025X10-S2 | / | SVC24A-SR-TPC | Fast runner | 0 | Scenario 2 |  | PPK¦SelectPro¦VDI3805¦Internet_EU |  |  | H6025X10-S2/SVC24A-SR-TPC | Globe valve | 2100 kPa | 1000 kPa |  | EU\Inbox\Combinations\Folder..6/..7\ | 35
145458 | H6025X6P3-S2+SV24A-SR-TPC | H6025X6P3-S2+SV24A-SR-TPC |  | H6025X6P3-S2 | + | SV24A-SR-TPC | Standard actuator | 0 | Scenario 2 |  | PPK¦SelectPro¦VDI3805¦Internet_EU |  |  | H6025X6P3-S2+SV24A-SR-TPC | Globe valve | 2100 kPa | 1000 kPa |  | EU\Inbox\Combinations\Folder..6/..7\ | 34
145459 | H6025X6P3-S2/SV24A-SR-TPC | H6025X6P3-S2/SV24A-SR-TPC |  | H6025X6P3-S2 | / | SV24A-SR-TPC | Standard actuator | 0 | Scenario 2 |  | PPK¦SelectPro¦VDI3805¦Internet_EU |  |  | H6025X6P3-S2/SV24A-SR-TPC | Globe valve | 2100 kPa | 1000 kPa |  | EU\Inbox\Combinations\Folder..6/..7\ | 34
145460 | H6025X6P3-S2+SVC24A-SR-TPC | H6025X6P3-S2+SVC24A-SR-TPC |  | H6025X6P3-S2 | + | SVC24A-SR-TPC | Fast runner | 0 | Scenario 2 |  | PPK¦SelectPro¦VDI3805¦Internet_EU |  |  | H6025X6P3-S2+SVC24A-SR-TPC | Globe valve | 2100 kPa | 1000 kPa |  | EU\Inbox\Combinations\Folder..6/..7\ | 34
145461 | H6025X6P3-S2/SVC24A-SR-TPC | H6025X6P3-S2/SVC24A-SR-TPC |  | H6025X6P3-S2 | / | SVC24A-SR-TPC | Fast runner | 0 | Scenario 2 |  | PPK¦SelectPro¦VDI3805¦Internet_EU |  |  | H6025X6P3-S2/SVC24A-SR-TPC | Globe valve | 2100 kPa | 1000 kPa |  | EU\Inbox\Combinations\Folder..6/..7\ | 33
145462 | H6032X10-S2+SV24A-SR-TPC | H6032X10-S2+SV24A-SR-TPC |  | H6032X10-S2 | + | SV24A-SR-TPC | Standard actuator | 1 | Scenario 2 |  | PPK¦SelectPro¦VDI3805¦Internet_EU |  |  | H6032X10-S2+SV24A-SR-TPC | Globe valve | 1500 kPa | 1000 kPa |  | EU\Inbox\Combinations\Folder..6/..7\ | 34
145463 | H6032X10-S2/SV24A-SR-TPC | H6032X10-S2/SV24A-SR-TPC |  | H6032X10-S2 | / | SV24A-SR-TPC | Standard actuator | 1 | Scenario 2 |  | PPK¦SelectPro¦VDI3805¦Internet_EU |  |  | H6032X10-S2/SV24A-SR-TPC | Globe valve | 1500 kPa | 1000 kPa |  | EU\Inbox\Combinations\Folder..6/..7\ | 34
145464 | H6032X10-S2+SVC24A-SR-TPC | H6032X10-S2+SVC24A-SR-TPC |  | H6032X10-S2 | + | SVC24A-SR-TPC | Fast runner | 1 | Scenario 2 |  | PPK¦SelectPro¦VDI3805¦Internet_EU |  |  | H6032X10-S2+SVC24A-SR-TPC | Globe valve | 1500 kPa | 1000 kPa |  | EU\Inbox\Combinations\Folder..6/..7\ | 33
145465 | H6032X10-S2/SVC24A-SR-TPC | H6032X10-S2/SVC24A-SR-TPC |  | H6032X10-S2 | / | SVC24A-SR-TPC | Fast runner | 1 | Scenario 2 |  | PPK¦SelectPro¦VDI3805¦Internet_EU |  |  | H6032X10-S2/SVC24A-SR-TPC | Globe valve | 1500 kPa | 1000 kPa |  | EU\Inbox\Combinations\Folder..6/..7\ | 34
145466 | H6032X16-S2+SV24A-SR-TPC | H6032X16-S2+SV24A-SR-TPC |  | H6032X16-S2 | + | SV24A-SR-TPC | Standard actuator | 1 | Scenario 2 |  | PPK¦SelectPro¦VDI3805¦Internet_EU |  |  | H6032X16-S2+SV24A-SR-TPC | Globe valve | 1500 kPa | 1000 kPa |  | EU\Inbox\Combinations\Folder..6/..7\ | 34
145467 | H6032X16-S2/SV24A-SR-TPC | H6032X16-S2/SV24A-SR-TPC |  | H6032X16-S2 | / | SV24A-SR-TPC | Standard actuator | 1 | Scenario 2 |  | PPK¦SelectPro¦VDI3805¦Internet_EU |  |  | H6032X16-S2/SV24A-SR-TPC | Globe valve | 1500 kPa | 1000 kPa |  | EU\Inbox\Combinations\Folder..6/..7\ | 34
145468 | H6032X16-S2+SVC24A-SR-TPC | H6032X16-S2+SVC24A-SR-TPC |  | H6032X16-S2 | + | SVC24A-SR-TPC | Fast runner | 1 | Scenario 2 |  | PPK¦SelectPro¦VDI3805¦Internet_EU |  |  | H6032X16-S2+SVC24A-SR-TPC | Globe valve | 1500 kPa | 1000 kPa |  | EU\Inbox\Combinations\Folder..6/..7\ | 34
145469 | H6032X16-S2/SVC24A-SR-TPC | H6032X16-S2/SVC24A-SR-TPC |  | H6032X16-S2 | / | SVC24A-SR-TPC | Fast runner | 1 | Scenario 2 |  | PPK¦SelectPro¦VDI3805¦Internet_EU |  |  | H6032X16-S2/SVC24A-SR-TPC | Globe valve | 1500 kPa | 1000 kPa |  | EU\Inbox\Combinations\Folder..6/..7\ | 32
145470 | H6040X16-S2+SV24A-SR-TPC | H6040X16-S2+SV24A-SR-TPC |  | H6040X16-S2 | + | SV24A-SR-TPC | Standard actuator | 1 | Scenario 2 |  | PPK¦SelectPro¦VDI3805¦Internet_EU |  |  | H6040X16-S2+SV24A-SR-TPC | Globe valve | 850 kPa | 850 kPa |  | EU\Inbox\Combinations\Folder..6/..7\ | 33
145471 | H6040X16-S2/SV24A-SR-TPC | H6040X16-S2/SV24A-SR-TPC |  | H6040X16-S2 | / | SV24A-SR-TPC | Standard actuator | 1 | Scenario 2 |  | PPK¦SelectPro¦VDI3805¦Internet_EU |  |  | H6040X16-S2/SV24A-SR-TPC | Globe valve | 850 kPa | 850 kPa |  | EU\Inbox\Combinations\Folder..6/..7\ | 34
145472 | H6040X16-S2+SVC24A-SR-TPC | H6040X16-S2+SVC24A-SR-TPC |  | H6040X16-S2 | + | SVC24A-SR-TPC | Fast runner | 1 | Scenario 2 |  | PPK¦SelectPro¦VDI3805¦Internet_EU |  |  | H6040X16-S2+SVC24A-SR-TPC | Globe valve | 850 kPa | 850 kPa |  | EU\Inbox\Combinations\Folder..6/..7\ | 32
145473 | H6040X16-S2/SVC24A-SR-TPC | H6040X16-S2/SVC24A-SR-TPC |  | H6040X16-S2 | / | SVC24A-SR-TPC | Fast runner | 1 | Scenario 2 |  | PPK¦SelectPro¦VDI3805¦Internet_EU |  |  | H6040X16-S2/SVC24A-SR-TPC | Globe valve | 850 kPa | 850 kPa |  | EU\Inbox\Combinations\Folder..6/..7\ | 33
145475 | H665S+AVK24A-SR-TPC | H665S+AVK24A-SR-TPC |  | H665S | + | AVK24A-SR-TPC | Actuator with emergency control function | 1 | Scenario 2 |  | PPK¦SelectPro¦VDI3805¦Internet_EU |  |  | H665S+AVK24A-SR-TPC | Globe valve | 400 kPa | 400 kPa |  | EU\Inbox\Combinations\Folder..6/..7\ | 34
145477 | H680S+AVK24A-SR-TPC | H680S+AVK24A-SR-TPC |  | H680S | + | AVK24A-SR-TPC | Actuator with emergency control function | 1 | Scenario 2 |  | PPK¦SelectPro¦VDI3805¦Internet_EU |  |  | H680S+AVK24A-SR-TPC | Globe valve | 250 kPa | 250 kPa |  | EU\Inbox\Combinations\Folder..6/..7\ | 34
153465 | D680N+GR24A-MP-5 | D680N+GR24A-MP-5 |  | D680N | + | GR24A-MP-5 | Communicative actuator | 0 | Scenario 1 Scenario 2 |  | PPK¦SelectPro¦VDI3805¦Internet_EU |  |  | D680N+GR24A-MP-5 | Butterfly valve | 1200 kPa | 2.4 kPa |  | EU\Inbox\Combinations\Folder..6/..7\ | 32
153466 | D680N/GR24A-MP-5 | D680N/GR24A-MP-5 |  | D680N | / | GR24A-MP-5 | Communicative actuator | 0 | Scenario 1 Scenario 2 |  | PPK¦SelectPro¦VDI3805¦Internet_EU |  |  | D680N/GR24A-MP-5 | Butterfly valve | 1200 kPa | 2.4 kPa |  | EU\Inbox\Combinations\Folder..6/..7\ | 30
153459 | D680N+GR230A-5 | D680N+GR230A-5 |  | D680N | + | GR230A-5 | Standard actuator | 0 | Scenario 1 |  | PPK¦SelectPro¦VDI3805¦Internet_EU |  |  | D680N+GR230A-5 | Butterfly valve | 1200 kPa | 2.4 kPa |  | EU\Inbox\Combinations\Folder..6/..7\ | 32
153460 | D680N/GR230A-5 | D680N/GR230A-5 |  | D680N | / | GR230A-5 | Standard actuator | 0 | Scenario 1 |  | PPK¦SelectPro¦VDI3805¦Internet_EU |  |  | D680N/GR230A-5 | Butterfly valve | 1200 kPa | 2.4 kPa |  | EU\Inbox\Combinations\Folder..6/..7\ | 32
153461 | D680N+GR24A-5 | D680N+GR24A-5 |  | D680N | + | GR24A-5 | Standard actuator | 0 | Scenario 1 |  | PPK¦SelectPro¦VDI3805¦Internet_EU |  |  | D680N+GR24A-5 | Butterfly valve | 1200 kPa | 2.4 kPa |  | EU\Inbox\Combinations\Folder..6/..7\ | 32
153462 | D680N/GR24A-5 | D680N/GR24A-5 |  | D680N | / | GR24A-5 | Standard actuator | 0 | Scenario 1 |  | PPK¦SelectPro¦VDI3805¦Internet_EU |  |  | D680N/GR24A-5 | Butterfly valve | 1200 kPa | 2.4 kPa |  | EU\Inbox\Combinations\Folder..6/..7\ | 31
166766 | R513+LR24A-MP | R513+LR24A-MP |  | R513 | + | LR24A-MP | Communicative actuator | 0 | Scenario 2 |  | PPK¦SelectPro¦VDI3805¦Internet_EU |  |  | R513+LR24A-MP | Characterised control valve | 1400 kPa | 200 kPa |  | EU\Inbox\Combinations\Folder..4/..5\ | 33
166767 | R513/LR24A-MP | R513/LR24A-MP |  | R513 | / | LR24A-MP | Communicative actuator | 0 | Scenario 2 |  | PPK¦SelectPro¦VDI3805¦Internet_EU |  |  | R513/LR24A-MP | Characterised control valve | 1400 kPa | 200 kPa |  | EU\Inbox\Combinations\Folder..4/..5\ | 33
173158 | D6350N+SY6-230-3-T | D6350N+SY6-230-3-T |  | D6350N | + | SY6-230-3-T | Fast runner | 0 | Scenario 1 |  | PPK¦SelectPro¦VDI3805¦Internet_EU |  |  | D6350N+SY6-230-3-T | Butterfly valve |  | 1.5 kPa |  | EU\Inbox\Combinations\Folder..6/..7\ | 29
173159 | D6350N/SY6-230-3-T | D6350N/SY6-230-3-T |  | D6350N | / | SY6-230-3-T | Fast runner | 0 | Scenario 1 |  | PPK¦SelectPro¦VDI3805¦Internet_EU |  |  | D6350N/SY6-230-3-T | Butterfly valve |  | 1.5 kPa |  | EU\Inbox\Combinations\Folder..6/..7\ | 29
191609 | D680NL+GR230A-5 | D680NL+GR230A-5 |  | D680NL | + | GR230A-5 | Standard actuator | 0 | Scenario 1 |  | PPK¦SelectPro¦VDI3805¦Internet_EU |  |  | D680NL+GR230A-5 | Butterfly valve | 1200 kPa | 2.4 kPa |  | EU\Inbox\Combinations\Folder..6/..7\ | 29
191610 | D680NL/GR230A-5 | D680NL/GR230A-5 |  | D680NL | / | GR230A-5 | Standard actuator | 0 | Scenario 1 |  | PPK¦SelectPro¦VDI3805¦Internet_EU |  |  | D680NL/GR230A-5 | Butterfly valve | 1200 kPa | 2.4 kPa |  | EU\Inbox\Combinations\Folder..6/..7\ | 29
191611 | D680NL+GR24A-5 | D680NL+GR24A-5 |  | D680NL | + | GR24A-5 | Standard actuator | 0 | Scenario 1 |  | PPK¦SelectPro¦VDI3805¦Internet_EU |  |  | D680NL+GR24A-5 | Butterfly valve | 1200 kPa | 2.4 kPa |  | EU\Inbox\Combinations\Folder..6/..7\ | 29
191612 | D680NL/GR24A-5 | D680NL/GR24A-5 |  | D680NL | / | GR24A-5 | Standard actuator | 0 | Scenario 1 |  | PPK¦SelectPro¦VDI3805¦Internet_EU |  |  | D680NL/GR24A-5 | Butterfly valve | 1200 kPa | 2.4 kPa |  | EU\Inbox\Combinations\Folder..6/..7\ | 29
191615 | D680NL+GR24A-MP-5 | D680NL+GR24A-MP-5 |  | D680NL | + | GR24A-MP-5 | Communicative actuator | 0 | Scenario 1 Scenario 2 |  | PPK¦SelectPro¦VDI3805¦Internet_EU |  |  | D680NL+GR24A-MP-5 | Butterfly valve | 1200 kPa | 2.4 kPa |  | EU\Inbox\Combinations\Folder..6/..7\ | 28
191616 | D680NL/GR24A-MP-5 | D680NL/GR24A-MP-5 |  | D680NL | / | GR24A-MP-5 | Communicative actuator | 0 | Scenario 1 Scenario 2 |  | PPK¦SelectPro¦VDI3805¦Internet_EU |  |  | D680NL/GR24A-MP-5 | Butterfly valve | 1200 kPa | 2.4 kPa |  | EU\Inbox\Combinations\Folder..6/..7\ | 28
223240 | R6015R-B1+LR24A-MP | R6015R-B1+LR24A-MP |  | R6015R-B1 | + | LR24A-MP | Communicative actuator | 0 | Scenario 1 |  | PPK¦SelectPro¦VDI3805¦Internet_EU |  |  | R6015R-B1+LR24A-MP | Open-close ball valve | 600 kPa | 100 kPa |  | EU\Inbox\Combinations\Folder..6/..7\ | 27
223241 | R6015R-B1/LR24A-MP | R6015R-B1/LR24A-MP |  | R6015R-B1 | / | LR24A-MP | Communicative actuator | 0 | Scenario 1 |  | PPK¦SelectPro¦VDI3805¦Internet_EU |  |  | R6015R-B1/LR24A-MP | Open-close ball valve | 600 kPa | 100 kPa |  | EU\Inbox\Combinations\Folder..6/..7\ | 27
223075 | R2025-S2+LR24A-MP | R2025-S2+LR24A-MP |  | R2025-S2 | + | LR24A-MP | Communicative actuator | 0 | Scenario 1 |  | PPK¦SelectPro¦VDI3805¦Internet_EU |  |  | R2025-S2+LR24A-MP | Open-close ball valve | 1400 kPa | 1000 kPa |  | EU\Inbox\Combinations\Folder..2/..3\ | 32
223212 | R3025-BL2+LR24A-MP | R3025-BL2+LR24A-MP |  | R3025-BL2 | + | LR24A-MP | Communicative actuator | 0 | Scenario 1 |  | PPK¦SelectPro¦VDI3805¦Internet_EU |  |  | R3025-BL2+LR24A-MP | Change-over ball valve | 500 kPa | 350 kPa |  | EU\Inbox\Combinations\Folder..2/..3\ | 27
223076 | R2025-S2/LR24A-MP | R2025-S2/LR24A-MP |  | R2025-S2 | / | LR24A-MP | Communicative actuator | 0 | Scenario 1 |  | PPK¦SelectPro¦VDI3805¦Internet_EU |  |  | R2025-S2/LR24A-MP | Open-close ball valve | 1400 kPa | 1000 kPa |  | EU\Inbox\Combinations\Folder..2/..3\ | 31
223213 | R3025-BL2/LR24A-MP | R3025-BL2/LR24A-MP |  | R3025-BL2 | / | LR24A-MP | Communicative actuator | 0 | Scenario 1 |  | PPK¦SelectPro¦VDI3805¦Internet_EU |  |  | R3025-BL2/LR24A-MP | Change-over ball valve | 500 kPa | 350 kPa |  | EU\Inbox\Combinations\Folder..2/..3\ | 27
223218 | R3025-S2+LR24A-MP | R3025-S2+LR24A-MP |  | R3025-S2 | + | LR24A-MP | Communicative actuator | 0 | Scenario 1 |  | PPK¦SelectPro¦VDI3805¦Internet_EU |  |  | R3025-S2+LR24A-MP | Change-over ball valve | 1400 kPa | 1000 kPa |  | EU\Inbox\Combinations\Folder..2/..3\ | 28
223178 | R3020-BL2+LR24A-MP | R3020-BL2+LR24A-MP |  | R3020-BL2 | + | LR24A-MP | Communicative actuator | 0 | Scenario 1 |  | PPK¦SelectPro¦VDI3805¦Internet_EU |  |  | R3020-BL2+LR24A-MP | Change-over ball valve | 500 kPa | 350 kPa |  | EU\Inbox\Combinations\Folder..2/..3\ | 27
223219 | R3025-S2/LR24A-MP | R3025-S2/LR24A-MP |  | R3025-S2 | / | LR24A-MP | Communicative actuator | 0 | Scenario 1 |  | PPK¦SelectPro¦VDI3805¦Internet_EU |  |  | R3025-S2/LR24A-MP | Change-over ball valve | 1400 kPa | 1000 kPa |  | EU\Inbox\Combinations\Folder..2/..3\ | 28
223179 | R3020-BL2/LR24A-MP | R3020-BL2/LR24A-MP |  | R3020-BL2 | / | LR24A-MP | Communicative actuator | 0 | Scenario 1 |  | PPK¦SelectPro¦VDI3805¦Internet_EU |  |  | R3020-BL2/LR24A-MP | Change-over ball valve | 500 kPa | 350 kPa |  | EU\Inbox\Combinations\Folder..2/..3\ | 27
223132 | R3015-BL1+LR24A-MP | R3015-BL1+LR24A-MP |  | R3015-BL1 | + | LR24A-MP | Communicative actuator | 0 | Scenario 1 |  | PPK¦SelectPro¦VDI3805¦Internet_EU |  |  | R3015-BL1+LR24A-MP | Change-over ball valve | 500 kPa | 350 kPa |  | EU\Inbox\Combinations\Folder..2/..3\ | 27
223133 | R3015-BL1/LR24A-MP | R3015-BL1/LR24A-MP |  | R3015-BL1 | / | LR24A-MP | Communicative actuator | 0 | Scenario 1 |  | PPK¦SelectPro¦VDI3805¦Internet_EU |  |  | R3015-BL1/LR24A-MP | Change-over ball valve | 500 kPa | 350 kPa |  | EU\Inbox\Combinations\Folder..2/..3\ | 27
223184 | R3020-S2+LR24A-MP | R3020-S2+LR24A-MP |  | R3020-S2 | + | LR24A-MP | Communicative actuator | 0 | Scenario 1 |  | PPK¦SelectPro¦VDI3805¦Internet_EU |  |  | R3020-S2+LR24A-MP | Change-over ball valve | 1400 kPa | 1000 kPa |  | EU\Inbox\Combinations\Folder..2/..3\ | 28
223185 | R3020-S2/LR24A-MP | R3020-S2/LR24A-MP |  | R3020-S2 | / | LR24A-MP | Communicative actuator | 0 | Scenario 1 |  | PPK¦SelectPro¦VDI3805¦Internet_EU |  |  | R3020-S2/LR24A-MP | Change-over ball valve | 1400 kPa | 1000 kPa |  | EU\Inbox\Combinations\Folder..2/..3\ | 28
223366 | R3050-BL4+SR24A-MP | R3050-BL4+SR24A-MP |  | R3050-BL4 | + | SR24A-MP | Communicative actuator | 0 | Scenario 1 |  | PPK¦SelectPro¦VDI3805¦Internet_EU |  |  | R3050-BL4+SR24A-MP | Change-over ball valve | 500 kPa | 350 kPa |  | EU\Inbox\Combinations\Folder..2/..3\ | 29
223367 | R3050-BL4/SR24A-MP | R3050-BL4/SR24A-MP |  | R3050-BL4 | / | SR24A-MP | Communicative actuator | 0 | Scenario 1 |  | PPK¦SelectPro¦VDI3805¦Internet_EU |  |  | R3050-BL4/SR24A-MP | Change-over ball valve | 500 kPa | 350 kPa |  | EU\Inbox\Combinations\Folder..2/..3\ | 29
223150 | R3015-S1+LR24A-MP | R3015-S1+LR24A-MP |  | R3015-S1 | + | LR24A-MP | Communicative actuator | 0 | Scenario 1 |  | PPK¦SelectPro¦VDI3805¦Internet_EU |  |  | R3015-S1+LR24A-MP | Change-over ball valve | 1400 kPa | 1000 kPa |  | EU\Inbox\Combinations\Folder..2/..3\ | 28
223151 | R3015-S1/LR24A-MP | R3015-S1/LR24A-MP |  | R3015-S1 | / | LR24A-MP | Communicative actuator | 0 | Scenario 1 |  | PPK¦SelectPro¦VDI3805¦Internet_EU |  |  | R3015-S1/LR24A-MP | Change-over ball valve | 1400 kPa | 1000 kPa |  | EU\Inbox\Combinations\Folder..2/..3\ | 28
223378 | R3050-S4+SR24A-MP | R3050-S4+SR24A-MP |  | R3050-S4 | + | SR24A-MP | Communicative actuator | 0 | Scenario 1 |  | PPK¦SelectPro¦VDI3805¦Internet_EU |  |  | R3050-S4+SR24A-MP | Change-over ball valve | 1400 kPa | 1000 kPa |  | EU\Inbox\Combinations\Folder..2/..3\ | 28
223379 | R3050-S4/SR24A-MP | R3050-S4/SR24A-MP |  | R3050-S4 | / | SR24A-MP | Communicative actuator | 0 | Scenario 1 |  | PPK¦SelectPro¦VDI3805¦Internet_EU |  |  | R3050-S4/SR24A-MP | Change-over ball valve | 1400 kPa | 1000 kPa |  | EU\Inbox\Combinations\Folder..2/..3\ | 28
223825 | R7020R-B1/LR24A-MP | R7020R-B1/LR24A-MP |  | R7020R-B1 | / | LR24A-MP | Communicative actuator | 0 | Scenario 1 |  | PPK¦SelectPro¦VDI3805¦Internet_EU |  |  | R7020R-B1/LR24A-MP | Change-over ball valve | 600 kPa | 100 kPa |  | EU\Inbox\Combinations\Folder..6/..7\ | 25
223832 | R7025R-B2+LR24A-MP | R7025R-B2+LR24A-MP |  | R7025R-B2 | + | LR24A-MP | Communicative actuator | 0 | Scenario 1 |  | PPK¦SelectPro¦VDI3805¦Internet_EU |  |  | R7025R-B2+LR24A-MP | Change-over ball valve | 600 kPa | 100 kPa |  | EU\Inbox\Combinations\Folder..6/..7\ | 25
223833 | R7025R-B2/LR24A-MP | R7025R-B2/LR24A-MP |  | R7025R-B2 | / | LR24A-MP | Communicative actuator | 0 | Scenario 1 |  | PPK¦SelectPro¦VDI3805¦Internet_EU |  |  | R7025R-B2/LR24A-MP | Change-over ball valve | 600 kPa | 100 kPa |  | EU\Inbox\Combinations\Folder..6/..7\ | 25
223796 | R6020R-B1+LR24A-MP | R6020R-B1+LR24A-MP |  | R6020R-B1 | + | LR24A-MP | Communicative actuator | 0 | Scenario 1 |  | PPK¦SelectPro¦VDI3805¦Internet_EU |  |  | R6020R-B1+LR24A-MP | Open-close ball valve | 600 kPa | 100 kPa |  | EU\Inbox\Combinations\Folder..6/..7\ | 25
223797 | R6020R-B1/LR24A-MP | R6020R-B1/LR24A-MP |  | R6020R-B1 | / | LR24A-MP | Communicative actuator | 0 | Scenario 1 |  | PPK¦SelectPro¦VDI3805¦Internet_EU |  |  | R6020R-B1/LR24A-MP | Open-close ball valve | 600 kPa | 100 kPa |  | EU\Inbox\Combinations\Folder..6/..7\ | 25
223804 | R6025R-B2+LR24A-MP | R6025R-B2+LR24A-MP |  | R6025R-B2 | + | LR24A-MP | Communicative actuator | 0 | Scenario 1 |  | PPK¦SelectPro¦VDI3805¦Internet_EU |  |  | R6025R-B2+LR24A-MP | Open-close ball valve | 600 kPa | 100 kPa |  | EU\Inbox\Combinations\Folder..6/..7\ | 25
223805 | R6025R-B2/LR24A-MP | R6025R-B2/LR24A-MP |  | R6025R-B2 | / | LR24A-MP | Communicative actuator | 0 | Scenario 1 |  | PPK¦SelectPro¦VDI3805¦Internet_EU |  |  | R6025R-B2/LR24A-MP | Open-close ball valve | 600 kPa | 100 kPa |  | EU\Inbox\Combinations\Folder..6/..7\ | 25
223812 | R7015R-B1+LR24A-MP | R7015R-B1+LR24A-MP |  | R7015R-B1 | + | LR24A-MP | Communicative actuator | 0 | Scenario 1 |  | PPK¦SelectPro¦VDI3805¦Internet_EU |  |  | R7015R-B1+LR24A-MP | Change-over ball valve | 600 kPa | 100 kPa |  | EU\Inbox\Combinations\Folder..6/..7\ | 25
223813 | R7015R-B1/LR24A-MP | R7015R-B1/LR24A-MP |  | R7015R-B1 | / | LR24A-MP | Communicative actuator | 0 | Scenario 1 |  | PPK¦SelectPro¦VDI3805¦Internet_EU |  |  | R7015R-B1/LR24A-MP | Change-over ball valve | 600 kPa | 100 kPa |  | EU\Inbox\Combinations\Folder..6/..7\ | 25
223824 | R7020R-B1+LR24A-MP | R7020R-B1+LR24A-MP |  | R7020R-B1 | + | LR24A-MP | Communicative actuator | 0 | Scenario 1 |  | PPK¦SelectPro¦VDI3805¦Internet_EU |  |  | R7020R-B1+LR24A-MP | Change-over ball valve | 600 kPa | 100 kPa |  | EU\Inbox\Combinations\Folder..6/..7\ | 25
224768 | R3032-BL3+NR24A-MP | R3032-BL3+NR24A-MP |  | R3032-BL3 | + | NR24A-MP | Communicative actuator | 0 | Scenario 1 |  | PPK¦SelectPro¦VDI3805¦Internet_EU |  |  | R3032-BL3+NR24A-MP | Change-over ball valve | 500 kPa | 350 kPa |  | EU\Inbox\Combinations\Folder..2/..3\ | 27
224769 | R3032-BL3/NR24A-MP | R3032-BL3/NR24A-MP |  | R3032-BL3 | / | NR24A-MP | Communicative actuator | 0 | Scenario 1 |  | PPK¦SelectPro¦VDI3805¦Internet_EU |  |  | R3032-BL3/NR24A-MP | Change-over ball valve | 500 kPa | 350 kPa |  | EU\Inbox\Combinations\Folder..2/..3\ | 27
224778 | R3032-S3+NR24A-MP | R3032-S3+NR24A-MP |  | R3032-S3 | + | NR24A-MP | Communicative actuator | 0 | Scenario 1 |  | PPK¦SelectPro¦VDI3805¦Internet_EU |  |  | R3032-S3+NR24A-MP | Change-over ball valve | 1400 kPa | 1000 kPa |  | EU\Inbox\Combinations\Folder..2/..3\ | 28
224779 | R3032-S3/NR24A-MP | R3032-S3/NR24A-MP |  | R3032-S3 | / | NR24A-MP | Communicative actuator | 0 | Scenario 1 |  | PPK¦SelectPro¦VDI3805¦Internet_EU |  |  | R3032-S3/NR24A-MP | Change-over ball valve | 1400 kPa | 1000 kPa |  | EU\Inbox\Combinations\Folder..2/..3\ | 28
224880 | R3050-BL3+NR24A-MP | R3050-BL3+NR24A-MP |  | R3050-BL3 | + | NR24A-MP | Communicative actuator | 0 | Scenario 1 |  | PPK¦SelectPro¦VDI3805¦Internet_EU |  |  | R3050-BL3+NR24A-MP | Change-over ball valve | 500 kPa | 350 kPa |  | EU\Inbox\Combinations\Folder..2/..3\ | 26
224881 | R3050-BL3/NR24A-MP | R3050-BL3/NR24A-MP |  | R3050-BL3 | / | NR24A-MP | Communicative actuator | 0 | Scenario 1 |  | PPK¦SelectPro¦VDI3805¦Internet_EU |  |  | R3050-BL3/NR24A-MP | Change-over ball valve | 500 kPa | 350 kPa |  | EU\Inbox\Combinations\Folder..2/..3\ | 26
224834 | R3040-S3+NR24A-MP | R3040-S3+NR24A-MP |  | R3040-S3 | + | NR24A-MP | Communicative actuator | 0 | Scenario 1 |  | PPK¦SelectPro¦VDI3805¦Internet_EU |  |  | R3040-S3+NR24A-MP | Change-over ball valve | 1400 kPa | 1000 kPa |  | EU\Inbox\Combinations\Folder..2/..3\ | 28
224835 | R3040-S3/NR24A-MP | R3040-S3/NR24A-MP |  | R3040-S3 | / | NR24A-MP | Communicative actuator | 0 | Scenario 1 |  | PPK¦SelectPro¦VDI3805¦Internet_EU |  |  | R3040-S3/NR24A-MP | Change-over ball valve | 1400 kPa | 1000 kPa |  | EU\Inbox\Combinations\Folder..2/..3\ | 28
224824 | R3040-BL3+NR24A-MP | R3040-BL3+NR24A-MP |  | R3040-BL3 | + | NR24A-MP | Communicative actuator | 0 | Scenario 1 |  | PPK¦SelectPro¦VDI3805¦Internet_EU |  |  | R3040-BL3+NR24A-MP | Change-over ball valve | 500 kPa | 350 kPa |  | EU\Inbox\Combinations\Folder..2/..3\ | 27
224825 | R3040-BL3/NR24A-MP | R3040-BL3/NR24A-MP |  | R3040-BL3 | / | NR24A-MP | Communicative actuator | 0 | Scenario 1 |  | PPK¦SelectPro¦VDI3805¦Internet_EU |  |  | R3040-BL3/NR24A-MP | Change-over ball valve | 500 kPa | 350 kPa |  | EU\Inbox\Combinations\Folder..2/..3\ | 27
225500 | R6050R-B3+NR24A-MP | R6050R-B3+NR24A-MP |  | R6050R-B3 | + | NR24A-MP | Communicative actuator | 0 | Scenario 1 |  | PPK¦SelectPro¦VDI3805¦Internet_EU |  |  | R6050R-B3+NR24A-MP | Open-close ball valve | 600 kPa | 100 kPa |  | EU\Inbox\Combinations\Folder..6/..7\ | 24
225501 | R6050R-B3/NR24A-MP | R6050R-B3/NR24A-MP |  | R6050R-B3 | / | NR24A-MP | Communicative actuator | 0 | Scenario 1 |  | PPK¦SelectPro¦VDI3805¦Internet_EU |  |  | R6050R-B3/NR24A-MP | Open-close ball valve | 600 kPa | 100 kPa |  | EU\Inbox\Combinations\Folder..6/..7\ | 24
225480 | R6032R-B3+NR24A-MP | R6032R-B3+NR24A-MP |  | R6032R-B3 | + | NR24A-MP | Communicative actuator | 0 | Scenario 1 |  | PPK¦SelectPro¦VDI3805¦Internet_EU |  |  | R6032R-B3+NR24A-MP | Open-close ball valve | 600 kPa | 100 kPa |  | EU\Inbox\Combinations\Folder..6/..7\ | 25
225481 | R6032R-B3/NR24A-MP | R6032R-B3/NR24A-MP |  | R6032R-B3 | / | NR24A-MP | Communicative actuator | 0 | Scenario 1 |  | PPK¦SelectPro¦VDI3805¦Internet_EU |  |  | R6032R-B3/NR24A-MP | Open-close ball valve | 600 kPa | 100 kPa |  | EU\Inbox\Combinations\Folder..6/..7\ | 25
225490 | R6040R-B3+NR24A-MP | R6040R-B3+NR24A-MP |  | R6040R-B3 | + | NR24A-MP | Communicative actuator | 0 | Scenario 1 |  | PPK¦SelectPro¦VDI3805¦Internet_EU |  |  | R6040R-B3+NR24A-MP | Open-close ball valve | 600 kPa | 100 kPa |  | EU\Inbox\Combinations\Folder..6/..7\ | 25
225491 | R6040R-B3/NR24A-MP | R6040R-B3/NR24A-MP |  | R6040R-B3 | / | NR24A-MP | Communicative actuator | 0 | Scenario 1 |  | PPK¦SelectPro¦VDI3805¦Internet_EU |  |  | R6040R-B3/NR24A-MP | Open-close ball valve | 600 kPa | 100 kPa |  | EU\Inbox\Combinations\Folder..6/..7\ | 25
226084 | R7040R-B3+NR24A-MP | R7040R-B3+NR24A-MP |  | R7040R-B3 | + | NR24A-MP | Communicative actuator | 0 | Scenario 1 |  | PPK¦SelectPro¦VDI3805¦Internet_EU |  |  | R7040R-B3+NR24A-MP | Change-over ball valve | 600 kPa | 100 kPa |  | EU\Inbox\Combinations\Folder..6/..7\ | 27
226085 | R7040R-B3/NR24A-MP | R7040R-B3/NR24A-MP |  | R7040R-B3 | / | NR24A-MP | Communicative actuator | 0 | Scenario 1 |  | PPK¦SelectPro¦VDI3805¦Internet_EU |  |  | R7040R-B3/NR24A-MP | Change-over ball valve | 600 kPa | 100 kPa |  | EU\Inbox\Combinations\Folder..6/..7\ | 27
226074 | R7032R-B3+NR24A-MP | R7032R-B3+NR24A-MP |  | R7032R-B3 | + | NR24A-MP | Communicative actuator | 0 | Scenario 1 |  | PPK¦SelectPro¦VDI3805¦Internet_EU |  |  | R7032R-B3+NR24A-MP | Change-over ball valve | 600 kPa | 100 kPa |  | EU\Inbox\Combinations\Folder..6/..7\ | 27
226075 | R7032R-B3/NR24A-MP | R7032R-B3/NR24A-MP |  | R7032R-B3 | / | NR24A-MP | Communicative actuator | 0 | Scenario 1 |  | PPK¦SelectPro¦VDI3805¦Internet_EU |  |  | R7032R-B3/NR24A-MP | Change-over ball valve | 600 kPa | 100 kPa |  | EU\Inbox\Combinations\Folder..6/..7\ | 27
226694 | R7050R-B3+NR24A-MP | R7050R-B3+NR24A-MP |  | R7050R-B3 | + | NR24A-MP | Communicative actuator | 0 | Scenario 1 |  | PPK¦SelectPro¦VDI3805¦Internet_EU |  |  | R7050R-B3+NR24A-MP | Change-over ball valve | 600 kPa | 100 kPa |  | EU\Inbox\Combinations\Folder..6/..7\ | 27
226695 | R7050R-B3/NR24A-MP | R7050R-B3/NR24A-MP |  | R7050R-B3 | / | NR24A-MP | Communicative actuator | 0 | Scenario 1 |  | PPK¦SelectPro¦VDI3805¦Internet_EU |  |  | R7050R-B3/NR24A-MP | Change-over ball valve | 600 kPa | 100 kPa |  | EU\Inbox\Combinations\Folder..6/..7\ | 27
230212 | R2032-S3+NR24A-MP | R2032-S3+NR24A-MP |  | R2032-S3 | + | NR24A-MP | Communicative actuator | 0 | Scenario 1 |  | PPK¦SelectPro¦VDI3805¦Internet_EU |  |  | R2032-S3+NR24A-MP | Open-close ball valve | 1400 kPa | 1000 kPa |  | EU\Inbox\Combinations\Folder..2/..3\ | 28
230213 | R2032-S3/NR24A-MP | R2032-S3/NR24A-MP |  | R2032-S3 | / | NR24A-MP | Communicative actuator | 0 | Scenario 1 |  | PPK¦SelectPro¦VDI3805¦Internet_EU |  |  | R2032-S3/NR24A-MP | Open-close ball valve | 1400 kPa | 1000 kPa |  | EU\Inbox\Combinations\Folder..2/..3\ | 28
230272 | R2040-S3+NR24A-MP | R2040-S3+NR24A-MP |  | R2040-S3 | + | NR24A-MP | Communicative actuator | 0 | Scenario 1 |  | PPK¦SelectPro¦VDI3805¦Internet_EU |  |  | R2040-S3+NR24A-MP | Open-close ball valve | 1400 kPa | 1000 kPa |  | EU\Inbox\Combinations\Folder..2/..3\ | 25
230273 | R2040-S3/NR24A-MP | R2040-S3/NR24A-MP |  | R2040-S3 | / | NR24A-MP | Communicative actuator | 0 | Scenario 1 |  | PPK¦SelectPro¦VDI3805¦Internet_EU |  |  | R2040-S3/NR24A-MP | Open-close ball valve | 1400 kPa | 1000 kPa |  | EU\Inbox\Combinations\Folder..2/..3\ | 25
230144 | R2050-S4+SR24A-MP | R2050-S4+SR24A-MP |  | R2050-S4 | + | SR24A-MP | Communicative actuator | 0 | Scenario 1 |  | PPK¦SelectPro¦VDI3805¦Internet_EU |  |  | R2050-S4+SR24A-MP | Open-close ball valve | 1400 kPa | 1000 kPa |  | EU\Inbox\Combinations\Folder..2/..3\ | 27
230145 | R2050-S4/SR24A-MP | R2050-S4/SR24A-MP |  | R2050-S4 | / | SR24A-MP | Communicative actuator | 0 | Scenario 1 |  | PPK¦SelectPro¦VDI3805¦Internet_EU |  |  | R2050-S4/SR24A-MP | Open-close ball valve | 1400 kPa | 1000 kPa |  | EU\Inbox\Combinations\Folder..2/..3\ | 27
231837 | R506K/LR24A-S | R506K/LR24A-S |  | R506K | / | LR24A-S | Standard actuator | 0 | Scenario 2 |  | PPK¦SelectPro¦VDI3805¦Internet_EU |  |  | R506K/LR24A-S | Characterised control valve | 1400 kPa | 200 kPa |  | EU\Inbox\Combinations\Folder..6/..7\ | 27
231838 | R506K+LR24A-SR | R506K+LR24A-SR |  | R506K | + | LR24A-SR | Standard actuator | 1 | Scenario 2 |  | PPK¦SelectPro¦VDI3805¦Internet_EU |  |  | R506K+LR24A-SR | Characterised control valve | 1400 kPa | 200 kPa |  | EU\Inbox\Combinations\Folder..6/..7\ | 28
231892 | R508K+LRC24A-SR | R508K+LRC24A-SR |  | R508K | + | LRC24A-SR | Fast runner | 1 | Scenario 2 |  | PPK¦SelectPro¦VDI3805¦Internet_EU |  |  | R508K+LRC24A-SR | Characterised control valve | 1400 kPa | 200 kPa |  | EU\Inbox\Combinations\Folder..6/..7\ | 28
231839 | R506K/LR24A-SR | R506K/LR24A-SR |  | R506K | / | LR24A-SR | Standard actuator | 1 | Scenario 2 |  | PPK¦SelectPro¦VDI3805¦Internet_EU |  |  | R506K/LR24A-SR | Characterised control valve | 1400 kPa | 200 kPa |  | EU\Inbox\Combinations\Folder..6/..7\ | 28
231893 | R508K/LRC24A-SR | R508K/LRC24A-SR |  | R508K | / | LRC24A-SR | Fast runner | 1 | Scenario 2 |  | PPK¦SelectPro¦VDI3805¦Internet_EU |  |  | R508K/LRC24A-SR | Characterised control valve | 1400 kPa | 200 kPa |  | EU\Inbox\Combinations\Folder..6/..7\ | 28
231844 | R506K+LRC24A-SR | R506K+LRC24A-SR |  | R506K | + | LRC24A-SR | Fast runner | 1 | Scenario 2 |  | PPK¦SelectPro¦VDI3805¦Internet_EU |  |  | R506K+LRC24A-SR | Characterised control valve | 1400 kPa | 200 kPa |  | EU\Inbox\Combinations\Folder..6/..7\ | 28
231845 | R506K/LRC24A-SR | R506K/LRC24A-SR |  | R506K | / | LRC24A-SR | Fast runner | 1 | Scenario 2 |  | PPK¦SelectPro¦VDI3805¦Internet_EU |  |  | R506K/LRC24A-SR | Characterised control valve | 1400 kPa | 200 kPa |  | EU\Inbox\Combinations\Folder..6/..7\ | 28
231848 | R507K+LR230A | R507K+LR230A |  | R507K | + | LR230A | Standard actuator | 1 | Scenario 2 |  | PPK¦SelectPro¦VDI3805¦Internet_EU |  |  | R507K+LR230A | Characterised control valve | 1400 kPa | 200 kPa |  | EU\Inbox\Combinations\Folder..6/..7\ | 28
231849 | R507K/LR230A | R507K/LR230A |  | R507K | / | LR230A | Standard actuator | 1 | Scenario 2 |  | PPK¦SelectPro¦VDI3805¦Internet_EU |  |  | R507K/LR230A | Characterised control valve | 1400 kPa | 200 kPa |  | EU\Inbox\Combinations\Folder..6/..7\ | 28
231850 | R507K+LR230A-S | R507K+LR230A-S |  | R507K | + | LR230A-S | Standard actuator | 0 | Scenario 2 |  | PPK¦SelectPro¦VDI3805¦Internet_EU |  |  | R507K+LR230A-S | Characterised control valve | 1400 kPa | 200 kPa |  | EU\Inbox\Combinations\Folder..6/..7\ | 27
231851 | R507K/LR230A-S | R507K/LR230A-S |  | R507K | / | LR230A-S | Standard actuator | 0 | Scenario 2 |  | PPK¦SelectPro¦VDI3805¦Internet_EU |  |  | R507K/LR230A-S | Characterised control valve | 1400 kPa | 200 kPa |  | EU\Inbox\Combinations\Folder..6/..7\ | 27
231852 | R507K+LR24A | R507K+LR24A |  | R507K | + | LR24A | Standard actuator | 1 | Scenario 2 |  | PPK¦SelectPro¦VDI3805¦Internet_EU |  |  | R507K+LR24A | Characterised control valve | 1400 kPa | 200 kPa |  | EU\Inbox\Combinations\Folder..6/..7\ | 28
231853 | R507K/LR24A | R507K/LR24A |  | R507K | / | LR24A | Standard actuator | 1 | Scenario 2 |  | PPK¦SelectPro¦VDI3805¦Internet_EU |  |  | R507K/LR24A | Characterised control valve | 1400 kPa | 200 kPa |  | EU\Inbox\Combinations\Folder..6/..7\ | 28
231800 | R505K+LR230A | R505K+LR230A |  | R505K | + | LR230A | Standard actuator | 1 | Scenario 2 |  | PPK¦SelectPro¦VDI3805¦Internet_EU |  |  | R505K+LR230A | Characterised control valve | 1400 kPa | 200 kPa |  | EU\Inbox\Combinations\Folder..6/..7\ | 28
231801 | R505K/LR230A | R505K/LR230A |  | R505K | / | LR230A | Standard actuator | 1 | Scenario 2 |  | PPK¦SelectPro¦VDI3805¦Internet_EU |  |  | R505K/LR230A | Characterised control valve | 1400 kPa | 200 kPa |  | EU\Inbox\Combinations\Folder..6/..7\ | 28
231802 | R505K+LR230A-S | R505K+LR230A-S |  | R505K | + | LR230A-S | Standard actuator | 0 | Scenario 2 |  | PPK¦SelectPro¦VDI3805¦Internet_EU |  |  | R505K+LR230A-S | Characterised control valve | 1400 kPa | 200 kPa |  | EU\Inbox\Combinations\Folder..6/..7\ | 27
231856 | R507K+LR24A-MP | R507K+LR24A-MP |  | R507K | + | LR24A-MP | Communicative actuator | 0 | Scenario 2 |  | PPK¦SelectPro¦VDI3805¦Internet_EU |  |  | R507K+LR24A-MP | Characterised control valve | 1400 kPa | 200 kPa |  | EU\Inbox\Combinations\Folder..6/..7\ | 27
231803 | R505K/LR230A-S | R505K/LR230A-S |  | R505K | / | LR230A-S | Standard actuator | 0 | Scenario 2 |  | PPK¦SelectPro¦VDI3805¦Internet_EU |  |  | R505K/LR230A-S | Characterised control valve | 1400 kPa | 200 kPa |  | EU\Inbox\Combinations\Folder..6/..7\ | 27
231857 | R507K/LR24A-MP | R507K/LR24A-MP |  | R507K | / | LR24A-MP | Communicative actuator | 0 | Scenario 2 |  | PPK¦SelectPro¦VDI3805¦Internet_EU |  |  | R507K/LR24A-MP | Characterised control valve | 1400 kPa | 200 kPa |  | EU\Inbox\Combinations\Folder..6/..7\ | 27
231874 | R508K+LR230A-S | R508K+LR230A-S |  | R508K | + | LR230A-S | Standard actuator | 0 | Scenario 2 |  | PPK¦SelectPro¦VDI3805¦Internet_EU |  |  | R508K+LR230A-S | Characterised control valve | 1400 kPa | 200 kPa |  | EU\Inbox\Combinations\Folder..6/..7\ | 27
231804 | R505K+LR24A | R505K+LR24A |  | R505K | + | LR24A | Standard actuator | 1 | Scenario 2 |  | PPK¦SelectPro¦VDI3805¦Internet_EU |  |  | R505K+LR24A | Characterised control valve | 1400 kPa | 200 kPa |  | EU\Inbox\Combinations\Folder..6/..7\ | 28
231860 | R507K+LR24A-S | R507K+LR24A-S |  | R507K | + | LR24A-S | Standard actuator | 0 | Scenario 2 |  | PPK¦SelectPro¦VDI3805¦Internet_EU |  |  | R507K+LR24A-S | Characterised control valve | 1400 kPa | 200 kPa |  | EU\Inbox\Combinations\Folder..6/..7\ | 27
231805 | R505K/LR24A | R505K/LR24A |  | R505K | / | LR24A | Standard actuator | 1 | Scenario 2 |  | PPK¦SelectPro¦VDI3805¦Internet_EU |  |  | R505K/LR24A | Characterised control valve | 1400 kPa | 200 kPa |  | EU\Inbox\Combinations\Folder..6/..7\ | 28
231861 | R507K/LR24A-S | R507K/LR24A-S |  | R507K | / | LR24A-S | Standard actuator | 0 | Scenario 2 |  | PPK¦SelectPro¦VDI3805¦Internet_EU |  |  | R507K/LR24A-S | Characterised control valve | 1400 kPa | 200 kPa |  | EU\Inbox\Combinations\Folder..6/..7\ | 27
231875 | R508K/LR230A-S | R508K/LR230A-S |  | R508K | / | LR230A-S | Standard actuator | 0 | Scenario 2 |  | PPK¦SelectPro¦VDI3805¦Internet_EU |  |  | R508K/LR230A-S | Characterised control valve | 1400 kPa | 200 kPa |  | EU\Inbox\Combinations\Folder..6/..7\ | 27
231862 | R507K+LR24A-SR | R507K+LR24A-SR |  | R507K | + | LR24A-SR | Standard actuator | 1 | Scenario 2 |  | PPK¦SelectPro¦VDI3805¦Internet_EU |  |  | R507K+LR24A-SR | Characterised control valve | 1400 kPa | 200 kPa |  | EU\Inbox\Combinations\Folder..6/..7\ | 28
231863 | R507K/LR24A-SR | R507K/LR24A-SR |  | R507K | / | LR24A-SR | Standard actuator | 1 | Scenario 2 |  | PPK¦SelectPro¦VDI3805¦Internet_EU |  |  | R507K/LR24A-SR | Characterised control valve | 1400 kPa | 200 kPa |  | EU\Inbox\Combinations\Folder..6/..7\ | 28
231876 | R508K+LR24A | R508K+LR24A |  | R508K | + | LR24A | Standard actuator | 1 | Scenario 2 |  | PPK¦SelectPro¦VDI3805¦Internet_EU |  |  | R508K+LR24A | Characterised control valve | 1400 kPa | 200 kPa |  | EU\Inbox\Combinations\Folder..6/..7\ | 28
231808 | R505K+LR24A-MP | R505K+LR24A-MP |  | R505K | + | LR24A-MP | Communicative actuator | 0 | Scenario 2 |  | PPK¦SelectPro¦VDI3805¦Internet_EU |  |  | R505K+LR24A-MP | Characterised control valve | 1400 kPa | 200 kPa |  | EU\Inbox\Combinations\Folder..6/..7\ | 27
231809 | R505K/LR24A-MP | R505K/LR24A-MP |  | R505K | / | LR24A-MP | Communicative actuator | 0 | Scenario 2 |  | PPK¦SelectPro¦VDI3805¦Internet_EU |  |  | R505K/LR24A-MP | Characterised control valve | 1400 kPa | 200 kPa |  | EU\Inbox\Combinations\Folder..6/..7\ | 27
231877 | R508K/LR24A | R508K/LR24A |  | R508K | / | LR24A | Standard actuator | 1 | Scenario 2 |  | PPK¦SelectPro¦VDI3805¦Internet_EU |  |  | R508K/LR24A | Characterised control valve | 1400 kPa | 200 kPa |  | EU\Inbox\Combinations\Folder..6/..7\ | 28
231812 | R505K+LR24A-S | R505K+LR24A-S |  | R505K | + | LR24A-S | Standard actuator | 0 | Scenario 2 |  | PPK¦SelectPro¦VDI3805¦Internet_EU |  |  | R505K+LR24A-S | Characterised control valve | 1400 kPa | 200 kPa |  | EU\Inbox\Combinations\Folder..6/..7\ | 27
231813 | R505K/LR24A-S | R505K/LR24A-S |  | R505K | / | LR24A-S | Standard actuator | 0 | Scenario 2 |  | PPK¦SelectPro¦VDI3805¦Internet_EU |  |  | R505K/LR24A-S | Characterised control valve | 1400 kPa | 200 kPa |  | EU\Inbox\Combinations\Folder..6/..7\ | 27
231814 | R505K+LR24A-SR | R505K+LR24A-SR |  | R505K | + | LR24A-SR | Standard actuator | 1 | Scenario 2 |  | PPK¦SelectPro¦VDI3805¦Internet_EU |  |  | R505K+LR24A-SR | Characterised control valve | 1400 kPa | 200 kPa |  | EU\Inbox\Combinations\Folder..6/..7\ | 28
231868 | R507K+LRC24A-SR | R507K+LRC24A-SR |  | R507K | + | LRC24A-SR | Fast runner | 1 | Scenario 2 |  | PPK¦SelectPro¦VDI3805¦Internet_EU |  |  | R507K+LRC24A-SR | Characterised control valve | 1400 kPa | 200 kPa |  | EU\Inbox\Combinations\Folder..6/..7\ | 28
231815 | R505K/LR24A-SR | R505K/LR24A-SR |  | R505K | / | LR24A-SR | Standard actuator | 1 | Scenario 2 |  | PPK¦SelectPro¦VDI3805¦Internet_EU |  |  | R505K/LR24A-SR | Characterised control valve | 1400 kPa | 200 kPa |  | EU\Inbox\Combinations\Folder..6/..7\ | 28
231869 | R507K/LRC24A-SR | R507K/LRC24A-SR |  | R507K | / | LRC24A-SR | Fast runner | 1 | Scenario 2 |  | PPK¦SelectPro¦VDI3805¦Internet_EU |  |  | R507K/LRC24A-SR | Characterised control valve | 1400 kPa | 200 kPa |  | EU\Inbox\Combinations\Folder..6/..7\ | 28
231880 | R508K+LR24A-MP | R508K+LR24A-MP |  | R508K | + | LR24A-MP | Communicative actuator | 0 | Scenario 2 |  | PPK¦SelectPro¦VDI3805¦Internet_EU |  |  | R508K+LR24A-MP | Characterised control valve | 1400 kPa | 200 kPa |  | EU\Inbox\Combinations\Folder..6/..7\ | 27
231872 | R508K+LR230A | R508K+LR230A |  | R508K | + | LR230A | Standard actuator | 1 | Scenario 2 |  | PPK¦SelectPro¦VDI3805¦Internet_EU |  |  | R508K+LR230A | Characterised control valve | 1400 kPa | 200 kPa |  | EU\Inbox\Combinations\Folder..6/..7\ | 28
231873 | R508K/LR230A | R508K/LR230A |  | R508K | / | LR230A | Standard actuator | 1 | Scenario 2 |  | PPK¦SelectPro¦VDI3805¦Internet_EU |  |  | R508K/LR230A | Characterised control valve | 1400 kPa | 200 kPa |  | EU\Inbox\Combinations\Folder..6/..7\ | 28
231881 | R508K/LR24A-MP | R508K/LR24A-MP |  | R508K | / | LR24A-MP | Communicative actuator | 0 | Scenario 2 |  | PPK¦SelectPro¦VDI3805¦Internet_EU |  |  | R508K/LR24A-MP | Characterised control valve | 1400 kPa | 200 kPa |  | EU\Inbox\Combinations\Folder..6/..7\ | 27
231820 | R505K+LRC24A-SR | R505K+LRC24A-SR |  | R505K | + | LRC24A-SR | Fast runner | 1 | Scenario 2 |  | PPK¦SelectPro¦VDI3805¦Internet_EU |  |  | R505K+LRC24A-SR | Characterised control valve | 1400 kPa | 200 kPa |  | EU\Inbox\Combinations\Folder..6/..7\ | 28
231821 | R505K/LRC24A-SR | R505K/LRC24A-SR |  | R505K | / | LRC24A-SR | Fast runner | 1 | Scenario 2 |  | PPK¦SelectPro¦VDI3805¦Internet_EU |  |  | R505K/LRC24A-SR | Characterised control valve | 1400 kPa | 200 kPa |  | EU\Inbox\Combinations\Folder..6/..7\ | 28
231884 | R508K+LR24A-S | R508K+LR24A-S |  | R508K | + | LR24A-S | Standard actuator | 0 | Scenario 2 |  | PPK¦SelectPro¦VDI3805¦Internet_EU |  |  | R508K+LR24A-S | Characterised control valve | 1400 kPa | 200 kPa |  | EU\Inbox\Combinations\Folder..6/..7\ | 27
231885 | R508K/LR24A-S | R508K/LR24A-S |  | R508K | / | LR24A-S | Standard actuator | 0 | Scenario 2 |  | PPK¦SelectPro¦VDI3805¦Internet_EU |  |  | R508K/LR24A-S | Characterised control valve | 1400 kPa | 200 kPa |  | EU\Inbox\Combinations\Folder..6/..7\ | 27
231824 | R506K+LR230A | R506K+LR230A |  | R506K | + | LR230A | Standard actuator | 1 | Scenario 2 |  | PPK¦SelectPro¦VDI3805¦Internet_EU |  |  | R506K+LR230A | Characterised control valve | 1400 kPa | 200 kPa |  | EU\Inbox\Combinations\Folder..6/..7\ | 28
231825 | R506K/LR230A | R506K/LR230A |  | R506K | / | LR230A | Standard actuator | 1 | Scenario 2 |  | PPK¦SelectPro¦VDI3805¦Internet_EU |  |  | R506K/LR230A | Characterised control valve | 1400 kPa | 200 kPa |  | EU\Inbox\Combinations\Folder..6/..7\ | 28
231886 | R508K+LR24A-SR | R508K+LR24A-SR |  | R508K | + | LR24A-SR | Standard actuator | 1 | Scenario 2 |  | PPK¦SelectPro¦VDI3805¦Internet_EU |  |  | R508K+LR24A-SR | Characterised control valve | 1400 kPa | 200 kPa |  | EU\Inbox\Combinations\Folder..6/..7\ | 28
231826 | R506K+LR230A-S | R506K+LR230A-S |  | R506K | + | LR230A-S | Standard actuator | 0 | Scenario 2 |  | PPK¦SelectPro¦VDI3805¦Internet_EU |  |  | R506K+LR230A-S | Characterised control valve | 1400 kPa | 200 kPa |  | EU\Inbox\Combinations\Folder..6/..7\ | 27
231827 | R506K/LR230A-S | R506K/LR230A-S |  | R506K | / | LR230A-S | Standard actuator | 0 | Scenario 2 |  | PPK¦SelectPro¦VDI3805¦Internet_EU |  |  | R506K/LR230A-S | Characterised control valve | 1400 kPa | 200 kPa |  | EU\Inbox\Combinations\Folder..6/..7\ | 27
231887 | R508K/LR24A-SR | R508K/LR24A-SR |  | R508K | / | LR24A-SR | Standard actuator | 1 | Scenario 2 |  | PPK¦SelectPro¦VDI3805¦Internet_EU |  |  | R508K/LR24A-SR | Characterised control valve | 1400 kPa | 200 kPa |  | EU\Inbox\Combinations\Folder..6/..7\ | 28
231828 | R506K+LR24A | R506K+LR24A |  | R506K | + | LR24A | Standard actuator | 1 | Scenario 2 |  | PPK¦SelectPro¦VDI3805¦Internet_EU |  |  | R506K+LR24A | Characterised control valve | 1400 kPa | 200 kPa |  | EU\Inbox\Combinations\Folder..6/..7\ | 28
231829 | R506K/LR24A | R506K/LR24A |  | R506K | / | LR24A | Standard actuator | 1 | Scenario 2 |  | PPK¦SelectPro¦VDI3805¦Internet_EU |  |  | R506K/LR24A | Characterised control valve | 1400 kPa | 200 kPa |  | EU\Inbox\Combinations\Folder..6/..7\ | 28
231832 | R506K+LR24A-MP | R506K+LR24A-MP |  | R506K | + | LR24A-MP | Communicative actuator | 0 | Scenario 2 |  | PPK¦SelectPro¦VDI3805¦Internet_EU |  |  | R506K+LR24A-MP | Characterised control valve | 1400 kPa | 200 kPa |  | EU\Inbox\Combinations\Folder..6/..7\ | 27
231833 | R506K/LR24A-MP | R506K/LR24A-MP |  | R506K | / | LR24A-MP | Communicative actuator | 0 | Scenario 2 |  | PPK¦SelectPro¦VDI3805¦Internet_EU |  |  | R506K/LR24A-MP | Characterised control valve | 1400 kPa | 200 kPa |  | EU\Inbox\Combinations\Folder..6/..7\ | 27
231836 | R506K+LR24A-S | R506K+LR24A-S |  | R506K | + | LR24A-S | Standard actuator | 0 | Scenario 2 |  | PPK¦SelectPro¦VDI3805¦Internet_EU |  |  | R506K+LR24A-S | Characterised control valve | 1400 kPa | 200 kPa |  | EU\Inbox\Combinations\Folder..6/..7\ | 27
232744 | R2015-S1+LR24A-MP | R2015-S1+LR24A-MP |  | R2015-S1 | + | LR24A-MP | Communicative actuator | 0 | Scenario 1 |  | PPK¦SelectPro¦VDI3805¦Internet_EU |  |  | R2015-S1+LR24A-MP | Open-close ball valve | 1400 kPa | 1000 kPa |  | EU\Inbox\Combinations\Folder..2/..3\ | 27
232745 | R2015-S1/LR24A-MP | R2015-S1/LR24A-MP |  | R2015-S1 | / | LR24A-MP | Communicative actuator | 0 | Scenario 1 |  | PPK¦SelectPro¦VDI3805¦Internet_EU |  |  | R2015-S1/LR24A-MP | Open-close ball valve | 1400 kPa | 1000 kPa |  | EU\Inbox\Combinations\Folder..2/..3\ | 27
232780 | R2020-S2+LR24A-MP | R2020-S2+LR24A-MP |  | R2020-S2 | + | LR24A-MP | Communicative actuator | 0 | Scenario 1 |  | PPK¦SelectPro¦VDI3805¦Internet_EU |  |  | R2020-S2+LR24A-MP | Open-close ball valve | 1400 kPa | 1000 kPa |  | EU\Inbox\Combinations\Folder..2/..3\ | 27
232781 | R2020-S2/LR24A-MP | R2020-S2/LR24A-MP |  | R2020-S2 | / | LR24A-MP | Communicative actuator | 0 | Scenario 1 |  | PPK¦SelectPro¦VDI3805¦Internet_EU |  |  | R2020-S2/LR24A-MP | Open-close ball valve | 1400 kPa | 1000 kPa |  | EU\Inbox\Combinations\Folder..2/..3\ | 27
232898 | R3040-BL4+SR24A-MP | R3040-BL4+SR24A-MP |  | R3040-BL4 | + | SR24A-MP | Communicative actuator | 0 | Scenario 1 |  | PPK¦SelectPro¦VDI3805¦Internet_EU |  |  | R3040-BL4+SR24A-MP | Change-over ball valve | 500 kPa | 350 kPa |  | EU\Inbox\Combinations\Folder..2/..3\ | 30
232899 | R3040-BL4/SR24A-MP | R3040-BL4/SR24A-MP |  | R3040-BL4 | / | SR24A-MP | Communicative actuator | 0 | Scenario 1 |  | PPK¦SelectPro¦VDI3805¦Internet_EU |  |  | R3040-BL4/SR24A-MP | Change-over ball valve | 500 kPa | 350 kPa |  | EU\Inbox\Combinations\Folder..2/..3\ | 29
233149 | R405K/LR24A | R405K/LR24A |  | R405K | / | LR24A | Standard actuator | 1 | Scenario 2 |  | PPK¦SelectPro¦VDI3805¦Internet_EU |  |  | R405K/LR24A | Characterised control valve | 1400 kPa | 200 kPa |  | EU\Inbox\Combinations\Folder..4/..5\ | 28
233152 | R405K+LR24A-MP | R405K+LR24A-MP |  | R405K | + | LR24A-MP | Communicative actuator | 0 | Scenario 2 |  | PPK¦SelectPro¦VDI3805¦Internet_EU |  |  | R405K+LR24A-MP | Characterised control valve | 1400 kPa | 200 kPa |  | EU\Inbox\Combinations\Folder..4/..5\ | 31
233153 | R405K/LR24A-MP | R405K/LR24A-MP |  | R405K | / | LR24A-MP | Communicative actuator | 0 | Scenario 2 |  | PPK¦SelectPro¦VDI3805¦Internet_EU |  |  | R405K/LR24A-MP | Characterised control valve | 1400 kPa | 200 kPa |  | EU\Inbox\Combinations\Folder..4/..5\ | 27
233156 | R405K+LR24A-S | R405K+LR24A-S |  | R405K | + | LR24A-S | Standard actuator | 0 | Scenario 2 |  | PPK¦SelectPro¦VDI3805¦Internet_EU |  |  | R405K+LR24A-S | Characterised control valve | 1400 kPa | 200 kPa |  | EU\Inbox\Combinations\Folder..4/..5\ | 31
233157 | R405K/LR24A-S | R405K/LR24A-S |  | R405K | / | LR24A-S | Standard actuator | 0 | Scenario 2 |  | PPK¦SelectPro¦VDI3805¦Internet_EU |  |  | R405K/LR24A-S | Characterised control valve | 1400 kPa | 200 kPa |  | EU\Inbox\Combinations\Folder..4/..5\ | 27
233158 | R405K+LR24A-SR | R405K+LR24A-SR |  | R405K | + | LR24A-SR | Standard actuator | 1 | Scenario 2 |  | PPK¦SelectPro¦VDI3805¦Internet_EU |  |  | R405K+LR24A-SR | Characterised control valve | 1400 kPa | 200 kPa |  | EU\Inbox\Combinations\Folder..4/..5\ | 32
233159 | R405K/LR24A-SR | R405K/LR24A-SR |  | R405K | / | LR24A-SR | Standard actuator | 1 | Scenario 2 |  | PPK¦SelectPro¦VDI3805¦Internet_EU |  |  | R405K/LR24A-SR | Characterised control valve | 1400 kPa | 200 kPa |  | EU\Inbox\Combinations\Folder..4/..5\ | 28
233164 | R405K+LRC24A-SR | R405K+LRC24A-SR |  | R405K | + | LRC24A-SR | Fast runner | 1 | Scenario 2 |  | PPK¦SelectPro¦VDI3805¦Internet_EU |  |  | R405K+LRC24A-SR | Characterised control valve | 1400 kPa | 200 kPa |  | EU\Inbox\Combinations\Folder..4/..5\ | 32
233165 | R405K/LRC24A-SR | R405K/LRC24A-SR |  | R405K | / | LRC24A-SR | Fast runner | 1 | Scenario 2 |  | PPK¦SelectPro¦VDI3805¦Internet_EU |  |  | R405K/LRC24A-SR | Characterised control valve | 1400 kPa | 200 kPa |  | EU\Inbox\Combinations\Folder..4/..5\ | 29
233118 | R7032R-B3+NRFA | R7032R-B3+NRFA |  | R7032R-B3 | + | NRFA | Actuator with emergency control function | 1 | Scenario 1 |  | PPK¦SelectPro¦VDI3805¦Internet_EU |  |  | R7032R-B3+NRFA | Change-over ball valve | 600 kPa | 100 kPa |  | EU\Inbox\Combinations\Folder..6/..7\ | 32
233119 | R7032R-B3/NRFA | R7032R-B3/NRFA |  | R7032R-B3 | / | NRFA | Actuator with emergency control function | 1 | Scenario 1 |  | PPK¦SelectPro¦VDI3805¦Internet_EU |  |  | R7032R-B3/NRFA | Change-over ball valve | 600 kPa | 100 kPa |  | EU\Inbox\Combinations\Folder..6/..7\ | 31
233144 | R405K+LR230A | R405K+LR230A |  | R405K | + | LR230A | Standard actuator | 1 | Scenario 2 |  | PPK¦SelectPro¦VDI3805¦Internet_EU |  |  | R405K+LR230A | Characterised control valve | 1400 kPa | 200 kPa |  | EU\Inbox\Combinations\Folder..4/..5\ | 32
233145 | R405K/LR230A | R405K/LR230A |  | R405K | / | LR230A | Standard actuator | 1 | Scenario 2 |  | PPK¦SelectPro¦VDI3805¦Internet_EU |  |  | R405K/LR230A | Characterised control valve | 1400 kPa | 200 kPa |  | EU\Inbox\Combinations\Folder..4/..5\ | 27
233146 | R405K+LR230A-S | R405K+LR230A-S |  | R405K | + | LR230A-S | Standard actuator | 0 | Scenario 2 |  | PPK¦SelectPro¦VDI3805¦Internet_EU |  |  | R405K+LR230A-S | Characterised control valve | 1400 kPa | 200 kPa |  | EU\Inbox\Combinations\Folder..4/..5\ | 31
233147 | R405K/LR230A-S | R405K/LR230A-S |  | R405K | / | LR230A-S | Standard actuator | 0 | Scenario 2 |  | PPK¦SelectPro¦VDI3805¦Internet_EU |  |  | R405K/LR230A-S | Characterised control valve | 1400 kPa | 200 kPa |  | EU\Inbox\Combinations\Folder..4/..5\ | 27
233148 | R405K+LR24A | R405K+LR24A |  | R405K | + | LR24A | Standard actuator | 1 | Scenario 2 |  | PPK¦SelectPro¦VDI3805¦Internet_EU |  |  | R405K+LR24A | Characterised control valve | 1400 kPa | 200 kPa |  | EU\Inbox\Combinations\Folder..4/..5\ | 32
233429 | R407K/LR24A-MP | R407K/LR24A-MP |  | R407K | / | LR24A-MP | Communicative actuator | 0 | Scenario 2 |  | PPK¦SelectPro¦VDI3805¦Internet_EU |  |  | R407K/LR24A-MP | Characterised control valve | 1400 kPa | 200 kPa |  | EU\Inbox\Combinations\Folder..4/..5\ | 30
233432 | R407K+LR24A-S | R407K+LR24A-S |  | R407K | + | LR24A-S | Standard actuator | 0 | Scenario 2 |  | PPK¦SelectPro¦VDI3805¦Internet_EU |  |  | R407K+LR24A-S | Characterised control valve | 1400 kPa | 200 kPa |  | EU\Inbox\Combinations\Folder..4/..5\ | 32
233433 | R407K/LR24A-S | R407K/LR24A-S |  | R407K | / | LR24A-S | Standard actuator | 0 | Scenario 2 |  | PPK¦SelectPro¦VDI3805¦Internet_EU |  |  | R407K/LR24A-S | Characterised control valve | 1400 kPa | 200 kPa |  | EU\Inbox\Combinations\Folder..4/..5\ | 29
233356 | R407K+LR230A | R407K+LR230A |  | R407K | + | LR230A | Standard actuator | 1 | Scenario 2 |  | PPK¦SelectPro¦VDI3805¦Internet_EU |  |  | R407K+LR230A | Characterised control valve | 1400 kPa | 200 kPa |  | EU\Inbox\Combinations\Folder..4/..5\ | 33
233357 | R407K/LR230A | R407K/LR230A |  | R407K | / | LR230A | Standard actuator | 1 | Scenario 2 |  | PPK¦SelectPro¦VDI3805¦Internet_EU |  |  | R407K/LR230A | Characterised control valve | 1400 kPa | 200 kPa |  | EU\Inbox\Combinations\Folder..4/..5\ | 28
233328 | R406K+LR230A | R406K+LR230A |  | R406K | + | LR230A | Standard actuator | 1 | Scenario 2 |  | PPK¦SelectPro¦VDI3805¦Internet_EU |  |  | R406K+LR230A | Characterised control valve | 1400 kPa | 200 kPa |  | EU\Inbox\Combinations\Folder..4/..5\ | 33
233329 | R406K/LR230A | R406K/LR230A |  | R406K | / | LR230A | Standard actuator | 1 | Scenario 2 |  | PPK¦SelectPro¦VDI3805¦Internet_EU |  |  | R406K/LR230A | Characterised control valve | 1400 kPa | 200 kPa |  | EU\Inbox\Combinations\Folder..4/..5\ | 32
233330 | R406K+LR230A-S | R406K+LR230A-S |  | R406K | + | LR230A-S | Standard actuator | 0 | Scenario 2 |  | PPK¦SelectPro¦VDI3805¦Internet_EU |  |  | R406K+LR230A-S | Characterised control valve | 1400 kPa | 200 kPa |  | EU\Inbox\Combinations\Folder..4/..5\ | 31
233331 | R406K/LR230A-S | R406K/LR230A-S |  | R406K | / | LR230A-S | Standard actuator | 0 | Scenario 2 |  | PPK¦SelectPro¦VDI3805¦Internet_EU |  |  | R406K/LR230A-S | Characterised control valve | 1400 kPa | 200 kPa |  | EU\Inbox\Combinations\Folder..4/..5\ | 29
233332 | R406K+LR24A | R406K+LR24A |  | R406K | + | LR24A | Standard actuator | 1 | Scenario 2 |  | PPK¦SelectPro¦VDI3805¦Internet_EU |  |  | R406K+LR24A | Characterised control valve | 1400 kPa | 200 kPa |  | EU\Inbox\Combinations\Folder..4/..5\ | 32
233466 | R407K+LR24A-SR | R407K+LR24A-SR |  | R407K | + | LR24A-SR | Standard actuator | 1 | Scenario 2 |  | PPK¦SelectPro¦VDI3805¦Internet_EU |  |  | R407K+LR24A-SR | Characterised control valve | 1400 kPa | 200 kPa |  | EU\Inbox\Combinations\Folder..4/..5\ | 32
233333 | R406K/LR24A | R406K/LR24A |  | R406K | / | LR24A | Standard actuator | 1 | Scenario 2 |  | PPK¦SelectPro¦VDI3805¦Internet_EU |  |  | R406K/LR24A | Characterised control valve | 1400 kPa | 200 kPa |  | EU\Inbox\Combinations\Folder..4/..5\ | 30
233467 | R407K/LR24A-SR | R407K/LR24A-SR |  | R407K | / | LR24A-SR | Standard actuator | 1 | Scenario 2 |  | PPK¦SelectPro¦VDI3805¦Internet_EU |  |  | R407K/LR24A-SR | Characterised control valve | 1400 kPa | 200 kPa |  | EU\Inbox\Combinations\Folder..4/..5\ | 31
233390 | R407K+LR230A-S | R407K+LR230A-S |  | R407K | + | LR230A-S | Standard actuator | 0 | Scenario 2 |  | PPK¦SelectPro¦VDI3805¦Internet_EU |  |  | R407K+LR230A-S | Characterised control valve | 1400 kPa | 200 kPa |  | EU\Inbox\Combinations\Folder..4/..5\ | 32
233391 | R407K/LR230A-S | R407K/LR230A-S |  | R407K | / | LR230A-S | Standard actuator | 0 | Scenario 2 |  | PPK¦SelectPro¦VDI3805¦Internet_EU |  |  | R407K/LR230A-S | Characterised control valve | 1400 kPa | 200 kPa |  | EU\Inbox\Combinations\Folder..4/..5\ | 30
233336 | R406K+LR24A-MP | R406K+LR24A-MP |  | R406K | + | LR24A-MP | Communicative actuator | 0 | Scenario 2 |  | PPK¦SelectPro¦VDI3805¦Internet_EU |  |  | R406K+LR24A-MP | Characterised control valve | 1400 kPa | 200 kPa |  | EU\Inbox\Combinations\Folder..4/..5\ | 32
233392 | R407K+LR24A | R407K+LR24A |  | R407K | + | LR24A | Standard actuator | 1 | Scenario 2 |  | PPK¦SelectPro¦VDI3805¦Internet_EU |  |  | R407K+LR24A | Characterised control valve | 1400 kPa | 200 kPa |  | EU\Inbox\Combinations\Folder..4/..5\ | 32
233337 | R406K/LR24A-MP | R406K/LR24A-MP |  | R406K | / | LR24A-MP | Communicative actuator | 0 | Scenario 2 |  | PPK¦SelectPro¦VDI3805¦Internet_EU |  |  | R406K/LR24A-MP | Characterised control valve | 1400 kPa | 200 kPa |  | EU\Inbox\Combinations\Folder..4/..5\ | 30
233393 | R407K/LR24A | R407K/LR24A |  | R407K | / | LR24A | Standard actuator | 1 | Scenario 2 |  | PPK¦SelectPro¦VDI3805¦Internet_EU |  |  | R407K/LR24A | Characterised control valve | 1400 kPa | 200 kPa |  | EU\Inbox\Combinations\Folder..4/..5\ | 33
233340 | R406K+LR24A-S | R406K+LR24A-S |  | R406K | + | LR24A-S | Standard actuator | 0 | Scenario 2 |  | PPK¦SelectPro¦VDI3805¦Internet_EU |  |  | R406K+LR24A-S | Characterised control valve | 1400 kPa | 200 kPa |  | EU\Inbox\Combinations\Folder..4/..5\ | 31
233341 | R406K/LR24A-S | R406K/LR24A-S |  | R406K | / | LR24A-S | Standard actuator | 0 | Scenario 2 |  | PPK¦SelectPro¦VDI3805¦Internet_EU |  |  | R406K/LR24A-S | Characterised control valve | 1400 kPa | 200 kPa |  | EU\Inbox\Combinations\Folder..4/..5\ | 29
233342 | R406K+LR24A-SR | R406K+LR24A-SR |  | R406K | + | LR24A-SR | Standard actuator | 1 | Scenario 2 |  | PPK¦SelectPro¦VDI3805¦Internet_EU |  |  | R406K+LR24A-SR | Characterised control valve | 1400 kPa | 200 kPa |  | EU\Inbox\Combinations\Folder..4/..5\ | 31
233343 | R406K/LR24A-SR | R406K/LR24A-SR |  | R406K | / | LR24A-SR | Standard actuator | 1 | Scenario 2 |  | PPK¦SelectPro¦VDI3805¦Internet_EU |  |  | R406K/LR24A-SR | Characterised control valve | 1400 kPa | 200 kPa |  | EU\Inbox\Combinations\Folder..4/..5\ | 30
233352 | R406K+LRC24A-SR | R406K+LRC24A-SR |  | R406K | + | LRC24A-SR | Fast runner | 1 | Scenario 2 |  | PPK¦SelectPro¦VDI3805¦Internet_EU |  |  | R406K+LRC24A-SR | Characterised control valve | 1400 kPa | 200 kPa |  | EU\Inbox\Combinations\Folder..4/..5\ | 33
233353 | R406K/LRC24A-SR | R406K/LRC24A-SR |  | R406K | / | LRC24A-SR | Fast runner | 1 | Scenario 2 |  | PPK¦SelectPro¦VDI3805¦Internet_EU |  |  | R406K/LRC24A-SR | Characterised control valve | 1400 kPa | 200 kPa |  | EU\Inbox\Combinations\Folder..4/..5\ | 30
233428 | R407K+LR24A-MP | R407K+LR24A-MP |  | R407K | + | LR24A-MP | Communicative actuator | 0 | Scenario 2 |  | PPK¦SelectPro¦VDI3805¦Internet_EU |  |  | R407K+LR24A-MP | Characterised control valve | 1400 kPa | 200 kPa |  | EU\Inbox\Combinations\Folder..4/..5\ | 32
233580 | R408K+LR24A-MP | R408K+LR24A-MP |  | R408K | + | LR24A-MP | Communicative actuator | 0 | Scenario 2 |  | PPK¦SelectPro¦VDI3805¦Internet_EU |  |  | R408K+LR24A-MP | Characterised control valve | 1400 kPa | 200 kPa |  | EU\Inbox\Combinations\Folder..4/..5\ | 32
233581 | R408K/LR24A-MP | R408K/LR24A-MP |  | R408K | / | LR24A-MP | Communicative actuator | 0 | Scenario 2 |  | PPK¦SelectPro¦VDI3805¦Internet_EU |  |  | R408K/LR24A-MP | Characterised control valve | 1400 kPa | 200 kPa |  | EU\Inbox\Combinations\Folder..4/..5\ | 29
233584 | R408K+LR24A-S | R408K+LR24A-S |  | R408K | + | LR24A-S | Standard actuator | 0 | Scenario 2 |  | PPK¦SelectPro¦VDI3805¦Internet_EU |  |  | R408K+LR24A-S | Characterised control valve | 1400 kPa | 200 kPa |  | EU\Inbox\Combinations\Folder..4/..5\ | 32
233585 | R408K/LR24A-S | R408K/LR24A-S |  | R408K | / | LR24A-S | Standard actuator | 0 | Scenario 2 |  | PPK¦SelectPro¦VDI3805¦Internet_EU |  |  | R408K/LR24A-S | Characterised control valve | 1400 kPa | 200 kPa |  | EU\Inbox\Combinations\Folder..4/..5\ | 28
233828 | R532+NRFA | R532+NRFA |  | R532 | + | NRFA | Actuator with emergency control function | 1 | Scenario 1 |  | PPK¦SelectPro¦VDI3805¦Internet_EU |  |  | R532+NRFA | Change-over ball valve | 1400 kPa | 400 kPa |  | EU\Inbox\Combinations\Folder..4/..5\ | 35
233804 | R531+NRF24A-SR | R531+NRF24A-SR |  | R531 | + | NRF24A-SR | Actuator with emergency control function | 1 | Scenario 2 |  | PPK¦SelectPro¦VDI3805¦Internet_EU |  |  | R531+NRF24A-SR | Characterised control valve | 1400 kPa | 200 kPa |  | EU\Inbox\Combinations\Folder..4/..5\ | 32
233829 | R532/NRFA | R532/NRFA |  | R532 | / | NRFA | Actuator with emergency control function | 1 | Scenario 1 |  | PPK¦SelectPro¦VDI3805¦Internet_EU |  |  | R532/NRFA | Change-over ball valve | 1400 kPa | 400 kPa |  | EU\Inbox\Combinations\Folder..4/..5\ | 33
233805 | R531/NRF24A-SR | R531/NRF24A-SR |  | R531 | / | NRF24A-SR | Actuator with emergency control function | 1 | Scenario 2 |  | PPK¦SelectPro¦VDI3805¦Internet_EU |  |  | R531/NRF24A-SR | Characterised control valve | 1400 kPa | 200 kPa |  | EU\Inbox\Combinations\Folder..4/..5\ | 30
233542 | R408K+LR230A-S | R408K+LR230A-S |  | R408K | + | LR230A-S | Standard actuator | 0 | Scenario 2 |  | PPK¦SelectPro¦VDI3805¦Internet_EU |  |  | R408K+LR230A-S | Characterised control valve | 1400 kPa | 200 kPa |  | EU\Inbox\Combinations\Folder..4/..5\ | 32
233543 | R408K/LR230A-S | R408K/LR230A-S |  | R408K | / | LR230A-S | Standard actuator | 0 | Scenario 2 |  | PPK¦SelectPro¦VDI3805¦Internet_EU |  |  | R408K/LR230A-S | Characterised control valve | 1400 kPa | 200 kPa |  | EU\Inbox\Combinations\Folder..4/..5\ | 28
233544 | R408K+LR24A | R408K+LR24A |  | R408K | + | LR24A | Standard actuator | 1 | Scenario 2 |  | PPK¦SelectPro¦VDI3805¦Internet_EU |  |  | R408K+LR24A | Characterised control valve | 1400 kPa | 200 kPa |  | EU\Inbox\Combinations\Folder..4/..5\ | 33
233545 | R408K/LR24A | R408K/LR24A |  | R408K | / | LR24A | Standard actuator | 1 | Scenario 2 |  | PPK¦SelectPro¦VDI3805¦Internet_EU |  |  | R408K/LR24A | Characterised control valve | 1400 kPa | 200 kPa |  | EU\Inbox\Combinations\Folder..4/..5\ | 29
233504 | R407K+LRC24A-SR | R407K+LRC24A-SR |  | R407K | + | LRC24A-SR | Fast runner | 1 | Scenario 2 |  | PPK¦SelectPro¦VDI3805¦Internet_EU |  |  | R407K+LRC24A-SR | Characterised control valve | 1400 kPa | 200 kPa |  | EU\Inbox\Combinations\Folder..4/..5\ | 32
233505 | R407K/LRC24A-SR | R407K/LRC24A-SR |  | R407K | / | LRC24A-SR | Fast runner | 1 | Scenario 2 |  | PPK¦SelectPro¦VDI3805¦Internet_EU |  |  | R407K/LRC24A-SR | Characterised control valve | 1400 kPa | 200 kPa |  | EU\Inbox\Combinations\Folder..4/..5\ | 32
233508 | R408K+LR230A | R408K+LR230A |  | R408K | + | LR230A | Standard actuator | 1 | Scenario 2 |  | PPK¦SelectPro¦VDI3805¦Internet_EU |  |  | R408K+LR230A | Characterised control valve | 1400 kPa | 200 kPa |  | EU\Inbox\Combinations\Folder..4/..5\ | 33
233509 | R408K/LR230A | R408K/LR230A |  | R408K | / | LR230A | Standard actuator | 1 | Scenario 2 |  | PPK¦SelectPro¦VDI3805¦Internet_EU |  |  | R408K/LR230A | Characterised control valve | 1400 kPa | 200 kPa |  | EU\Inbox\Combinations\Folder..4/..5\ | 32
233616 | R408K+LR24A-SR | R408K+LR24A-SR |  | R408K | + | LR24A-SR | Standard actuator | 1 | Scenario 2 |  | PPK¦SelectPro¦VDI3805¦Internet_EU |  |  | R408K+LR24A-SR | Characterised control valve | 1400 kPa | 200 kPa |  | EU\Inbox\Combinations\Folder..4/..5\ | 33
233617 | R408K/LR24A-SR | R408K/LR24A-SR |  | R408K | / | LR24A-SR | Standard actuator | 1 | Scenario 2 |  | PPK¦SelectPro¦VDI3805¦Internet_EU |  |  | R408K/LR24A-SR | Characterised control valve | 1400 kPa | 200 kPa |  | EU\Inbox\Combinations\Folder..4/..5\ | 31
234160 | R408K+LRC24A-SR | R408K+LRC24A-SR |  | R408K | + | LRC24A-SR | Fast runner | 1 | Scenario 2 |  | PPK¦SelectPro¦VDI3805¦Internet_EU |  |  | R408K+LRC24A-SR | Characterised control valve | 1400 kPa | 200 kPa |  | EU\Inbox\Combinations\Folder..4/..5\ | 27
234161 | R408K/LRC24A-SR | R408K/LRC24A-SR |  | R408K | / | LRC24A-SR | Fast runner | 1 | Scenario 2 |  | PPK¦SelectPro¦VDI3805¦Internet_EU |  |  | R408K/LRC24A-SR | Characterised control valve | 1400 kPa | 200 kPa |  | EU\Inbox\Combinations\Folder..4/..5\ | 27
234362 | R409K+LRC24A-SR | R409K+LRC24A-SR |  | R409K | + | LRC24A-SR | Fast runner | 1 | Scenario 2 |  | PPK¦SelectPro¦VDI3805¦Internet_EU |  |  | R409K+LRC24A-SR | Characterised control valve | 1400 kPa | 200 kPa |  | EU\Inbox\Combinations\Folder..4/..5\ | 26
234260 | R409K+LR24A-MP | R409K+LR24A-MP |  | R409K | + | LR24A-MP | Communicative actuator | 0 | Scenario 2 |  | PPK¦SelectPro¦VDI3805¦Internet_EU |  |  | R409K+LR24A-MP | Characterised control valve | 1400 kPa | 200 kPa |  | EU\Inbox\Combinations\Folder..4/..5\ | 26
234363 | R409K/LRC24A-SR | R409K/LRC24A-SR |  | R409K | / | LRC24A-SR | Fast runner | 1 | Scenario 2 |  | PPK¦SelectPro¦VDI3805¦Internet_EU |  |  | R409K/LRC24A-SR | Characterised control valve | 1400 kPa | 200 kPa |  | EU\Inbox\Combinations\Folder..4/..5\ | 26
234261 | R409K/LR24A-MP | R409K/LR24A-MP |  | R409K | / | LR24A-MP | Communicative actuator | 0 | Scenario 2 |  | PPK¦SelectPro¦VDI3805¦Internet_EU |  |  | R409K/LR24A-MP | Characterised control valve | 1400 kPa | 200 kPa |  | EU\Inbox\Combinations\Folder..4/..5\ | 26
234442 | R538+NRF24A-SR | R538+NRF24A-SR |  | R538 | + | NRF24A-SR | Actuator with emergency control function | 1 | Scenario 2 |  | PPK¦SelectPro¦VDI3805¦Internet_EU |  |  | R538+NRF24A-SR | Characterised control valve | 1400 kPa | 200 kPa |  | EU\Inbox\Combinations\Folder..4/..5\ | 26
234466 | R540+NRFA | R540+NRFA |  | R540 | + | NRFA | Actuator with emergency control function | 1 | Scenario 1 |  | PPK¦SelectPro¦VDI3805¦Internet_EU |  |  | R540+NRFA | Change-over ball valve | 1400 kPa | 400 kPa |  | EU\Inbox\Combinations\Folder..4/..5\ | 29
234443 | R538/NRF24A-SR | R538/NRF24A-SR |  | R538 | / | NRF24A-SR | Actuator with emergency control function | 1 | Scenario 2 |  | PPK¦SelectPro¦VDI3805¦Internet_EU |  |  | R538/NRF24A-SR | Characterised control valve | 1400 kPa | 200 kPa |  | EU\Inbox\Combinations\Folder..4/..5\ | 26
234467 | R540/NRFA | R540/NRFA |  | R540 | / | NRFA | Actuator with emergency control function | 1 | Scenario 1 |  | PPK¦SelectPro¦VDI3805¦Internet_EU |  |  | R540/NRFA | Change-over ball valve | 1400 kPa | 400 kPa |  | EU\Inbox\Combinations\Folder..4/..5\ | 29
234296 | R409K+LR24A-S | R409K+LR24A-S |  | R409K | + | LR24A-S | Standard actuator | 0 | Scenario 2 |  | PPK¦SelectPro¦VDI3805¦Internet_EU |  |  | R409K+LR24A-S | Characterised control valve | 1400 kPa | 200 kPa |  | EU\Inbox\Combinations\Folder..4/..5\ | 26
234196 | R409K+LR230A | R409K+LR230A |  | R409K | + | LR230A | Standard actuator | 1 | Scenario 2 |  | PPK¦SelectPro¦VDI3805¦Internet_EU |  |  | R409K+LR230A | Characterised control valve | 1400 kPa | 200 kPa |  | EU\Inbox\Combinations\Folder..4/..5\ | 27
234297 | R409K/LR24A-S | R409K/LR24A-S |  | R409K | / | LR24A-S | Standard actuator | 0 | Scenario 2 |  | PPK¦SelectPro¦VDI3805¦Internet_EU |  |  | R409K/LR24A-S | Characterised control valve | 1400 kPa | 200 kPa |  | EU\Inbox\Combinations\Folder..4/..5\ | 26
234197 | R409K/LR230A | R409K/LR230A |  | R409K | / | LR230A | Standard actuator | 1 | Scenario 2 |  | PPK¦SelectPro¦VDI3805¦Internet_EU |  |  | R409K/LR230A | Characterised control valve | 1400 kPa | 200 kPa |  | EU\Inbox\Combinations\Folder..4/..5\ | 27
234474 | R548+NRF24A-SR | R548+NRF24A-SR |  | R548 | + | NRF24A-SR | Actuator with emergency control function | 1 | Scenario 2 |  | PPK¦SelectPro¦VDI3805¦Internet_EU |  |  | R548+NRF24A-SR | Characterised control valve | 1400 kPa | 200 kPa |  | EU\Inbox\Combinations\Folder..4/..5\ | 26
234475 | R548/NRF24A-SR | R548/NRF24A-SR |  | R548 | / | NRF24A-SR | Actuator with emergency control function | 1 | Scenario 2 |  | PPK¦SelectPro¦VDI3805¦Internet_EU |  |  | R548/NRF24A-SR | Characterised control valve | 1400 kPa | 200 kPa |  | EU\Inbox\Combinations\Folder..4/..5\ | 26
234498 | R550+NRFA | R550+NRFA |  | R550 | + | NRFA | Actuator with emergency control function | 1 | Scenario 1 |  | PPK¦SelectPro¦VDI3805¦Internet_EU |  |  | R550+NRFA | Change-over ball valve | 1400 kPa | 400 kPa |  | EU\Inbox\Combinations\Folder..4/..5\ | 29
234332 | R409K+LR24A-SR | R409K+LR24A-SR |  | R409K | + | LR24A-SR | Standard actuator | 1 | Scenario 2 |  | PPK¦SelectPro¦VDI3805¦Internet_EU |  |  | R409K+LR24A-SR | Characterised control valve | 1400 kPa | 200 kPa |  | EU\Inbox\Combinations\Folder..4/..5\ | 27
234499 | R550/NRFA | R550/NRFA |  | R550 | / | NRFA | Actuator with emergency control function | 1 | Scenario 1 |  | PPK¦SelectPro¦VDI3805¦Internet_EU |  |  | R550/NRFA | Change-over ball valve | 1400 kPa | 400 kPa |  | EU\Inbox\Combinations\Folder..4/..5\ | 29
234230 | R409K+LR230A-S | R409K+LR230A-S |  | R409K | + | LR230A-S | Standard actuator | 0 | Scenario 2 |  | PPK¦SelectPro¦VDI3805¦Internet_EU |  |  | R409K+LR230A-S | Characterised control valve | 1400 kPa | 200 kPa |  | EU\Inbox\Combinations\Folder..4/..5\ | 26
234333 | R409K/LR24A-SR | R409K/LR24A-SR |  | R409K | / | LR24A-SR | Standard actuator | 1 | Scenario 2 |  | PPK¦SelectPro¦VDI3805¦Internet_EU |  |  | R409K/LR24A-SR | Characterised control valve | 1400 kPa | 200 kPa |  | EU\Inbox\Combinations\Folder..4/..5\ | 27
234231 | R409K/LR230A-S | R409K/LR230A-S |  | R409K | / | LR230A-S | Standard actuator | 0 | Scenario 2 |  | PPK¦SelectPro¦VDI3805¦Internet_EU |  |  | R409K/LR230A-S | Characterised control valve | 1400 kPa | 200 kPa |  | EU\Inbox\Combinations\Folder..4/..5\ | 26
234232 | R409K+LR24A | R409K+LR24A |  | R409K | + | LR24A | Standard actuator | 1 | Scenario 2 |  | PPK¦SelectPro¦VDI3805¦Internet_EU |  |  | R409K+LR24A | Characterised control valve | 1400 kPa | 200 kPa |  | EU\Inbox\Combinations\Folder..4/..5\ | 27
234233 | R409K/LR24A | R409K/LR24A |  | R409K | / | LR24A | Standard actuator | 1 | Scenario 2 |  | PPK¦SelectPro¦VDI3805¦Internet_EU |  |  | R409K/LR24A | Characterised control valve | 1400 kPa | 200 kPa |  | EU\Inbox\Combinations\Folder..4/..5\ | 27
234710 | D665NL+SRFA-5 | D665NL+SRFA-5 |  | D665NL | + | SRFA-5 | Actuator with emergency control function | 1 | Scenario 1 |  | PPK¦SelectPro¦VDI3805¦Internet_EU |  |  | D665NL+SRFA-5 | Butterfly valve | 1200 kPa | 2.4 kPa |  | EU\Inbox\Combinations\Folder..6/..7\ | 29
234686 | D650N+SRFA-5 | D650N+SRFA-5 |  | D650N | + | SRFA-5 | Actuator with emergency control function | 1 | Scenario 1 |  | PPK¦SelectPro¦VDI3805¦Internet_EU |  |  | D650N+SRFA-5 | Butterfly valve | 1200 kPa | 3.1 kPa |  | EU\Inbox\Combinations\Folder..6/..7\ | 28
234711 | D665NL/SRFA-5 | D665NL/SRFA-5 |  | D665NL | / | SRFA-5 | Actuator with emergency control function | 1 | Scenario 1 |  | PPK¦SelectPro¦VDI3805¦Internet_EU |  |  | D665NL/SRFA-5 | Butterfly valve | 1200 kPa | 2.4 kPa |  | EU\Inbox\Combinations\Folder..6/..7\ | 29
234687 | D650N/SRFA-5 | D650N/SRFA-5 |  | D650N | / | SRFA-5 | Actuator with emergency control function | 1 | Scenario 1 |  | PPK¦SelectPro¦VDI3805¦Internet_EU |  |  | D650N/SRFA-5 | Butterfly valve | 1200 kPa | 3.1 kPa |  | EU\Inbox\Combinations\Folder..6/..7\ | 29
234662 | D625N+SRFA-5 | D625N+SRFA-5 |  | D625N | + | SRFA-5 | Actuator with emergency control function | 1 | Scenario 1 |  | PPK¦SelectPro¦VDI3805¦Internet_EU |  |  | D625N+SRFA-5 | Butterfly valve | 1200 kPa | 1.6 kPa |  | EU\Inbox\Combinations\Folder..6/..7\ | 28
234663 | D625N/SRFA-5 | D625N/SRFA-5 |  | D625N | / | SRFA-5 | Actuator with emergency control function | 1 | Scenario 1 |  | PPK¦SelectPro¦VDI3805¦Internet_EU |  |  | D625N/SRFA-5 | Butterfly valve | 1200 kPa | 1.6 kPa |  | EU\Inbox\Combinations\Folder..6/..7\ | 28
234714 | D665NL+SRFA-S2-5 | D665NL+SRFA-S2-5 |  | D665NL | + | SRFA-S2-5 | Actuator with emergency control function | 1 | Scenario 1 |  | PPK¦SelectPro¦VDI3805¦Internet_EU |  |  | D665NL+SRFA-S2-5 | Butterfly valve | 1200 kPa | 2.4 kPa |  | EU\Inbox\Combinations\Folder..6/..7\ | 29
234690 | D650N+SRFA-S2-5 | D650N+SRFA-S2-5 |  | D650N | + | SRFA-S2-5 | Actuator with emergency control function | 1 | Scenario 1 |  | PPK¦SelectPro¦VDI3805¦Internet_EU |  |  | D650N+SRFA-S2-5 | Butterfly valve | 1200 kPa | 3.1 kPa |  | EU\Inbox\Combinations\Folder..6/..7\ | 29
234715 | D665NL/SRFA-S2-5 | D665NL/SRFA-S2-5 |  | D665NL | / | SRFA-S2-5 | Actuator with emergency control function | 1 | Scenario 1 |  | PPK¦SelectPro¦VDI3805¦Internet_EU |  |  | D665NL/SRFA-S2-5 | Butterfly valve | 1200 kPa | 2.4 kPa |  | EU\Inbox\Combinations\Folder..6/..7\ | 29
234691 | D650N/SRFA-S2-5 | D650N/SRFA-S2-5 |  | D650N | / | SRFA-S2-5 | Actuator with emergency control function | 1 | Scenario 1 |  | PPK¦SelectPro¦VDI3805¦Internet_EU |  |  | D650N/SRFA-S2-5 | Butterfly valve | 1200 kPa | 3.1 kPa |  | EU\Inbox\Combinations\Folder..6/..7\ | 29
234666 | D625N+SRFA-S2-5 | D625N+SRFA-S2-5 |  | D625N | + | SRFA-S2-5 | Actuator with emergency control function | 1 | Scenario 1 |  | PPK¦SelectPro¦VDI3805¦Internet_EU |  |  | D625N+SRFA-S2-5 | Butterfly valve | 1200 kPa | 1.6 kPa |  | EU\Inbox\Combinations\Folder..6/..7\ | 28
234667 | D625N/SRFA-S2-5 | D625N/SRFA-S2-5 |  | D625N | / | SRFA-S2-5 | Actuator with emergency control function | 1 | Scenario 1 |  | PPK¦SelectPro¦VDI3805¦Internet_EU |  |  | D625N/SRFA-S2-5 | Butterfly valve | 1200 kPa | 1.6 kPa |  | EU\Inbox\Combinations\Folder..6/..7\ | 28
234694 | D650NL+SRFA-5 | D650NL+SRFA-5 |  | D650NL | + | SRFA-5 | Actuator with emergency control function | 1 | Scenario 1 |  | PPK¦SelectPro¦VDI3805¦Internet_EU |  |  | D650NL+SRFA-5 | Butterfly valve | 1200 kPa | 3.1 kPa |  | EU\Inbox\Combinations\Folder..6/..7\ | 29
234695 | D650NL/SRFA-5 | D650NL/SRFA-5 |  | D650NL | / | SRFA-5 | Actuator with emergency control function | 1 | Scenario 1 |  | PPK¦SelectPro¦VDI3805¦Internet_EU |  |  | D650NL/SRFA-5 | Butterfly valve | 1200 kPa | 3.1 kPa |  | EU\Inbox\Combinations\Folder..6/..7\ | 29
234670 | D632N+SRFA-5 | D632N+SRFA-5 |  | D632N | + | SRFA-5 | Actuator with emergency control function | 1 | Scenario 1 |  | PPK¦SelectPro¦VDI3805¦Internet_EU |  |  | D632N+SRFA-5 | Butterfly valve | 1200 kPa | 2.5 kPa |  | EU\Inbox\Combinations\Folder..6/..7\ | 28
234671 | D632N/SRFA-5 | D632N/SRFA-5 |  | D632N | / | SRFA-5 | Actuator with emergency control function | 1 | Scenario 1 |  | PPK¦SelectPro¦VDI3805¦Internet_EU |  |  | D632N/SRFA-5 | Butterfly valve | 1200 kPa | 2.5 kPa |  | EU\Inbox\Combinations\Folder..6/..7\ | 28
234698 | D650NL+SRFA-S2-5 | D650NL+SRFA-S2-5 |  | D650NL | + | SRFA-S2-5 | Actuator with emergency control function | 1 | Scenario 1 |  | PPK¦SelectPro¦VDI3805¦Internet_EU |  |  | D650NL+SRFA-S2-5 | Butterfly valve | 1200 kPa | 3.1 kPa |  | EU\Inbox\Combinations\Folder..6/..7\ | 29
234699 | D650NL/SRFA-S2-5 | D650NL/SRFA-S2-5 |  | D650NL | / | SRFA-S2-5 | Actuator with emergency control function | 1 | Scenario 1 |  | PPK¦SelectPro¦VDI3805¦Internet_EU |  |  | D650NL/SRFA-S2-5 | Butterfly valve | 1200 kPa | 3.1 kPa |  | EU\Inbox\Combinations\Folder..6/..7\ | 29
234674 | D632N+SRFA-S2-5 | D632N+SRFA-S2-5 |  | D632N | + | SRFA-S2-5 | Actuator with emergency control function | 1 | Scenario 1 |  | PPK¦SelectPro¦VDI3805¦Internet_EU |  |  | D632N+SRFA-S2-5 | Butterfly valve | 1200 kPa | 2.5 kPa |  | EU\Inbox\Combinations\Folder..6/..7\ | 28
234675 | D632N/SRFA-S2-5 | D632N/SRFA-S2-5 |  | D632N | / | SRFA-S2-5 | Actuator with emergency control function | 1 | Scenario 1 |  | PPK¦SelectPro¦VDI3805¦Internet_EU |  |  | D632N/SRFA-S2-5 | Butterfly valve | 1200 kPa | 2.5 kPa |  | EU\Inbox\Combinations\Folder..6/..7\ | 28
234702 | D665N+SRFA-5 | D665N+SRFA-5 |  | D665N | + | SRFA-5 | Actuator with emergency control function | 1 | Scenario 1 |  | PPK¦SelectPro¦VDI3805¦Internet_EU |  |  | D665N+SRFA-5 | Butterfly valve | 1200 kPa | 2.4 kPa |  | EU\Inbox\Combinations\Folder..6/..7\ | 29
234703 | D665N/SRFA-5 | D665N/SRFA-5 |  | D665N | / | SRFA-5 | Actuator with emergency control function | 1 | Scenario 1 |  | PPK¦SelectPro¦VDI3805¦Internet_EU |  |  | D665N/SRFA-5 | Butterfly valve | 1200 kPa | 2.4 kPa |  | EU\Inbox\Combinations\Folder..6/..7\ | 29
234678 | D640N+SRFA-5 | D640N+SRFA-5 |  | D640N | + | SRFA-5 | Actuator with emergency control function | 1 | Scenario 1 |  | PPK¦SelectPro¦VDI3805¦Internet_EU |  |  | D640N+SRFA-5 | Butterfly valve | 1200 kPa | 3.4 kPa |  | EU\Inbox\Combinations\Folder..6/..7\ | 28
234679 | D640N/SRFA-5 | D640N/SRFA-5 |  | D640N | / | SRFA-5 | Actuator with emergency control function | 1 | Scenario 1 |  | PPK¦SelectPro¦VDI3805¦Internet_EU |  |  | D640N/SRFA-5 | Butterfly valve | 1200 kPa | 3.4 kPa |  | EU\Inbox\Combinations\Folder..6/..7\ | 28
234706 | D665N+SRFA-S2-5 | D665N+SRFA-S2-5 |  | D665N | + | SRFA-S2-5 | Actuator with emergency control function | 1 | Scenario 1 |  | PPK¦SelectPro¦VDI3805¦Internet_EU |  |  | D665N+SRFA-S2-5 | Butterfly valve | 1200 kPa | 2.4 kPa |  | EU\Inbox\Combinations\Folder..6/..7\ | 29
234707 | D665N/SRFA-S2-5 | D665N/SRFA-S2-5 |  | D665N | / | SRFA-S2-5 | Actuator with emergency control function | 1 | Scenario 1 |  | PPK¦SelectPro¦VDI3805¦Internet_EU |  |  | D665N/SRFA-S2-5 | Butterfly valve | 1200 kPa | 2.4 kPa |  | EU\Inbox\Combinations\Folder..6/..7\ | 29
234682 | D640N+SRFA-S2-5 | D640N+SRFA-S2-5 |  | D640N | + | SRFA-S2-5 | Actuator with emergency control function | 1 | Scenario 1 |  | PPK¦SelectPro¦VDI3805¦Internet_EU |  |  | D640N+SRFA-S2-5 | Butterfly valve | 1200 kPa | 3.4 kPa |  | EU\Inbox\Combinations\Folder..6/..7\ | 28
234683 | D640N/SRFA-S2-5 | D640N/SRFA-S2-5 |  | D640N | / | SRFA-S2-5 | Actuator with emergency control function | 1 | Scenario 1 |  | PPK¦SelectPro¦VDI3805¦Internet_EU |  |  | D640N/SRFA-S2-5 | Butterfly valve | 1200 kPa | 3.4 kPa |  | EU\Inbox\Combinations\Folder..6/..7\ | 28
236292 | R2050-S4+SRFA | R2050-S4+SRFA |  | R2050-S4 | + | SRFA | Actuator with emergency control function | 1 | Scenario 1 |  | PPK¦SelectPro¦VDI3805¦Internet_EU |  |  | R2050-S4+SRFA | Open-close ball valve | 1400 kPa | 1000 kPa |  | EU\Inbox\Combinations\Folder..2/..3\ | 33
236293 | R2050-S4/SRFA | R2050-S4/SRFA |  | R2050-S4 | / | SRFA | Actuator with emergency control function | 1 | Scenario 1 |  | PPK¦SelectPro¦VDI3805¦Internet_EU |  |  | R2050-S4/SRFA | Open-close ball valve | 1400 kPa | 1000 kPa |  | EU\Inbox\Combinations\Folder..2/..3\ | 32
237798 | R508K+NRF24A-SR | R508K+NRF24A-SR |  | R508K | + | NRF24A-SR | Actuator with emergency control function | 0 | Scenario 2 |  | PPK¦SelectPro¦VDI3805¦Internet_EU |  |  | R508K+NRF24A-SR | Characterised control valve | 1400 kPa | 200 kPa |  | EU\Inbox\Combinations\Folder..4/..5\ | 28
237774 | R507K+NRF24A-SR | R507K+NRF24A-SR |  | R507K | + | NRF24A-SR | Actuator with emergency control function | 0 | Scenario 2 |  | PPK¦SelectPro¦VDI3805¦Internet_EU |  |  | R507K+NRF24A-SR | Characterised control valve | 1400 kPa | 200 kPa |  | EU\Inbox\Combinations\Folder..4/..5\ | 28
237799 | R508K/NRF24A-SR | R508K/NRF24A-SR |  | R508K | / | NRF24A-SR | Actuator with emergency control function | 0 | Scenario 2 |  | PPK¦SelectPro¦VDI3805¦Internet_EU |  |  | R508K/NRF24A-SR | Characterised control valve | 1400 kPa | 200 kPa |  | EU\Inbox\Combinations\Folder..4/..5\ | 28
237775 | R507K/NRF24A-SR | R507K/NRF24A-SR |  | R507K | / | NRF24A-SR | Actuator with emergency control function | 0 | Scenario 2 |  | PPK¦SelectPro¦VDI3805¦Internet_EU |  |  | R507K/NRF24A-SR | Characterised control valve | 1400 kPa | 200 kPa |  | EU\Inbox\Combinations\Folder..4/..5\ | 28
237750 | R506K+NRF24A-SR | R506K+NRF24A-SR |  | R506K | + | NRF24A-SR | Actuator with emergency control function | 0 | Scenario 2 |  | PPK¦SelectPro¦VDI3805¦Internet_EU |  |  | R506K+NRF24A-SR | Characterised control valve | 1400 kPa | 200 kPa |  | EU\Inbox\Combinations\Folder..4/..5\ | 28
237726 | R505K+NRF24A-SR | R505K+NRF24A-SR |  | R505K | + | NRF24A-SR | Actuator with emergency control function | 0 | Scenario 2 |  | PPK¦SelectPro¦VDI3805¦Internet_EU |  |  | R505K+NRF24A-SR | Characterised control valve | 1400 kPa | 200 kPa |  | EU\Inbox\Combinations\Folder..4/..5\ | 28
237751 | R506K/NRF24A-SR | R506K/NRF24A-SR |  | R506K | / | NRF24A-SR | Actuator with emergency control function | 0 | Scenario 2 |  | PPK¦SelectPro¦VDI3805¦Internet_EU |  |  | R506K/NRF24A-SR | Characterised control valve | 1400 kPa | 200 kPa |  | EU\Inbox\Combinations\Folder..4/..5\ | 28
237702 | R409K+NRF24A-SR | R409K+NRF24A-SR |  | R409K | + | NRF24A-SR | Actuator with emergency control function | 0 | Scenario 2 |  | PPK¦SelectPro¦VDI3805¦Internet_EU |  |  | R409K+NRF24A-SR | Characterised control valve | 1400 kPa | 200 kPa |  | EU\Inbox\Combinations\Folder..4/..5\ | 28
237727 | R505K/NRF24A-SR | R505K/NRF24A-SR |  | R505K | / | NRF24A-SR | Actuator with emergency control function | 0 | Scenario 2 |  | PPK¦SelectPro¦VDI3805¦Internet_EU |  |  | R505K/NRF24A-SR | Characterised control valve | 1400 kPa | 200 kPa |  | EU\Inbox\Combinations\Folder..4/..5\ | 28
237703 | R409K/NRF24A-SR | R409K/NRF24A-SR |  | R409K | / | NRF24A-SR | Actuator with emergency control function | 0 | Scenario 2 |  | PPK¦SelectPro¦VDI3805¦Internet_EU |  |  | R409K/NRF24A-SR | Characterised control valve | 1400 kPa | 200 kPa |  | EU\Inbox\Combinations\Folder..4/..5\ | 28
237678 | R408K+NRF24A-SR | R408K+NRF24A-SR |  | R408K | + | NRF24A-SR | Actuator with emergency control function | 0 | Scenario 2 |  | PPK¦SelectPro¦VDI3805¦Internet_EU |  |  | R408K+NRF24A-SR | Characterised control valve | 1400 kPa | 200 kPa |  | EU\Inbox\Combinations\Folder..4/..5\ | 28
237654 | R407K+NRF24A-SR | R407K+NRF24A-SR |  | R407K | + | NRF24A-SR | Actuator with emergency control function | 0 | Scenario 2 |  | PPK¦SelectPro¦VDI3805¦Internet_EU |  |  | R407K+NRF24A-SR | Characterised control valve | 1400 kPa | 200 kPa |  | EU\Inbox\Combinations\Folder..4/..5\ | 28
237679 | R408K/NRF24A-SR | R408K/NRF24A-SR |  | R408K | / | NRF24A-SR | Actuator with emergency control function | 0 | Scenario 2 |  | PPK¦SelectPro¦VDI3805¦Internet_EU |  |  | R408K/NRF24A-SR | Characterised control valve | 1400 kPa | 200 kPa |  | EU\Inbox\Combinations\Folder..4/..5\ | 28
237655 | R407K/NRF24A-SR | R407K/NRF24A-SR |  | R407K | / | NRF24A-SR | Actuator with emergency control function | 0 | Scenario 2 |  | PPK¦SelectPro¦VDI3805¦Internet_EU |  |  | R407K/NRF24A-SR | Characterised control valve | 1400 kPa | 200 kPa |  | EU\Inbox\Combinations\Folder..4/..5\ | 28
237630 | R406K+NRF24A-SR | R406K+NRF24A-SR |  | R406K | + | NRF24A-SR | Actuator with emergency control function | 0 | Scenario 2 |  | PPK¦SelectPro¦VDI3805¦Internet_EU |  |  | R406K+NRF24A-SR | Characterised control valve | 1400 kPa | 200 kPa |  | EU\Inbox\Combinations\Folder..4/..5\ | 32
237631 | R406K/NRF24A-SR | R406K/NRF24A-SR |  | R406K | / | NRF24A-SR | Actuator with emergency control function | 0 | Scenario 2 |  | PPK¦SelectPro¦VDI3805¦Internet_EU |  |  | R406K/NRF24A-SR | Characterised control valve | 1400 kPa | 200 kPa |  | EU\Inbox\Combinations\Folder..4/..5\ | 30
237606 | R405K+NRF24A-SR | R405K+NRF24A-SR |  | R405K | + | NRF24A-SR | Actuator with emergency control function | 0 | Scenario 2 |  | PPK¦SelectPro¦VDI3805¦Internet_EU |  |  | R405K+NRF24A-SR | Characterised control valve | 1400 kPa | 200 kPa |  | EU\Inbox\Combinations\Folder..4/..5\ | 33
237607 | R405K/NRF24A-SR | R405K/NRF24A-SR |  | R405K | / | NRF24A-SR | Actuator with emergency control function | 0 | Scenario 2 |  | PPK¦SelectPro¦VDI3805¦Internet_EU |  |  | R405K/NRF24A-SR | Characterised control valve | 1400 kPa | 200 kPa |  | EU\Inbox\Combinations\Folder..4/..5\ | 31
239548 | R3040-BL4+SRFA | R3040-BL4+SRFA |  | R3040-BL4 | + | SRFA | Actuator with emergency control function | 1 | Scenario 1 |  | PPK¦SelectPro¦VDI3805¦Internet_EU |  |  | R3040-BL4+SRFA | Change-over ball valve | 500 kPa | 350 kPa |  | EU\Inbox\Combinations\Folder..2/..3\ | 26
239549 | R3040-BL4/SRFA | R3040-BL4/SRFA |  | R3040-BL4 | / | SRFA | Actuator with emergency control function | 1 | Scenario 1 |  | PPK¦SelectPro¦VDI3805¦Internet_EU |  |  | R3040-BL4/SRFA | Change-over ball valve | 500 kPa | 350 kPa |  | EU\Inbox\Combinations\Folder..2/..3\ | 26
240264 | R7040R-B3+NRFA | R7040R-B3+NRFA |  | R7040R-B3 | + | NRFA | Actuator with emergency control function | 1 | Scenario 1 |  | PPK¦SelectPro¦VDI3805¦Internet_EU |  |  | R7040R-B3+NRFA | Change-over ball valve | 600 kPa | 100 kPa |  | EU\Inbox\Combinations\Folder..6/..7\ | 32
240265 | R7040R-B3/NRFA | R7040R-B3/NRFA |  | R7040R-B3 | / | NRFA | Actuator with emergency control function | 1 | Scenario 1 |  | PPK¦SelectPro¦VDI3805¦Internet_EU |  |  | R7040R-B3/NRFA | Change-over ball valve | 600 kPa | 100 kPa |  | EU\Inbox\Combinations\Folder..6/..7\ | 29
240304 | R7050R-B3+NRFA | R7050R-B3+NRFA |  | R7050R-B3 | + | NRFA | Actuator with emergency control function | 1 | Scenario 1 |  | PPK¦SelectPro¦VDI3805¦Internet_EU |  |  | R7050R-B3+NRFA | Change-over ball valve | 600 kPa | 100 kPa |  | EU\Inbox\Combinations\Folder..6/..7\ | 32
240305 | R7050R-B3/NRFA | R7050R-B3/NRFA |  | R7050R-B3 | / | NRFA | Actuator with emergency control function | 1 | Scenario 1 |  | PPK¦SelectPro¦VDI3805¦Internet_EU |  |  | R7050R-B3/NRFA | Change-over ball valve | 600 kPa | 100 kPa |  | EU\Inbox\Combinations\Folder..6/..7\ | 30
240408 | R3050-S4+SRFA | R3050-S4+SRFA |  | R3050-S4 | + | SRFA | Actuator with emergency control function | 1 | Scenario 1 |  | PPK¦SelectPro¦VDI3805¦Internet_EU |  |  | R3050-S4+SRFA | Change-over ball valve | 1400 kPa | 1000 kPa |  | EU\Inbox\Combinations\Folder..2/..3\ | 32
240384 | R3050-BL4+SRFA | R3050-BL4+SRFA |  | R3050-BL4 | + | SRFA | Actuator with emergency control function | 1 | Scenario 1 |  | PPK¦SelectPro¦VDI3805¦Internet_EU |  |  | R3050-BL4+SRFA | Change-over ball valve | 500 kPa | 350 kPa |  | EU\Inbox\Combinations\Folder..2/..3\ | 32
240409 | R3050-S4/SRFA | R3050-S4/SRFA |  | R3050-S4 | / | SRFA | Actuator with emergency control function | 1 | Scenario 1 |  | PPK¦SelectPro¦VDI3805¦Internet_EU |  |  | R3050-S4/SRFA | Change-over ball valve | 1400 kPa | 1000 kPa |  | EU\Inbox\Combinations\Folder..2/..3\ | 29
240385 | R3050-BL4/SRFA | R3050-BL4/SRFA |  | R3050-BL4 | / | SRFA | Actuator with emergency control function | 1 | Scenario 1 |  | PPK¦SelectPro¦VDI3805¦Internet_EU |  |  | R3050-BL4/SRFA | Change-over ball valve | 500 kPa | 350 kPa |  | EU\Inbox\Combinations\Folder..2/..3\ | 32
240804 | R2032-S3+NRFA | R2032-S3+NRFA |  | R2032-S3 | + | NRFA | Actuator with emergency control function | 1 | Scenario 1 |  | PPK¦SelectPro¦VDI3805¦Internet_EU |  |  | R2032-S3+NRFA | Open-close ball valve | 1400 kPa | 1000 kPa |  | EU\Inbox\Combinations\Folder..2/..3\ | 33
240805 | R2032-S3/NRFA | R2032-S3/NRFA |  | R2032-S3 | / | NRFA | Actuator with emergency control function | 1 | Scenario 1 |  | PPK¦SelectPro¦VDI3805¦Internet_EU |  |  | R2032-S3/NRFA | Open-close ball valve | 1400 kPa | 1000 kPa |  | EU\Inbox\Combinations\Folder..2/..3\ | 32
240932 | R2040-S3+NRFA | R2040-S3+NRFA |  | R2040-S3 | + | NRFA | Actuator with emergency control function | 1 | Scenario 1 |  | PPK¦SelectPro¦VDI3805¦Internet_EU |  |  | R2040-S3+NRFA | Open-close ball valve | 1400 kPa | 1000 kPa |  | EU\Inbox\Combinations\Folder..2/..3\ | 33
240933 | R2040-S3/NRFA | R2040-S3/NRFA |  | R2040-S3 | / | NRFA | Actuator with emergency control function | 1 | Scenario 1 |  | PPK¦SelectPro¦VDI3805¦Internet_EU |  |  | R2040-S3/NRFA | Open-close ball valve | 1400 kPa | 1000 kPa |  | EU\Inbox\Combinations\Folder..2/..3\ | 32
244548 | R3032-S3+NRFA | R3032-S3+NRFA |  | R3032-S3 | + | NRFA | Actuator with emergency control function | 1 | Scenario 1 |  | PPK¦SelectPro¦VDI3805¦Internet_EU |  |  | R3032-S3+NRFA | Change-over ball valve | 1400 kPa | 1000 kPa |  | EU\Inbox\Combinations\Folder..2/..3\ | 33
244549 | R3032-S3/NRFA | R3032-S3/NRFA |  | R3032-S3 | / | NRFA | Actuator with emergency control function | 1 | Scenario 1 |  | PPK¦SelectPro¦VDI3805¦Internet_EU |  |  | R3032-S3/NRFA | Change-over ball valve | 1400 kPa | 1000 kPa |  | EU\Inbox\Combinations\Folder..2/..3\ | 31
244532 | R3032-BL3+NRFA | R3032-BL3+NRFA |  | R3032-BL3 | + | NRFA | Actuator with emergency control function | 1 | Scenario 1 |  | PPK¦SelectPro¦VDI3805¦Internet_EU |  |  | R3032-BL3+NRFA | Change-over ball valve | 500 kPa | 350 kPa |  | EU\Inbox\Combinations\Folder..2/..3\ | 29
244533 | R3032-BL3/NRFA | R3032-BL3/NRFA |  | R3032-BL3 | / | NRFA | Actuator with emergency control function | 1 | Scenario 1 |  | PPK¦SelectPro¦VDI3805¦Internet_EU |  |  | R3032-BL3/NRFA | Change-over ball valve | 500 kPa | 350 kPa |  | EU\Inbox\Combinations\Folder..2/..3\ | 30
245066 | R432+NRFA | R432+NRFA |  | R432 | + | NRFA | Actuator with emergency control function | 1 | Scenario 1 |  | PPK¦SelectPro¦VDI3805¦Internet_EU |  |  | R432+NRFA | Open-close ball valve | 1400 kPa | 400 kPa |  | EU\Inbox\Combinations\Folder..4/..5\ | 31
245042 | R431+NRF24A-SR | R431+NRF24A-SR |  | R431 | + | NRF24A-SR | Actuator with emergency control function | 1 | Scenario 2 |  | PPK¦SelectPro¦VDI3805¦Internet_EU |  |  | R431+NRF24A-SR | Characterised control valve | 1400 kPa | 200 kPa |  | EU\Inbox\Combinations\Folder..4/..5\ | 27
245067 | R432/NRFA | R432/NRFA |  | R432 | / | NRFA | Actuator with emergency control function | 1 | Scenario 1 |  | PPK¦SelectPro¦VDI3805¦Internet_EU |  |  | R432/NRFA | Open-close ball valve | 1400 kPa | 400 kPa |  | EU\Inbox\Combinations\Folder..4/..5\ | 31
245043 | R431/NRF24A-SR | R431/NRF24A-SR |  | R431 | / | NRF24A-SR | Actuator with emergency control function | 1 | Scenario 2 |  | PPK¦SelectPro¦VDI3805¦Internet_EU |  |  | R431/NRF24A-SR | Characterised control valve | 1400 kPa | 200 kPa |  | EU\Inbox\Combinations\Folder..4/..5\ | 27
245114 | R440+NRFA | R440+NRFA |  | R440 | + | NRFA | Actuator with emergency control function | 1 | Scenario 1 |  | PPK¦SelectPro¦VDI3805¦Internet_EU |  |  | R440+NRFA | Open-close ball valve | 1400 kPa | 400 kPa |  | EU\Inbox\Combinations\Folder..4/..5\ | 32
245115 | R440/NRFA | R440/NRFA |  | R440 | / | NRFA | Actuator with emergency control function | 1 | Scenario 1 |  | PPK¦SelectPro¦VDI3805¦Internet_EU |  |  | R440/NRFA | Open-close ball valve | 1400 kPa | 400 kPa |  | EU\Inbox\Combinations\Folder..4/..5\ | 32
245122 | R448+NRF24A-SR | R448+NRF24A-SR |  | R448 | + | NRF24A-SR | Actuator with emergency control function | 1 | Scenario 2 |  | PPK¦SelectPro¦VDI3805¦Internet_EU |  |  | R448+NRF24A-SR | Characterised control valve | 1400 kPa | 200 kPa |  | EU\Inbox\Combinations\Folder..4/..5\ | 29
245123 | R448/NRF24A-SR | R448/NRF24A-SR |  | R448 | / | NRF24A-SR | Actuator with emergency control function | 1 | Scenario 2 |  | PPK¦SelectPro¦VDI3805¦Internet_EU |  |  | R448/NRF24A-SR | Characterised control valve | 1400 kPa | 200 kPa |  | EU\Inbox\Combinations\Folder..4/..5\ | 29
245074 | R438+NRF24A-SR | R438+NRF24A-SR |  | R438 | + | NRF24A-SR | Actuator with emergency control function | 1 | Scenario 2 |  | PPK¦SelectPro¦VDI3805¦Internet_EU |  |  | R438+NRF24A-SR | Characterised control valve | 1400 kPa | 200 kPa |  | EU\Inbox\Combinations\Folder..4/..5\ | 27
245176 | R3040-BL3+NRFA | R3040-BL3+NRFA |  | R3040-BL3 | + | NRFA | Actuator with emergency control function | 1 | Scenario 1 |  | PPK¦SelectPro¦VDI3805¦Internet_EU |  |  | R3040-BL3+NRFA | Change-over ball valve | 500 kPa | 350 kPa |  | EU\Inbox\Combinations\Folder..2/..3\ | 29
245075 | R438/NRF24A-SR | R438/NRF24A-SR |  | R438 | / | NRF24A-SR | Actuator with emergency control function | 1 | Scenario 2 |  | PPK¦SelectPro¦VDI3805¦Internet_EU |  |  | R438/NRF24A-SR | Characterised control valve | 1400 kPa | 200 kPa |  | EU\Inbox\Combinations\Folder..4/..5\ | 27
245177 | R3040-BL3/NRFA | R3040-BL3/NRFA |  | R3040-BL3 | / | NRFA | Actuator with emergency control function | 1 | Scenario 1 |  | PPK¦SelectPro¦VDI3805¦Internet_EU |  |  | R3040-BL3/NRFA | Change-over ball valve | 500 kPa | 350 kPa |  | EU\Inbox\Combinations\Folder..2/..3\ | 29
245090 | R439+NRF24A-SR | R439+NRF24A-SR |  | R439 | + | NRF24A-SR | Actuator with emergency control function | 1 | Scenario 2 |  | PPK¦SelectPro¦VDI3805¦Internet_EU |  |  | R439+NRF24A-SR | Characterised control valve | 1400 kPa | 200 kPa |  | EU\Inbox\Combinations\Folder..4/..5\ | 30
245091 | R439/NRF24A-SR | R439/NRF24A-SR |  | R439 | / | NRF24A-SR | Actuator with emergency control function | 1 | Scenario 2 |  | PPK¦SelectPro¦VDI3805¦Internet_EU |  |  | R439/NRF24A-SR | Characterised control valve | 1400 kPa | 200 kPa |  | EU\Inbox\Combinations\Folder..4/..5\ | 30
245272 | R3050-BL3+NRFA | R3050-BL3+NRFA |  | R3050-BL3 | + | NRFA | Actuator with emergency control function | 1 | Scenario 1 |  | PPK¦SelectPro¦VDI3805¦Internet_EU |  |  | R3050-BL3+NRFA | Change-over ball valve | 500 kPa | 350 kPa |  | EU\Inbox\Combinations\Folder..2/..3\ | 30
245273 | R3050-BL3/NRFA | R3050-BL3/NRFA |  | R3050-BL3 | / | NRFA | Actuator with emergency control function | 1 | Scenario 1 |  | PPK¦SelectPro¦VDI3805¦Internet_EU |  |  | R3050-BL3/NRFA | Change-over ball valve | 500 kPa | 350 kPa |  | EU\Inbox\Combinations\Folder..2/..3\ | 30
245200 | R3040-S3+NRFA | R3040-S3+NRFA |  | R3040-S3 | + | NRFA | Actuator with emergency control function | 1 | Scenario 1 |  | PPK¦SelectPro¦VDI3805¦Internet_EU |  |  | R3040-S3+NRFA | Change-over ball valve | 1400 kPa | 1000 kPa |  | EU\Inbox\Combinations\Folder..2/..3\ | 30
245201 | R3040-S3/NRFA | R3040-S3/NRFA |  | R3040-S3 | / | NRFA | Actuator with emergency control function | 1 | Scenario 1 |  | PPK¦SelectPro¦VDI3805¦Internet_EU |  |  | R3040-S3/NRFA | Change-over ball valve | 1400 kPa | 1000 kPa |  | EU\Inbox\Combinations\Folder..2/..3\ | 30
245732 | R450+NRFA | R450+NRFA |  | R450 | + | NRFA | Actuator with emergency control function | 1 | Scenario 1 |  | PPK¦SelectPro¦VDI3805¦Internet_EU |  |  | R450+NRFA | Open-close ball valve | 1400 kPa | 400 kPa |  | EU\Inbox\Combinations\Folder..4/..5\ | 36
245733 | R450/NRFA | R450/NRFA |  | R450 | / | NRFA | Actuator with emergency control function | 1 | Scenario 1 |  | PPK¦SelectPro¦VDI3805¦Internet_EU |  |  | R450/NRFA | Open-close ball valve | 1400 kPa | 400 kPa |  | EU\Inbox\Combinations\Folder..4/..5\ | 33
245708 | R449+NRF24A-SR | R449+NRF24A-SR |  | R449 | + | NRF24A-SR | Actuator with emergency control function | 1 | Scenario 2 |  | PPK¦SelectPro¦VDI3805¦Internet_EU |  |  | R449+NRF24A-SR | Characterised control valve | 1400 kPa | 200 kPa |  | EU\Inbox\Combinations\Folder..4/..5\ | 33
245709 | R449/NRF24A-SR | R449/NRF24A-SR |  | R449 | / | NRF24A-SR | Actuator with emergency control function | 1 | Scenario 2 |  | PPK¦SelectPro¦VDI3805¦Internet_EU |  |  | R449/NRF24A-SR | Characterised control valve | 1400 kPa | 200 kPa |  | EU\Inbox\Combinations\Folder..4/..5\ | 31
246124 | R6050R-B3+NRFA | R6050R-B3+NRFA |  | R6050R-B3 | + | NRFA | Actuator with emergency control function | 1 | Scenario 1 |  | PPK¦SelectPro¦VDI3805¦Internet_EU |  |  | R6050R-B3+NRFA | Open-close ball valve | 600 kPa | 100 kPa |  | EU\Inbox\Combinations\Folder..6/..7\ | 32
246125 | R6050R-B3/NRFA | R6050R-B3/NRFA |  | R6050R-B3 | / | NRFA | Actuator with emergency control function | 1 | Scenario 1 |  | PPK¦SelectPro¦VDI3805¦Internet_EU |  |  | R6050R-B3/NRFA | Open-close ball valve | 600 kPa | 100 kPa |  | EU\Inbox\Combinations\Folder..6/..7\ | 32
246076 | R6040R-B3+NRFA | R6040R-B3+NRFA |  | R6040R-B3 | + | NRFA | Actuator with emergency control function | 1 | Scenario 1 |  | PPK¦SelectPro¦VDI3805¦Internet_EU |  |  | R6040R-B3+NRFA | Open-close ball valve | 600 kPa | 100 kPa |  | EU\Inbox\Combinations\Folder..6/..7\ | 33
246077 | R6040R-B3/NRFA | R6040R-B3/NRFA |  | R6040R-B3 | / | NRFA | Actuator with emergency control function | 1 | Scenario 1 |  | PPK¦SelectPro¦VDI3805¦Internet_EU |  |  | R6040R-B3/NRFA | Open-close ball valve | 600 kPa | 100 kPa |  | EU\Inbox\Combinations\Folder..6/..7\ | 28
246036 | R6032R-B3+NRFA | R6032R-B3+NRFA |  | R6032R-B3 | + | NRFA | Actuator with emergency control function | 1 | Scenario 1 |  | PPK¦SelectPro¦VDI3805¦Internet_EU |  |  | R6032R-B3+NRFA | Open-close ball valve | 600 kPa | 100 kPa |  | EU\Inbox\Combinations\Folder..6/..7\ | 34
246037 | R6032R-B3/NRFA | R6032R-B3/NRFA |  | R6032R-B3 | / | NRFA | Actuator with emergency control function | 1 | Scenario 1 |  | PPK¦SelectPro¦VDI3805¦Internet_EU |  |  | R6032R-B3/NRFA | Open-close ball valve | 600 kPa | 100 kPa |  | EU\Inbox\Combinations\Folder..6/..7\ | 29
246092 | R6040R25-B3+NRF24A-SR | R6040R25-B3+NRF24A-SR |  | R6040R25-B3 | + | NRF24A-SR | Actuator with emergency control function | 1 | Scenario 2 |  | PPK¦SelectPro¦VDI3805¦Internet_EU |  |  | R6040R25-B3+NRF24A-SR | Characterised control valve | 600 kPa | 100 kPa |  | EU\Inbox\Combinations\Folder..6/..7\ | 32
246093 | R6040R25-B3/NRF24A-SR | R6040R25-B3/NRF24A-SR |  | R6040R25-B3 | / | NRF24A-SR | Actuator with emergency control function | 1 | Scenario 2 |  | PPK¦SelectPro¦VDI3805¦Internet_EU |  |  | R6040R25-B3/NRF24A-SR | Characterised control valve | 600 kPa | 100 kPa |  | EU\Inbox\Combinations\Folder..6/..7\ | 29
248332 | D632NL+SRFA-5 | D632NL+SRFA-5 |  | D632NL | + | SRFA-5 | Actuator with emergency control function | 1 | Scenario 1 |  | PPK¦SelectPro¦VDI3805¦Internet_EU |  |  | D632NL+SRFA-5 | Butterfly valve | 1200 kPa | 2.5 kPa |  | EU\Inbox\Combinations\Folder..6/..7\ | 29
248333 | D632NL/SRFA-5 | D632NL/SRFA-5 |  | D632NL | / | SRFA-5 | Actuator with emergency control function | 1 | Scenario 1 |  | PPK¦SelectPro¦VDI3805¦Internet_EU |  |  | D632NL/SRFA-5 | Butterfly valve | 1200 kPa | 2.5 kPa |  | EU\Inbox\Combinations\Folder..6/..7\ | 29
248336 | D632NL+SRFA-S2-5 | D632NL+SRFA-S2-5 |  | D632NL | + | SRFA-S2-5 | Actuator with emergency control function | 1 | Scenario 1 |  | PPK¦SelectPro¦VDI3805¦Internet_EU |  |  | D632NL+SRFA-S2-5 | Butterfly valve | 1200 kPa | 2.5 kPa |  | EU\Inbox\Combinations\Folder..6/..7\ | 29
248337 | D632NL/SRFA-S2-5 | D632NL/SRFA-S2-5 |  | D632NL | / | SRFA-S2-5 | Actuator with emergency control function | 1 | Scenario 1 |  | PPK¦SelectPro¦VDI3805¦Internet_EU |  |  | D632NL/SRFA-S2-5 | Butterfly valve | 1200 kPa | 2.5 kPa |  | EU\Inbox\Combinations\Folder..6/..7\ | 29
248310 | D625NL+SRFA-5 | D625NL+SRFA-5 |  | D625NL | + | SRFA-5 | Actuator with emergency control function | 1 | Scenario 1 |  | PPK¦SelectPro¦VDI3805¦Internet_EU |  |  | D625NL+SRFA-5 | Butterfly valve | 1200 kPa | 1.6 kPa |  | EU\Inbox\Combinations\Folder..6/..7\ | 28
248311 | D625NL/SRFA-5 | D625NL/SRFA-5 |  | D625NL | / | SRFA-5 | Actuator with emergency control function | 1 | Scenario 1 |  | PPK¦SelectPro¦VDI3805¦Internet_EU |  |  | D625NL/SRFA-5 | Butterfly valve | 1200 kPa | 1.6 kPa |  | EU\Inbox\Combinations\Folder..6/..7\ | 28
248314 | D625NL+SRFA-S2-5 | D625NL+SRFA-S2-5 |  | D625NL | + | SRFA-S2-5 | Actuator with emergency control function | 1 | Scenario 1 |  | PPK¦SelectPro¦VDI3805¦Internet_EU |  |  | D625NL+SRFA-S2-5 | Butterfly valve | 1200 kPa | 1.6 kPa |  | EU\Inbox\Combinations\Folder..6/..7\ | 28
248315 | D625NL/SRFA-S2-5 | D625NL/SRFA-S2-5 |  | D625NL | / | SRFA-S2-5 | Actuator with emergency control function | 1 | Scenario 1 |  | PPK¦SelectPro¦VDI3805¦Internet_EU |  |  | D625NL/SRFA-S2-5 | Butterfly valve | 1200 kPa | 1.6 kPa |  | EU\Inbox\Combinations\Folder..6/..7\ | 28
248774 | D640NL+SRFA-S2-5 | D640NL+SRFA-S2-5 |  | D640NL | + | SRFA-S2-5 | Actuator with emergency control function | 1 | Scenario 1 |  | PPK¦SelectPro¦VDI3805¦Internet_EU |  |  | D640NL+SRFA-S2-5 | Butterfly valve | 1200 kPa | 3.4 kPa |  | EU\Inbox\Combinations\Folder..6/..7\ | 27
248775 | D640NL/SRFA-S2-5 | D640NL/SRFA-S2-5 |  | D640NL | / | SRFA-S2-5 | Actuator with emergency control function | 1 | Scenario 1 |  | PPK¦SelectPro¦VDI3805¦Internet_EU |  |  | D640NL/SRFA-S2-5 | Butterfly valve | 1200 kPa | 3.4 kPa |  | EU\Inbox\Combinations\Folder..6/..7\ | 27
248770 | D640NL+SRFA-5 | D640NL+SRFA-5 |  | D640NL | + | SRFA-5 | Actuator with emergency control function | 1 | Scenario 1 |  | PPK¦SelectPro¦VDI3805¦Internet_EU |  |  | D640NL+SRFA-5 | Butterfly valve | 1200 kPa | 3.4 kPa |  | EU\Inbox\Combinations\Folder..6/..7\ | 27
248771 | D640NL/SRFA-5 | D640NL/SRFA-5 |  | D640NL | / | SRFA-5 | Actuator with emergency control function | 1 | Scenario 1 |  | PPK¦SelectPro¦VDI3805¦Internet_EU |  |  | D640NL/SRFA-5 | Butterfly valve | 1200 kPa | 3.4 kPa |  | EU\Inbox\Combinations\Folder..6/..7\ | 27
278027 | D680NL+GRC24A-5 | D680NL+GRC24A-5 |  | D680NL | + | GRC24A-5 | Fast runner | 0 | Scenario 1 |  | PPK¦SelectPro¦VDI3805¦Internet_EU |  |  | D680NL+GRC24A-5 | Butterfly valve | 1200 kPa | 2.4 kPa |  | EU\Inbox\Combinations\Folder..6/..7\ | 23
278028 | D680NL/GRC24A-5 | D680NL/GRC24A-5 |  | D680NL | / | GRC24A-5 | Fast runner | 0 | Scenario 1 |  | PPK¦SelectPro¦VDI3805¦Internet_EU |  |  | D680NL/GRC24A-5 | Butterfly valve | 1200 kPa | 2.4 kPa |  | EU\Inbox\Combinations\Folder..6/..7\ | 23
278023 | D680N+GRC24A-5 | D680N+GRC24A-5 |  | D680N | + | GRC24A-5 | Fast runner | 0 | Scenario 1 |  | PPK¦SelectPro¦VDI3805¦Internet_EU |  |  | D680N+GRC24A-5 | Butterfly valve | 1200 kPa | 2.4 kPa |  | EU\Inbox\Combinations\Folder..6/..7\ | 22
278029 | D680NL+GRC24G-5 | D680NL+GRC24G-5 |  | D680NL | + | GRC24G-5 | Fast runner | 0 | Scenario 1 |  | PPK¦SelectPro¦VDI3805¦Internet_EU |  |  | D680NL+GRC24G-5 | Butterfly valve | 1200 kPa | 2.4 kPa |  | EU\Inbox\Combinations\Folder..6/..7\ | 22
278024 | D680N/GRC24A-5 | D680N/GRC24A-5 |  | D680N | / | GRC24A-5 | Fast runner | 0 | Scenario 1 |  | PPK¦SelectPro¦VDI3805¦Internet_EU |  |  | D680N/GRC24A-5 | Butterfly valve | 1200 kPa | 2.4 kPa |  | EU\Inbox\Combinations\Folder..6/..7\ | 22
278030 | D680NL/GRC24G-5 | D680NL/GRC24G-5 |  | D680NL | / | GRC24G-5 | Fast runner | 0 | Scenario 1 |  | PPK¦SelectPro¦VDI3805¦Internet_EU |  |  | D680NL/GRC24G-5 | Butterfly valve | 1200 kPa | 2.4 kPa |  | EU\Inbox\Combinations\Folder..6/..7\ | 22
278025 | D680N+GRC24G-5 | D680N+GRC24G-5 |  | D680N | + | GRC24G-5 | Fast runner | 0 | Scenario 1 |  | PPK¦SelectPro¦VDI3805¦Internet_EU |  |  | D680N+GRC24G-5 | Butterfly valve | 1200 kPa | 2.4 kPa |  | EU\Inbox\Combinations\Folder..6/..7\ | 22
278026 | D680N/GRC24G-5 | D680N/GRC24G-5 |  | D680N | / | GRC24G-5 | Fast runner | 0 | Scenario 1 |  | PPK¦SelectPro¦VDI3805¦Internet_EU |  |  | D680N/GRC24G-5 | Butterfly valve | 1200 kPa | 2.4 kPa |  | EU\Inbox\Combinations\Folder..6/..7\ | 22
278401 | D6350NL+SY6-230-3-T | D6350NL+SY6-230-3-T |  | D6350NL | + | SY6-230-3-T | Fast runner | 0 | Scenario 1 |  | PPK¦SelectPro¦VDI3805¦Internet_EU |  |  | D6350NL+SY6-230-3-T | Butterfly valve | 600 kPa | 0.8 kPa |  | EU\Inbox\Combinations\Folder..6/..7\ | 20
278402 | D6350NL/SY6-230-3-T | D6350NL/SY6-230-3-T |  | D6350NL | / | SY6-230-3-T | Fast runner | 0 | Scenario 1 |  | PPK¦SelectPro¦VDI3805¦Internet_EU |  |  | D6350NL/SY6-230-3-T | Butterfly valve | 600 kPa | 0.8 kPa |  | EU\Inbox\Combinations\Folder..6/..7\ | 20
278920 | D6125NL+DR230A-7 | D6125NL+DR230A-7 |  | D6125NL | + | DR230A-7 | Standard actuator | 1 | Scenario 1 |  | PPK¦SelectPro¦VDI3805¦Internet_EU |  |  | D6125NL+DR230A-7 | Butterfly valve | 1200 kPa | 2.0 kPa |  | EU\Inbox\Combinations\Folder..6/..7\ | 19
278921 | D6125NL/DR230A-7 | D6125NL/DR230A-7 |  | D6125NL | / | DR230A-7 | Standard actuator | 1 | Scenario 1 |  | PPK¦SelectPro¦VDI3805¦Internet_EU |  |  | D6125NL/DR230A-7 | Butterfly valve | 1200 kPa | 2.0 kPa |  | EU\Inbox\Combinations\Folder..6/..7\ | 19
278922 | D6125NL+DR24A-7 | D6125NL+DR24A-7 |  | D6125NL | + | DR24A-7 | Standard actuator | 1 | Scenario 1 |  | PPK¦SelectPro¦VDI3805¦Internet_EU |  |  | D6125NL+DR24A-7 | Butterfly valve | 1200 kPa | 2.0 kPa |  | EU\Inbox\Combinations\Folder..6/..7\ | 19
278923 | D6125NL/DR24A-7 | D6125NL/DR24A-7 |  | D6125NL | / | DR24A-7 | Standard actuator | 1 | Scenario 1 |  | PPK¦SelectPro¦VDI3805¦Internet_EU |  |  | D6125NL/DR24A-7 | Butterfly valve | 1200 kPa | 2.0 kPa |  | EU\Inbox\Combinations\Folder..6/..7\ | 19
278924 | D6125NL+DR24A-MP-7 | D6125NL+DR24A-MP-7 |  | D6125NL | + | DR24A-MP-7 | Communicative actuator | 0 | Scenario 1 Scenario 2 |  | PPK¦SelectPro¦VDI3805¦Internet_EU |  |  | D6125NL+DR24A-MP-7 | Butterfly valve | 1200 kPa | 2.0 kPa |  | EU\Inbox\Combinations\Folder..6/..7\ | 18
278925 | D6125NL/DR24A-MP-7 | D6125NL/DR24A-MP-7 |  | D6125NL | / | DR24A-MP-7 | Communicative actuator | 0 | Scenario 1 Scenario 2 |  | PPK¦SelectPro¦VDI3805¦Internet_EU |  |  | D6125NL/DR24A-MP-7 | Butterfly valve | 1200 kPa | 2.0 kPa |  | EU\Inbox\Combinations\Folder..6/..7\ | 18
278926 | D6125NL+DR24A-SR-7 | D6125NL+DR24A-SR-7 |  | D6125NL | + | DR24A-SR-7 | Standard actuator | 0 | Scenario 2 |  | PPK¦SelectPro¦VDI3805¦Internet_EU |  |  | D6125NL+DR24A-SR-7 | Butterfly valve | 1200 kPa | 2.0 kPa |  | EU\Inbox\Combinations\Folder..6/..7\ | 18
278927 | D6125NL/DR24A-SR-7 | D6125NL/DR24A-SR-7 |  | D6125NL | / | DR24A-SR-7 | Standard actuator | 0 | Scenario 2 |  | PPK¦SelectPro¦VDI3805¦Internet_EU |  |  | D6125NL/DR24A-SR-7 | Butterfly valve | 1200 kPa | 2.0 kPa |  | EU\Inbox\Combinations\Folder..6/..7\ | 18
278928 | D6125NL+DRC24A-7 | D6125NL+DRC24A-7 |  | D6125NL | + | DRC24A-7 | Fast runner | 1 | Scenario 1 |  | PPK¦SelectPro¦VDI3805¦Internet_EU |  |  | D6125NL+DRC24A-7 | Butterfly valve | 1200 kPa | 2.0 kPa |  | EU\Inbox\Combinations\Folder..6/..7\ | 20
278929 | D6125NL/DRC24A-7 | D6125NL/DRC24A-7 |  | D6125NL | / | DRC24A-7 | Fast runner | 1 | Scenario 1 |  | PPK¦SelectPro¦VDI3805¦Internet_EU |  |  | D6125NL/DRC24A-7 | Butterfly valve | 1200 kPa | 2.0 kPa |  | EU\Inbox\Combinations\Folder..6/..7\ | 20
280279 | D6125N/DRC24A-7 | D6125N/DRC24A-7 |  | D6125N | / | DRC24A-7 | Fast runner | 1 | Scenario 1 |  | PPK¦SelectPro¦VDI3805¦Internet_EU |  |  | D6125N/DRC24A-7 | Butterfly valve | 1200 kPa | 2.0 kPa |  | EU\Inbox\Combinations\Folder..6/..7\ | 20
280274 | D6125N+DR24A-MP-7 | D6125N+DR24A-MP-7 |  | D6125N | + | DR24A-MP-7 | Communicative actuator | 0 | Scenario 1 Scenario 2 |  | PPK¦SelectPro¦VDI3805¦Internet_EU |  |  | D6125N+DR24A-MP-7 | Butterfly valve | 1200 kPa | 2.0 kPa |  | EU\Inbox\Combinations\Folder..6/..7\ | 18
280280 | D6125N+DRC24G-7 | D6125N+DRC24G-7 |  | D6125N | + | DRC24G-7 | Fast runner | 1 | Scenario 1 |  | PPK¦SelectPro¦VDI3805¦Internet_EU |  |  | D6125N+DRC24G-7 | Butterfly valve | 1200 kPa | 2.0 kPa |  | EU\Inbox\Combinations\Folder..6/..7\ | 20
280275 | D6125N/DR24A-MP-7 | D6125N/DR24A-MP-7 |  | D6125N | / | DR24A-MP-7 | Communicative actuator | 0 | Scenario 1 Scenario 2 |  | PPK¦SelectPro¦VDI3805¦Internet_EU |  |  | D6125N/DR24A-MP-7 | Butterfly valve | 1200 kPa | 2.0 kPa |  | EU\Inbox\Combinations\Folder..6/..7\ | 18
280270 | D6125N+DR230A-7 | D6125N+DR230A-7 |  | D6125N | + | DR230A-7 | Standard actuator | 1 | Scenario 1 |  | PPK¦SelectPro¦VDI3805¦Internet_EU |  |  | D6125N+DR230A-7 | Butterfly valve | 1200 kPa | 2.0 kPa |  | EU\Inbox\Combinations\Folder..6/..7\ | 19
280281 | D6125N/DRC24G-7 | D6125N/DRC24G-7 |  | D6125N | / | DRC24G-7 | Fast runner | 1 | Scenario 1 |  | PPK¦SelectPro¦VDI3805¦Internet_EU |  |  | D6125N/DRC24G-7 | Butterfly valve | 1200 kPa | 2.0 kPa |  | EU\Inbox\Combinations\Folder..6/..7\ | 20
280276 | D6125N+DR24A-SR-7 | D6125N+DR24A-SR-7 |  | D6125N | + | DR24A-SR-7 | Standard actuator | 0 | Scenario 2 |  | PPK¦SelectPro¦VDI3805¦Internet_EU |  |  | D6125N+DR24A-SR-7 | Butterfly valve | 1200 kPa | 2.0 kPa |  | EU\Inbox\Combinations\Folder..6/..7\ | 18
280271 | D6125N/DR230A-7 | D6125N/DR230A-7 |  | D6125N | / | DR230A-7 | Standard actuator | 1 | Scenario 1 |  | PPK¦SelectPro¦VDI3805¦Internet_EU |  |  | D6125N/DR230A-7 | Butterfly valve | 1200 kPa | 2.0 kPa |  | EU\Inbox\Combinations\Folder..6/..7\ | 19
280277 | D6125N/DR24A-SR-7 | D6125N/DR24A-SR-7 |  | D6125N | / | DR24A-SR-7 | Standard actuator | 0 | Scenario 2 |  | PPK¦SelectPro¦VDI3805¦Internet_EU |  |  | D6125N/DR24A-SR-7 | Butterfly valve | 1200 kPa | 2.0 kPa |  | EU\Inbox\Combinations\Folder..6/..7\ | 18
280272 | D6125N+DR24A-7 | D6125N+DR24A-7 |  | D6125N | + | DR24A-7 | Standard actuator | 1 | Scenario 1 |  | PPK¦SelectPro¦VDI3805¦Internet_EU |  |  | D6125N+DR24A-7 | Butterfly valve | 1200 kPa | 2.0 kPa |  | EU\Inbox\Combinations\Folder..6/..7\ | 19
280278 | D6125N+DRC24A-7 | D6125N+DRC24A-7 |  | D6125N | + | DRC24A-7 | Fast runner | 1 | Scenario 1 |  | PPK¦SelectPro¦VDI3805¦Internet_EU |  |  | D6125N+DRC24A-7 | Butterfly valve | 1200 kPa | 2.0 kPa |  | EU\Inbox\Combinations\Folder..6/..7\ | 20
280273 | D6125N/DR24A-7 | D6125N/DR24A-7 |  | D6125N | / | DR24A-7 | Standard actuator | 1 | Scenario 1 |  | PPK¦SelectPro¦VDI3805¦Internet_EU |  |  | D6125N/DR24A-7 | Butterfly valve | 1200 kPa | 2.0 kPa |  | EU\Inbox\Combinations\Folder..6/..7\ | 19
283881 | C220Q-K/CQ24A-T | C220Q-K/CQ24A-T |  | C220Q-K | / | CQ24A-T | Standard actuator |  | Scenario 2 |  | PPK¦SelectPro¦VDI3805¦Internet_EU |  |  | C220Q-K/CQ24A-T | Zone valve | 350 kPa | 280 kPa | 5.7 m³/h | EU\Inbox\Combinations\QCV/PIQCV, PICCV\ | 17
286917 | D6100N/DR230A-5 | D6100N/DR230A-5 |  | D6100N | / | DR230A-5 | Standard actuator |  | Scenario 1 |  | PPK¦SelectPro¦VDI3805¦Internet_EU |  |  | D6100N/DR230A-5 | Butterfly valve | 1200 kPa | 2.1 kPa |  | EU\Inbox\Combinations\Folder..6/..7\ | 14
283979 | C220QPT-F/CQ230A-T | C220QPT-F/CQ230A-T |  | C220QPT-F | / | CQ230A-T | Standard actuator | 1 | Scenario 4 |  | PPK¦SelectPro¦VDI3805¦Internet_EU |  |  | C220QPT-F/CQ230A-T | Pressure-independent zone valve | 700 kPa | 350 kPa |  | EU\Inbox\Combinations\QCV/PIQCV, PICCV\ | 20
283954 | C215QPT-B/CQ24A-SZ | C215QPT-B/CQ24A-SZ |  | C215QPT-B | / | CQ24A-SZ |  | 1 | Scenario 4 |  | SelectPro¦VDI3805¦Internet_EU |  |  | C215QPT-B/CQ24A-SZ | Pressure-independent zone valve | 700 kPa | 350 kPa |  | EU\Inbox\Combinations\QCV/PIQCV, PICCV\ | 20
283929 | C215QP-D/CQ24A-T | C215QP-D/CQ24A-T |  | C215QP-D | / | CQ24A-T | Standard actuator | 1 | Scenario 4 |  | PPK¦SelectPro¦VDI3805¦Internet_EU |  |  | C215QP-D/CQ24A-T | Pressure-independent zone valve | 700 kPa | 350 kPa |  | EU\Inbox\Combinations\QCV/PIQCV, PICCV\ | 19
283882 | C215Q-J/CQ230A | C215Q-J/CQ230A |  | C215Q-J | / | CQ230A | Standard actuator |  | Scenario 2 |  | PPK¦SelectPro¦VDI3805¦Internet_EU |  |  | C215Q-J/CQ230A | Zone valve | 350 kPa | 280 kPa | 4 m³/h | EU\Inbox\Combinations\QCV/PIQCV, PICCV\ | 20
286918 | D6100N+DR24A-5 | D6100N+DR24A-5 |  | D6100N | + | DR24A-5 | Standard actuator |  | Scenario 1 |  | PPK¦SelectPro¦VDI3805¦Internet_EU |  |  | D6100N+DR24A-5 | Butterfly valve | 1200 kPa | 2.1 kPa |  | EU\Inbox\Combinations\Folder..6/..7\ | 14
283980 | C220QPT-F/CQ24A-MPL | C220QPT-F/CQ24A-MPL |  | C220QPT-F | / | CQ24A-MPL |  | 1 | Scenario 4 |  | PPK¦SelectPro¦VDI3805¦Internet_EU |  |  | C220QPT-F/CQ24A-MPL | Pressure-independent zone valve | 700 kPa | 350 kPa |  | EU\Inbox\Combinations\QCV/PIQCV, PICCV\ | 19
283955 | C215QPT-B/CQ24A-SZ-T | C215QPT-B/CQ24A-SZ-T |  | C215QPT-B | / | CQ24A-SZ-T |  | 1 | Scenario 4 |  | SelectPro¦VDI3805¦Internet_EU |  |  | C215QPT-B/CQ24A-SZ-T | Pressure-independent zone valve | 700 kPa | 350 kPa |  | EU\Inbox\Combinations\QCV/PIQCV, PICCV\ | 20
283930 | C215QP-D/CQ24A-SR | C215QP-D/CQ24A-SR |  | C215QP-D | / | CQ24A-SR | Standard actuator | 1 | Scenario 4 |  | PPK¦SelectPro¦VDI3805¦Internet_EU |  |  | C215QP-D/CQ24A-SR | Pressure-independent zone valve | 700 kPa | 350 kPa |  | EU\Inbox\Combinations\QCV/PIQCV, PICCV\ | 20
283894 | C220Q-K/CQK24A-SR | C220Q-K/CQK24A-SR |  | C220Q-K | / | CQK24A-SR | Actuator with emergency control function | 1 | Scenario 2 |  | PPK¦SelectPro¦VDI3805¦Internet_EU |  |  | C220Q-K/CQK24A-SR | Zone valve | 350 kPa | 280 kPa | 5.7 m³/h | EU\Inbox\Combinations\QCV/PIQCV, PICCV\ | 23
286919 | D6100N/DR24A-5 | D6100N/DR24A-5 |  | D6100N | / | DR24A-5 | Standard actuator |  | Scenario 1 |  | PPK¦SelectPro¦VDI3805¦Internet_EU |  |  | D6100N/DR24A-5 | Butterfly valve | 1200 kPa | 2.1 kPa |  | EU\Inbox\Combinations\Folder..6/..7\ | 14
283981 | C220QPT-F/CQ24A-MPL-T | C220QPT-F/CQ24A-MPL-T |  | C220QPT-F | / | CQ24A-MPL-T |  | 1 | Scenario 4 |  | SelectPro¦VDI3805¦Internet_EU |  |  | C220QPT-F/CQ24A-MPL-T | Pressure-independent zone valve | 700 kPa | 350 kPa |  | EU\Inbox\Combinations\QCV/PIQCV, PICCV\ | 20
283956 | C215QPT-B/CQ230A | C215QPT-B/CQ230A |  | C215QPT-B | / | CQ230A | Standard actuator | 1 | Scenario 4 |  | PPK¦SelectPro¦VDI3805¦Internet_EU |  |  | C215QPT-B/CQ230A | Pressure-independent zone valve | 700 kPa | 350 kPa |  | EU\Inbox\Combinations\QCV/PIQCV, PICCV\ | 19
283931 | C215QP-D/CQ24A-SR-T | C215QP-D/CQ24A-SR-T |  | C215QP-D | / | CQ24A-SR-T | Standard actuator | 1 | Scenario 4 |  | PPK¦SelectPro¦VDI3805¦Internet_EU |  |  | C215QP-D/CQ24A-SR-T | Pressure-independent zone valve | 700 kPa | 350 kPa |  | EU\Inbox\Combinations\QCV/PIQCV, PICCV\ | 18
283895 | C315Q-H/CQ24A | C315Q-H/CQ24A |  | C315Q-H | / | CQ24A | Standard actuator | 1 | Scenario 1 |  | PPK¦SelectPro¦VDI3805¦Internet_EU |  |  | C315Q-H/CQ24A | Change-over zone valve | 350 kPa | 280 kPa | 2.5 m³/h | EU\Inbox\Combinations\QCV/PIQCV, PICCV\ | 23
286920 | D6100N+DR24A-MP-5 | D6100N+DR24A-MP-5 |  | D6100N | + | DR24A-MP-5 | Communicative actuator |  | Scenario 1 Scenario 2 |  | PPK¦SelectPro¦VDI3805¦Internet_EU |  |  | D6100N+DR24A-MP-5 | Butterfly valve | 1200 kPa | 2.1 kPa |  | EU\Inbox\Combinations\Folder..6/..7\ | 15
283982 | C220QPT-F/CQK24A-SR | C220QPT-F/CQK24A-SR |  | C220QPT-F | / | CQK24A-SR | Actuator with emergency control function | 1 | Scenario 4 |  | PPK¦SelectPro¦VDI3805¦Internet_EU |  |  | C220QPT-F/CQK24A-SR | Pressure-independent zone valve | 700 kPa | 350 kPa |  | EU\Inbox\Combinations\QCV/PIQCV, PICCV\ | 20
283957 | C215QPT-B/CQ230A-T | C215QPT-B/CQ230A-T |  | C215QPT-B | / | CQ230A-T | Standard actuator | 1 | Scenario 4 |  | PPK¦SelectPro¦VDI3805¦Internet_EU |  |  | C215QPT-B/CQ230A-T | Pressure-independent zone valve | 700 kPa | 350 kPa |  | EU\Inbox\Combinations\QCV/PIQCV, PICCV\ | 20
283932 | C215QP-D/CQ24A-SZ | C215QP-D/CQ24A-SZ |  | C215QP-D | / | CQ24A-SZ |  | 1 | Scenario 4 |  | SelectPro¦VDI3805¦Internet_EU |  |  | C215QP-D/CQ24A-SZ | Pressure-independent zone valve | 700 kPa | 350 kPa |  | EU\Inbox\Combinations\QCV/PIQCV, PICCV\ | 19
283896 | C315Q-H/CQ24A-T | C315Q-H/CQ24A-T |  | C315Q-H | / | CQ24A-T | Standard actuator | 1 | Scenario 1 |  | PPK¦SelectPro¦VDI3805¦Internet_EU |  |  | C315Q-H/CQ24A-T | Change-over zone valve | 350 kPa | 280 kPa | 2.5 m³/h | EU\Inbox\Combinations\QCV/PIQCV, PICCV\ | 21
286921 | D6100N/DR24A-MP-5 | D6100N/DR24A-MP-5 |  | D6100N | / | DR24A-MP-5 | Communicative actuator |  | Scenario 1 Scenario 2 |  | PPK¦SelectPro¦VDI3805¦Internet_EU |  |  | D6100N/DR24A-MP-5 | Butterfly valve | 1200 kPa | 2.1 kPa |  | EU\Inbox\Combinations\Folder..6/..7\ | 15
283958 | C215QPT-B/CQ24A-MPL | C215QPT-B/CQ24A-MPL |  | C215QPT-B | / | CQ24A-MPL |  | 1 | Scenario 4 |  | PPK¦SelectPro¦VDI3805¦Internet_EU |  |  | C215QPT-B/CQ24A-MPL | Pressure-independent zone valve | 700 kPa | 350 kPa |  | EU\Inbox\Combinations\QCV/PIQCV, PICCV\ | 21
283933 | C215QP-D/CQ24A-SZ-T | C215QP-D/CQ24A-SZ-T |  | C215QP-D | / | CQ24A-SZ-T |  | 1 | Scenario 4 |  | SelectPro¦VDI3805¦Internet_EU |  |  | C215QP-D/CQ24A-SZ-T | Pressure-independent zone valve | 700 kPa | 350 kPa |  | EU\Inbox\Combinations\QCV/PIQCV, PICCV\ | 19
283901 | C315Q-H/CQ230A | C315Q-H/CQ230A |  | C315Q-H | / | CQ230A | Standard actuator | 1 | Scenario 1 |  | PPK¦SelectPro¦VDI3805¦Internet_EU |  |  | C315Q-H/CQ230A | Change-over zone valve | 350 kPa | 280 kPa | 2.5 m³/h | EU\Inbox\Combinations\QCV/PIQCV, PICCV\ | 21
286922 | D6100N+DR24A-SR-5 | D6100N+DR24A-SR-5 |  | D6100N | + | DR24A-SR-5 | Standard actuator |  | Scenario 2 |  | PPK¦SelectPro¦VDI3805¦Internet_EU |  |  | D6100N+DR24A-SR-5 | Butterfly valve | 1200 kPa | 2.1 kPa |  | EU\Inbox\Combinations\Folder..6/..7\ | 16
283959 | C215QPT-B/CQ24A-MPL-T | C215QPT-B/CQ24A-MPL-T |  | C215QPT-B | / | CQ24A-MPL-T |  | 1 | Scenario 4 |  | SelectPro¦VDI3805¦Internet_EU |  |  | C215QPT-B/CQ24A-MPL-T | Pressure-independent zone valve | 700 kPa | 350 kPa |  | EU\Inbox\Combinations\QCV/PIQCV, PICCV\ | 20
283934 | C215QP-D/CQ230A | C215QP-D/CQ230A |  | C215QP-D | / | CQ230A | Standard actuator | 1 | Scenario 4 |  | PPK¦SelectPro¦VDI3805¦Internet_EU |  |  | C215QP-D/CQ230A | Pressure-independent zone valve | 700 kPa | 350 kPa |  | EU\Inbox\Combinations\QCV/PIQCV, PICCV\ | 19
283902 | C315Q-H/CQ230A-T | C315Q-H/CQ230A-T |  | C315Q-H | / | CQ230A-T | Standard actuator | 1 | Scenario 1 |  | PPK¦SelectPro¦VDI3805¦Internet_EU |  |  | C315Q-H/CQ230A-T | Change-over zone valve | 350 kPa | 280 kPa | 2.5 m³/h | EU\Inbox\Combinations\QCV/PIQCV, PICCV\ | 20
286923 | D6100N/DR24A-SR-5 | D6100N/DR24A-SR-5 |  | D6100N | / | DR24A-SR-5 | Standard actuator |  | Scenario 2 |  | PPK¦SelectPro¦VDI3805¦Internet_EU |  |  | D6100N/DR24A-SR-5 | Butterfly valve | 1200 kPa | 2.1 kPa |  | EU\Inbox\Combinations\Folder..6/..7\ | 16
283960 | C215QPT-B/CQK24A-SR | C215QPT-B/CQK24A-SR |  | C215QPT-B | / | CQK24A-SR | Actuator with emergency control function | 1 | Scenario 4 |  | PPK¦SelectPro¦VDI3805¦Internet_EU |  |  | C215QPT-B/CQK24A-SR | Pressure-independent zone valve | 700 kPa | 350 kPa |  | EU\Inbox\Combinations\QCV/PIQCV, PICCV\ | 21
283935 | C215QP-D/CQ230A-T | C215QP-D/CQ230A-T |  | C215QP-D | / | CQ230A-T | Standard actuator | 1 | Scenario 4 |  | PPK¦SelectPro¦VDI3805¦Internet_EU |  |  | C215QP-D/CQ230A-T | Pressure-independent zone valve | 700 kPa | 350 kPa |  | EU\Inbox\Combinations\QCV/PIQCV, PICCV\ | 19
286193 | C215Q-J/CQK24A | C215Q-J/CQK24A |  | C215Q-J | / | CQK24A | Actuator with emergency control function |  | Scenario 2 |  | SelectPro¦VDI3805¦Internet_EU |  |  | C215Q-J/CQK24A | Zone valve | 350 kPa | 280 kPa |  | EU\Inbox\Combinations\QCV/PIQCV, PICCV\ | 13
283903 | C315Q-H/CQ24A-MPL | C315Q-H/CQ24A-MPL |  | C315Q-H | / | CQ24A-MPL |  | 1 | Scenario 1 |  | PPK¦SelectPro¦VDI3805¦Internet_EU |  |  | C315Q-H/CQ24A-MPL | Change-over zone valve | 350 kPa | 280 kPa | 2.5 m³/h | EU\Inbox\Combinations\QCV/PIQCV, PICCV\ | 19
283863 | C215Q-J/CQ230A-T | C215Q-J/CQ230A-T |  | C215Q-J | / | CQ230A-T | Standard actuator |  | Scenario 2 |  | PPK¦SelectPro¦VDI3805¦Internet_EU |  |  | C215Q-J/CQ230A-T | Zone valve | 350 kPa | 280 kPa | 4 m³/h | EU\Inbox\Combinations\QCV/PIQCV, PICCV\ | 20
286924 | D6100N+DRC24A-5 | D6100N+DRC24A-5 |  | D6100N | + | DRC24A-5 | Fast runner |  | Scenario 1 |  | PPK¦SelectPro¦VDI3805¦Internet_EU |  |  | D6100N+DRC24A-5 | Butterfly valve | 1200 kPa | 2.1 kPa |  | EU\Inbox\Combinations\Folder..6/..7\ | 14
283961 | C215QPT-D/CQ24A | C215QPT-D/CQ24A |  | C215QPT-D | / | CQ24A | Standard actuator | 1 | Scenario 4 |  | PPK¦SelectPro¦VDI3805¦Internet_EU |  |  | C215QPT-D/CQ24A | Pressure-independent zone valve | 700 kPa | 350 kPa |  | EU\Inbox\Combinations\QCV/PIQCV, PICCV\ | 22
283936 | C215QP-D/CQ24A-MPL | C215QP-D/CQ24A-MPL |  | C215QP-D | / | CQ24A-MPL |  | 1 | Scenario 4 |  | PPK¦SelectPro¦VDI3805¦Internet_EU |  |  | C215QP-D/CQ24A-MPL | Pressure-independent zone valve | 700 kPa | 350 kPa |  | EU\Inbox\Combinations\QCV/PIQCV, PICCV\ | 19
286194 | C215Q-J/CQK24A-SR | C215Q-J/CQK24A-SR |  | C215Q-J | / | CQK24A-SR | Actuator with emergency control function |  | Scenario 2 | 0 | PPK¦SelectPro¦VDI3805¦Internet_EU |  |  | C215Q-J/CQK24A-SR | Zone valve | 350 kPa | 280 kPa | 4 m³/h | EU\Inbox\Combinations\QCV/PIQCV, PICCV\ | 16
283904 | C315Q-H/CQ24A-MPL-T | C315Q-H/CQ24A-MPL-T |  | C315Q-H | / | CQ24A-MPL-T |  | 1 | Scenario 1 |  | SelectPro¦VDI3805¦Internet_EU |  |  | C315Q-H/CQ24A-MPL-T | Change-over zone valve | 350 kPa | 280 kPa | 2.5 m³/h | EU\Inbox\Combinations\QCV/PIQCV, PICCV\ | 19
283864 | C215Q-J/CQ24A | C215Q-J/CQ24A |  | C215Q-J | / | CQ24A | Standard actuator |  | Scenario 2 |  | PPK¦SelectPro¦VDI3805¦Internet_EU |  |  | C215Q-J/CQ24A | Zone valve | 350 kPa | 280 kPa | 4 m³/h | EU\Inbox\Combinations\QCV/PIQCV, PICCV\ | 24
286925 | D6100N/DRC24A-5 | D6100N/DRC24A-5 |  | D6100N | / | DRC24A-5 | Fast runner |  | Scenario 1 |  | PPK¦SelectPro¦VDI3805¦Internet_EU |  |  | D6100N/DRC24A-5 | Butterfly valve | 1200 kPa | 2.1 kPa |  | EU\Inbox\Combinations\Folder..6/..7\ | 14
283962 | C215QPT-D/CQ24A-T | C215QPT-D/CQ24A-T |  | C215QPT-D | / | CQ24A-T | Standard actuator | 1 | Scenario 4 |  | PPK¦SelectPro¦VDI3805¦Internet_EU |  |  | C215QPT-D/CQ24A-T | Pressure-independent zone valve | 700 kPa | 350 kPa |  | EU\Inbox\Combinations\QCV/PIQCV, PICCV\ | 21
283937 | C215QP-D/CQ24A-MPL-T | C215QP-D/CQ24A-MPL-T |  | C215QP-D | / | CQ24A-MPL-T |  | 1 | Scenario 4 |  | SelectPro¦VDI3805¦Internet_EU |  |  | C215QP-D/CQ24A-MPL-T | Pressure-independent zone valve | 700 kPa | 350 kPa |  | EU\Inbox\Combinations\QCV/PIQCV, PICCV\ | 18
286196 | C215QP-B/CQK24A | C215QP-B/CQK24A |  | C215QP-B | / | CQK24A | Actuator with emergency control function |  | Scenario 4 |  | SelectPro¦VDI3805¦Internet_EU |  |  | C215QP-B/CQK24A | Pressure-independent zone valve | 700 kPa | 350 kPa |  | EU\Inbox\Combinations\QCV/PIQCV, PICCV\ | 14
283906 | C320Q-J/CQ24A | C320Q-J/CQ24A |  | C320Q-J | / | CQ24A | Standard actuator | 1 | Scenario 1 |  | PPK¦SelectPro¦VDI3805¦Internet_EU |  |  | C320Q-J/CQ24A | Change-over zone valve | 350 kPa | 280 kPa | 4 m³/h | EU\Inbox\Combinations\QCV/PIQCV, PICCV\ | 23
283865 | C215Q-J/CQ24A-MPL | C215Q-J/CQ24A-MPL |  | C215Q-J | / | CQ24A-MPL |  |  | Scenario 2 |  | PPK¦SelectPro¦VDI3805¦Internet_EU |  |  | C215Q-J/CQ24A-MPL | Zone valve | 350 kPa | 280 kPa | 4 m³/h | EU\Inbox\Combinations\QCV/PIQCV, PICCV\ | 20
286926 | D6100N+DRC24G-5 | D6100N+DRC24G-5 |  | D6100N | + | DRC24G-5 | Fast runner |  | Scenario 1 |  | PPK¦SelectPro¦VDI3805¦Internet_EU |  |  | D6100N+DRC24G-5 | Butterfly valve | 1200 kPa | 2.1 kPa |  | EU\Inbox\Combinations\Folder..6/..7\ | 14
283963 | C215QPT-D/CQ24A-SR | C215QPT-D/CQ24A-SR |  | C215QPT-D | / | CQ24A-SR | Standard actuator | 1 | Scenario 4 |  | PPK¦SelectPro¦VDI3805¦Internet_EU |  |  | C215QPT-D/CQ24A-SR | Pressure-independent zone valve | 700 kPa | 350 kPa |  | EU\Inbox\Combinations\QCV/PIQCV, PICCV\ | 20
283938 | C215QP-D/CQK24A-SR | C215QP-D/CQK24A-SR |  | C215QP-D | / | CQK24A-SR | Actuator with emergency control function | 1 | Scenario 4 |  | PPK¦SelectPro¦VDI3805¦Internet_EU |  |  | C215QP-D/CQK24A-SR | Pressure-independent zone valve | 700 kPa | 350 kPa |  | EU\Inbox\Combinations\QCV/PIQCV, PICCV\ | 20
286197 | C215QP-D/CQK24A | C215QP-D/CQK24A |  | C215QP-D | / | CQK24A | Actuator with emergency control function |  | Scenario 4 |  | SelectPro¦VDI3805¦Internet_EU |  |  | C215QP-D/CQK24A | Pressure-independent zone valve | 700 kPa | 350 kPa |  | EU\Inbox\Combinations\QCV/PIQCV, PICCV\ | 13
283907 | C320Q-J/CQ24A-T | C320Q-J/CQ24A-T |  | C320Q-J | / | CQ24A-T | Standard actuator | 1 | Scenario 1 |  | PPK¦SelectPro¦VDI3805¦Internet_EU |  |  | C320Q-J/CQ24A-T | Change-over zone valve | 350 kPa | 280 kPa | 4 m³/h | EU\Inbox\Combinations\QCV/PIQCV, PICCV\ | 21
283866 | C215Q-J/CQ24A-MPL-T | C215Q-J/CQ24A-MPL-T |  | C215Q-J | / | CQ24A-MPL-T |  |  | Scenario 2 |  | SelectPro¦VDI3805¦Internet_EU |  |  | C215Q-J/CQ24A-MPL-T | Zone valve | 350 kPa | 280 kPa | 4 m³/h | EU\Inbox\Combinations\QCV/PIQCV, PICCV\ | 18
286927 | D6100N/DRC24G-5 | D6100N/DRC24G-5 |  | D6100N | / | DRC24G-5 | Fast runner |  | Scenario 1 |  | PPK¦SelectPro¦VDI3805¦Internet_EU |  |  | D6100N/DRC24G-5 | Butterfly valve | 1200 kPa | 2.1 kPa |  | EU\Inbox\Combinations\Folder..6/..7\ | 14
283964 | C215QPT-D/CQ24A-SR-T | C215QPT-D/CQ24A-SR-T |  | C215QPT-D | / | CQ24A-SR-T | Standard actuator | 1 | Scenario 4 |  | PPK¦SelectPro¦VDI3805¦Internet_EU |  |  | C215QPT-D/CQ24A-SR-T | Pressure-independent zone valve | 700 kPa | 350 kPa |  | EU\Inbox\Combinations\QCV/PIQCV, PICCV\ | 21
283939 | C220QP-F/CQ24A | C220QP-F/CQ24A |  | C220QP-F | / | CQ24A | Standard actuator | 1 | Scenario 4 |  | PPK¦SelectPro¦VDI3805¦Internet_EU |  |  | C220QP-F/CQ24A | Pressure-independent zone valve | 700 kPa | 350 kPa |  | EU\Inbox\Combinations\QCV/PIQCV, PICCV\ | 24
286198 | C215QPT-B/CQK24A | C215QPT-B/CQK24A |  | C215QPT-B | / | CQK24A | Actuator with emergency control function |  | Scenario 4 |  | SelectPro¦VDI3805¦Internet_EU |  |  | C215QPT-B/CQK24A | Pressure-independent zone valve | 700 kPa | 350 kPa |  | EU\Inbox\Combinations\QCV/PIQCV, PICCV\ | 12
283912 | C320Q-J/CQ230A | C320Q-J/CQ230A |  | C320Q-J | / | CQ230A | Standard actuator | 1 | Scenario 1 |  | PPK¦SelectPro¦VDI3805¦Internet_EU |  |  | C320Q-J/CQ230A | Change-over zone valve | 350 kPa | 280 kPa | 4 m³/h | EU\Inbox\Combinations\QCV/PIQCV, PICCV\ | 20
283867 | C215Q-J/CQ24A-SR | C215Q-J/CQ24A-SR |  | C215Q-J | / | CQ24A-SR | Standard actuator |  | Scenario 2 |  | PPK¦SelectPro¦VDI3805¦Internet_EU |  |  | C215Q-J/CQ24A-SR | Zone valve | 350 kPa | 280 kPa | 4 m³/h | EU\Inbox\Combinations\QCV/PIQCV, PICCV\ | 20
286928 | D6100NL+DR230A-5 | D6100NL+DR230A-5 |  | D6100NL | + | DR230A-5 | Standard actuator |  | Scenario 1 |  | PPK¦SelectPro¦VDI3805¦Internet_EU |  |  | D6100NL+DR230A-5 | Butterfly valve | 1200 kPa | 2.1 kPa |  | EU\Inbox\Combinations\Folder..6/..7\ | 14
283965 | C215QPT-D/CQ24A-SZ | C215QPT-D/CQ24A-SZ |  | C215QPT-D | / | CQ24A-SZ |  | 1 | Scenario 4 |  | SelectPro¦VDI3805¦Internet_EU |  |  | C215QPT-D/CQ24A-SZ | Pressure-independent zone valve | 700 kPa | 350 kPa |  | EU\Inbox\Combinations\QCV/PIQCV, PICCV\ | 21
283940 | C220QP-F/CQ24A-T | C220QP-F/CQ24A-T |  | C220QP-F | / | CQ24A-T | Standard actuator | 1 | Scenario 4 |  | PPK¦SelectPro¦VDI3805¦Internet_EU |  |  | C220QP-F/CQ24A-T | Pressure-independent zone valve | 700 kPa | 350 kPa |  | EU\Inbox\Combinations\QCV/PIQCV, PICCV\ | 20
286199 | C215QPT-D/CQK24A | C215QPT-D/CQK24A |  | C215QPT-D | / | CQK24A | Actuator with emergency control function |  | Scenario 4 |  | SelectPro¦VDI3805¦Internet_EU |  |  | C215QPT-D/CQK24A | Pressure-independent zone valve | 700 kPa | 350 kPa |  | EU\Inbox\Combinations\QCV/PIQCV, PICCV\ | 12
283913 | C320Q-J/CQ230A-T | C320Q-J/CQ230A-T |  | C320Q-J | / | CQ230A-T | Standard actuator | 1 | Scenario 1 |  | PPK¦SelectPro¦VDI3805¦Internet_EU |  |  | C320Q-J/CQ230A-T | Change-over zone valve | 350 kPa | 280 kPa | 4 m³/h | EU\Inbox\Combinations\QCV/PIQCV, PICCV\ | 20
283868 | C215Q-J/CQ24A-SR-T | C215Q-J/CQ24A-SR-T |  | C215Q-J | / | CQ24A-SR-T | Standard actuator |  | Scenario 2 |  | PPK¦SelectPro¦VDI3805¦Internet_EU |  |  | C215Q-J/CQ24A-SR-T | Zone valve | 350 kPa | 280 kPa | 4 m³/h | EU\Inbox\Combinations\QCV/PIQCV, PICCV\ | 18
286900 | D6100N+DRK24A-5 | D6100N+DRK24A-5 |  | D6100N | + | DRK24A-5 | SuperCap rotary actuator |  | Scenario 1 |  | PPK¦SelectPro¦VDI3805¦Internet_EU |  |  | D6100N+DRK24A-5 | Butterfly valve | 1200 kPa | 2.1 kPa |  | EU\Inbox\Combinations\Folder..6/..7\ | 20
286929 | D6100NL/DR230A-5 | D6100NL/DR230A-5 |  | D6100NL | / | DR230A-5 | Standard actuator |  | Scenario 1 |  | PPK¦SelectPro¦VDI3805¦Internet_EU |  |  | D6100NL/DR230A-5 | Butterfly valve | 1200 kPa | 2.1 kPa |  | EU\Inbox\Combinations\Folder..6/..7\ | 14
283966 | C215QPT-D/CQ24A-SZ-T | C215QPT-D/CQ24A-SZ-T |  | C215QPT-D | / | CQ24A-SZ-T |  | 1 | Scenario 4 |  | SelectPro¦VDI3805¦Internet_EU |  |  | C215QPT-D/CQ24A-SZ-T | Pressure-independent zone valve | 700 kPa | 350 kPa |  | EU\Inbox\Combinations\QCV/PIQCV, PICCV\ | 20
283941 | C220QP-F/CQ24A-SR | C220QP-F/CQ24A-SR |  | C220QP-F | / | CQ24A-SR | Standard actuator | 1 | Scenario 4 |  | PPK¦SelectPro¦VDI3805¦Internet_EU |  |  | C220QP-F/CQ24A-SR | Pressure-independent zone valve | 700 kPa | 350 kPa |  | EU\Inbox\Combinations\QCV/PIQCV, PICCV\ | 21
286200 | C220QP-F/CQK24A | C220QP-F/CQK24A |  | C220QP-F | / | CQK24A | Actuator with emergency control function |  | Scenario 4 |  | SelectPro¦VDI3805¦Internet_EU |  |  | C220QP-F/CQK24A | Pressure-independent zone valve | 700 kPa | 350 kPa |  | EU\Inbox\Combinations\QCV/PIQCV, PICCV\ | 13
283914 | C320Q-J/CQ24A-MPL | C320Q-J/CQ24A-MPL |  | C320Q-J | / | CQ24A-MPL |  | 1 | Scenario 1 |  | PPK¦SelectPro¦VDI3805¦Internet_EU |  |  | C320Q-J/CQ24A-MPL | Change-over zone valve | 350 kPa | 280 kPa | 4 m³/h | EU\Inbox\Combinations\QCV/PIQCV, PICCV\ | 20
283869 | C215Q-J/CQ24A-SZ | C215Q-J/CQ24A-SZ |  | C215Q-J | / | CQ24A-SZ |  |  | Scenario 2 |  | SelectPro¦VDI3805¦Internet_EU |  |  | C215Q-J/CQ24A-SZ | Zone valve | 350 kPa | 280 kPa | 4 m³/h | EU\Inbox\Combinations\QCV/PIQCV, PICCV\ | 21
283915 | C320Q-J/CQ24A-MPL-T | C320Q-J/CQ24A-MPL-T |  | C320Q-J | / | CQ24A-MPL-T |  | 1 | Scenario 1 |  | SelectPro¦VDI3805¦Internet_EU |  |  | C320Q-J/CQ24A-MPL-T | Change-over zone valve | 350 kPa | 280 kPa | 4 m³/h | EU\Inbox\Combinations\QCV/PIQCV, PICCV\ | 20
286901 | D6100N/DRK24A-5 | D6100N/DRK24A-5 |  | D6100N | / | DRK24A-5 | SuperCap rotary actuator |  | Scenario 1 |  | PPK¦SelectPro¦VDI3805¦Internet_EU |  |  | D6100N/DRK24A-5 | Butterfly valve | 1200 kPa | 2.1 kPa |  | EU\Inbox\Combinations\Folder..6/..7\ | 18
286930 | D6100NL+DR24A-5 | D6100NL+DR24A-5 |  | D6100NL | + | DR24A-5 | Standard actuator |  | Scenario 1 |  | PPK¦SelectPro¦VDI3805¦Internet_EU |  |  | D6100NL+DR24A-5 | Butterfly valve | 1200 kPa | 2.1 kPa |  | EU\Inbox\Combinations\Folder..6/..7\ | 14
283967 | C215QPT-D/CQ230A | C215QPT-D/CQ230A |  | C215QPT-D | / | CQ230A | Standard actuator | 1 | Scenario 4 |  | PPK¦SelectPro¦VDI3805¦Internet_EU |  |  | C215QPT-D/CQ230A | Pressure-independent zone valve | 700 kPa | 350 kPa |  | EU\Inbox\Combinations\QCV/PIQCV, PICCV\ | 21
283942 | C220QP-F/CQ24A-SR-T | C220QP-F/CQ24A-SR-T |  | C220QP-F | / | CQ24A-SR-T | Standard actuator | 1 | Scenario 4 |  | PPK¦SelectPro¦VDI3805¦Internet_EU |  |  | C220QP-F/CQ24A-SR-T | Pressure-independent zone valve | 700 kPa | 350 kPa |  | EU\Inbox\Combinations\QCV/PIQCV, PICCV\ | 21
286201 | C220QPT-F/CQK24A | C220QPT-F/CQK24A |  | C220QPT-F | / | CQK24A | Actuator with emergency control function |  | Scenario 4 |  | SelectPro¦VDI3805¦Internet_EU |  |  | C220QPT-F/CQK24A | Pressure-independent zone valve | 700 kPa | 350 kPa |  | EU\Inbox\Combinations\QCV/PIQCV, PICCV\ | 12
283870 | C215Q-J/CQ24A-SZ-T | C215Q-J/CQ24A-SZ-T |  | C215Q-J | / | CQ24A-SZ-T |  |  | Scenario 2 |  | SelectPro¦VDI3805¦Internet_EU |  |  | C215Q-J/CQ24A-SZ-T | Zone valve | 350 kPa | 280 kPa | 4 m³/h | EU\Inbox\Combinations\QCV/PIQCV, PICCV\ | 19
286619 | C215QP-B/ZCQ-FL | C215QP-B/ZCQ-FL |  | C215QP-B | / | ZCQ-FL | Accessories |  | Scenario 4 |  | PPK¦SelectPro |  |  | C215QP-B/ZCQ-FL | Pressure-independent zone valve | 700 kPa | 350 kPa |  | EU\Inbox\Combinations\QCV/PIQCV, PICCV\ | 19
283917 | C215QP-B/CQ24A | C215QP-B/CQ24A |  | C215QP-B | / | CQ24A | Standard actuator | 1 | Scenario 4 |  | PPK¦SelectPro¦VDI3805¦Internet_EU |  |  | C215QP-B/CQ24A | Pressure-independent zone valve | 700 kPa | 350 kPa |  | EU\Inbox\Combinations\QCV/PIQCV, PICCV\ | 18
286902 | D6100NL+DRK24A-5 | D6100NL+DRK24A-5 |  | D6100NL | + | DRK24A-5 | SuperCap rotary actuator |  | Scenario 1 |  | PPK¦SelectPro¦VDI3805¦Internet_EU |  |  | D6100NL+DRK24A-5 | Butterfly valve | 1200 kPa | 2.1 kPa |  | EU\Inbox\Combinations\Folder..6/..7\ | 17
286931 | D6100NL/DR24A-5 | D6100NL/DR24A-5 |  | D6100NL | / | DR24A-5 | Standard actuator |  | Scenario 1 |  | PPK¦SelectPro¦VDI3805¦Internet_EU |  |  | D6100NL/DR24A-5 | Butterfly valve | 1200 kPa | 2.1 kPa |  | EU\Inbox\Combinations\Folder..6/..7\ | 14
283968 | C215QPT-D/CQ230A-T | C215QPT-D/CQ230A-T |  | C215QPT-D | / | CQ230A-T | Standard actuator | 1 | Scenario 4 |  | PPK¦SelectPro¦VDI3805¦Internet_EU |  |  | C215QPT-D/CQ230A-T | Pressure-independent zone valve | 700 kPa | 350 kPa |  | EU\Inbox\Combinations\QCV/PIQCV, PICCV\ | 19
283943 | C220QP-F/CQ24A-SZ | C220QP-F/CQ24A-SZ |  | C220QP-F | / | CQ24A-SZ |  | 1 | Scenario 4 |  | SelectPro¦VDI3805¦Internet_EU |  |  | C220QP-F/CQ24A-SZ | Pressure-independent zone valve | 700 kPa | 350 kPa |  | EU\Inbox\Combinations\QCV/PIQCV, PICCV\ | 21
283871 | C215Q-J/CQ24A-T | C215Q-J/CQ24A-T |  | C215Q-J | / | CQ24A-T | Standard actuator |  | Scenario 2 |  | PPK¦SelectPro¦VDI3805¦Internet_EU |  |  | C215Q-J/CQ24A-T | Zone valve | 350 kPa | 280 kPa | 4 m³/h | EU\Inbox\Combinations\QCV/PIQCV, PICCV\ | 18
286620 | C215QP-D/ZCQ-FL | C215QP-D/ZCQ-FL |  | C215QP-D | / | ZCQ-FL | Accessories |  | Scenario 4 |  | PPK¦SelectPro |  |  | C215QP-D/ZCQ-FL | Pressure-independent zone valve | 700 kPa | 350 kPa |  | EU\Inbox\Combinations\QCV/PIQCV, PICCV\ | 17
283918 | C215QP-B/CQ24A-T | C215QP-B/CQ24A-T |  | C215QP-B | / | CQ24A-T | Standard actuator | 1 | Scenario 4 |  | PPK¦SelectPro¦VDI3805¦Internet_EU |  |  | C215QP-B/CQ24A-T | Pressure-independent zone valve | 700 kPa | 350 kPa |  | EU\Inbox\Combinations\QCV/PIQCV, PICCV\ | 21
286903 | D6100NL/DRK24A-5 | D6100NL/DRK24A-5 |  | D6100NL | / | DRK24A-5 | SuperCap rotary actuator |  | Scenario 1 |  | PPK¦SelectPro¦VDI3805¦Internet_EU |  |  | D6100NL/DRK24A-5 | Butterfly valve | 1200 kPa | 2.1 kPa |  | EU\Inbox\Combinations\Folder..6/..7\ | 18
286932 | D6100NL+DR24A-MP-5 | D6100NL+DR24A-MP-5 |  | D6100NL | + | DR24A-MP-5 | Communicative actuator |  | Scenario 1 Scenario 2 |  | PPK¦SelectPro¦VDI3805¦Internet_EU |  |  | D6100NL+DR24A-MP-5 | Butterfly valve | 1200 kPa | 2.1 kPa |  | EU\Inbox\Combinations\Folder..6/..7\ | 15
283969 | C215QPT-D/CQ24A-MPL | C215QPT-D/CQ24A-MPL |  | C215QPT-D | / | CQ24A-MPL |  | 1 | Scenario 4 | 0 | PPK¦SelectPro¦VDI3805¦Internet_EU |  |  | C215QPT-D/CQ24A-MPL | Pressure-independent zone valve | 700 kPa | 350 kPa |  | EU\Inbox\Combinations\QCV/PIQCV, PICCV\ | 21
283944 | C220QP-F/CQ24A-SZ-T | C220QP-F/CQ24A-SZ-T |  | C220QP-F | / | CQ24A-SZ-T |  | 1 | Scenario 4 |  | SelectPro¦VDI3805¦Internet_EU |  |  | C220QP-F/CQ24A-SZ-T | Pressure-independent zone valve | 700 kPa | 350 kPa |  | EU\Inbox\Combinations\QCV/PIQCV, PICCV\ | 21
283872 | C220Q-K/CQ230A | C220Q-K/CQ230A |  | C220Q-K | / | CQ230A | Standard actuator |  | Scenario 2 |  | PPK¦SelectPro¦VDI3805¦Internet_EU |  |  | C220Q-K/CQ230A | Zone valve | 350 kPa | 280 kPa | 5.7 m³/h | EU\Inbox\Combinations\QCV/PIQCV, PICCV\ | 18
286621 | C220QP-F/ZCQ-FL | C220QP-F/ZCQ-FL |  | C220QP-F | / | ZCQ-FL | Accessories |  | Scenario 4 |  | PPK¦SelectPro |  |  | C220QP-F/ZCQ-FL | Pressure-independent zone valve | 700 kPa | 350 kPa |  | EU\Inbox\Combinations\QCV/PIQCV, PICCV\ | 17
283919 | C215QP-B/CQ24A-SR | C215QP-B/CQ24A-SR |  | C215QP-B | / | CQ24A-SR | Standard actuator | 1 | Scenario 4 |  | PPK¦SelectPro¦VDI3805¦Internet_EU |  |  | C215QP-B/CQ24A-SR | Pressure-independent zone valve | 700 kPa | 350 kPa |  | EU\Inbox\Combinations\QCV/PIQCV, PICCV\ | 17
286933 | D6100NL/DR24A-MP-5 | D6100NL/DR24A-MP-5 |  | D6100NL | / | DR24A-MP-5 | Communicative actuator |  | Scenario 1 Scenario 2 |  | PPK¦SelectPro¦VDI3805¦Internet_EU |  |  | D6100NL/DR24A-MP-5 | Butterfly valve | 1200 kPa | 2.1 kPa |  | EU\Inbox\Combinations\Folder..6/..7\ | 15
283970 | C215QPT-D/CQ24A-MPL-T | C215QPT-D/CQ24A-MPL-T |  | C215QPT-D | / | CQ24A-MPL-T |  | 1 | Scenario 4 |  | SelectPro¦VDI3805¦Internet_EU |  |  | C215QPT-D/CQ24A-MPL-T | Pressure-independent zone valve | 700 kPa | 350 kPa |  | EU\Inbox\Combinations\QCV/PIQCV, PICCV\ | 19
283945 | C220QP-F/CQ230A | C220QP-F/CQ230A |  | C220QP-F | / | CQ230A | Standard actuator | 1 | Scenario 4 |  | PPK¦SelectPro¦VDI3805¦Internet_EU |  |  | C220QP-F/CQ230A | Pressure-independent zone valve | 700 kPa | 350 kPa |  | EU\Inbox\Combinations\QCV/PIQCV, PICCV\ | 21
283873 | C220Q-K/CQ230A-T | C220Q-K/CQ230A-T |  | C220Q-K | / | CQ230A-T | Standard actuator |  | Scenario 2 |  | PPK¦SelectPro¦VDI3805¦Internet_EU |  |  | C220Q-K/CQ230A-T | Zone valve | 350 kPa | 280 kPa | 5.7 m³/h | EU\Inbox\Combinations\QCV/PIQCV, PICCV\ | 17
286622 | C215QPT-B/ZCQ-FL | C215QPT-B/ZCQ-FL |  | C215QPT-B | / | ZCQ-FL | Accessories |  | Scenario 4 |  | PPK¦SelectPro |  |  | C215QPT-B/ZCQ-FL | Pressure-independent zone valve | 700 kPa | 350 kPa |  | EU\Inbox\Combinations\QCV/PIQCV, PICCV\ | 17
283920 | C215QP-B/CQ24A-SR-T | C215QP-B/CQ24A-SR-T |  | C215QP-B | / | CQ24A-SR-T | Standard actuator | 1 | Scenario 4 |  | PPK¦SelectPro¦VDI3805¦Internet_EU |  |  | C215QP-B/CQ24A-SR-T | Pressure-independent zone valve | 700 kPa | 350 kPa |  | EU\Inbox\Combinations\QCV/PIQCV, PICCV\ | 17
286934 | D6100NL+DR24A-SR-5 | D6100NL+DR24A-SR-5 |  | D6100NL | + | DR24A-SR-5 | Standard actuator |  | Scenario 2 |  | PPK¦SelectPro¦VDI3805¦Internet_EU |  |  | D6100NL+DR24A-SR-5 | Butterfly valve | 1200 kPa | 2.1 kPa |  | EU\Inbox\Combinations\Folder..6/..7\ | 16
283971 | C215QPT-D/CQK24A-SR | C215QPT-D/CQK24A-SR |  | C215QPT-D | / | CQK24A-SR | Actuator with emergency control function | 1 | Scenario 4 |  | PPK¦SelectPro¦VDI3805¦Internet_EU |  |  | C215QPT-D/CQK24A-SR | Pressure-independent zone valve | 700 kPa | 350 kPa |  | EU\Inbox\Combinations\QCV/PIQCV, PICCV\ | 20
283946 | C220QP-F/CQ230A-T | C220QP-F/CQ230A-T |  | C220QP-F | / | CQ230A-T | Standard actuator | 1 | Scenario 4 |  | PPK¦SelectPro¦VDI3805¦Internet_EU |  |  | C220QP-F/CQ230A-T | Pressure-independent zone valve | 700 kPa | 350 kPa |  | EU\Inbox\Combinations\QCV/PIQCV, PICCV\ | 20
283874 | C220Q-K/CQ24A | C220Q-K/CQ24A |  | C220Q-K | / | CQ24A | Standard actuator |  | Scenario 2 |  | PPK¦SelectPro¦VDI3805¦Internet_EU |  |  | C220Q-K/CQ24A | Zone valve | 350 kPa | 280 kPa | 5.7 m³/h | EU\Inbox\Combinations\QCV/PIQCV, PICCV\ | 22
286623 | C215QPT-D/ZCQ-FL | C215QPT-D/ZCQ-FL |  | C215QPT-D | / | ZCQ-FL | Accessories |  | Scenario 4 |  | PPK¦SelectPro |  |  | C215QPT-D/ZCQ-FL | Pressure-independent zone valve | 700 kPa | 350 kPa |  | EU\Inbox\Combinations\QCV/PIQCV, PICCV\ | 17
283921 | C215QP-B/CQ24A-SZ | C215QP-B/CQ24A-SZ |  | C215QP-B | / | CQ24A-SZ |  | 1 | Scenario 4 |  | SelectPro¦VDI3805¦Internet_EU |  |  | C215QP-B/CQ24A-SZ | Pressure-independent zone valve | 700 kPa | 350 kPa |  | EU\Inbox\Combinations\QCV/PIQCV, PICCV\ | 20
286935 | D6100NL/DR24A-SR-5 | D6100NL/DR24A-SR-5 |  | D6100NL | / | DR24A-SR-5 | Standard actuator |  | Scenario 2 |  | PPK¦SelectPro¦VDI3805¦Internet_EU |  |  | D6100NL/DR24A-SR-5 | Butterfly valve | 1200 kPa | 2.1 kPa |  | EU\Inbox\Combinations\Folder..6/..7\ | 16
283972 | C220QPT-F/CQ24A | C220QPT-F/CQ24A |  | C220QPT-F | / | CQ24A | Standard actuator | 1 | Scenario 4 |  | PPK¦SelectPro¦VDI3805¦Internet_EU |  |  | C220QPT-F/CQ24A | Pressure-independent zone valve | 700 kPa | 350 kPa |  | EU\Inbox\Combinations\QCV/PIQCV, PICCV\ | 23
283947 | C220QP-F/CQ24A-MPL | C220QP-F/CQ24A-MPL |  | C220QP-F | / | CQ24A-MPL |  | 1 | Scenario 4 |  | PPK¦SelectPro¦VDI3805¦Internet_EU |  |  | C220QP-F/CQ24A-MPL | Pressure-independent zone valve | 700 kPa | 350 kPa |  | EU\Inbox\Combinations\QCV/PIQCV, PICCV\ | 20
283875 | C220Q-K/CQ24A-MPL | C220Q-K/CQ24A-MPL |  | C220Q-K | / | CQ24A-MPL |  |  | Scenario 2 |  | PPK¦SelectPro¦VDI3805¦Internet_EU |  |  | C220Q-K/CQ24A-MPL | Zone valve | 350 kPa | 280 kPa | 5.7 m³/h | EU\Inbox\Combinations\QCV/PIQCV, PICCV\ | 18
283922 | C215QP-B/CQ24A-SZ-T | C215QP-B/CQ24A-SZ-T |  | C215QP-B | / | CQ24A-SZ-T |  | 1 | Scenario 4 |  | SelectPro¦VDI3805¦Internet_EU |  |  | C215QP-B/CQ24A-SZ-T | Pressure-independent zone valve | 700 kPa | 350 kPa |  | EU\Inbox\Combinations\QCV/PIQCV, PICCV\ | 20
286624 | C220QPT-F/ZCQ-FL | C220QPT-F/ZCQ-FL |  | C220QPT-F | / | ZCQ-FL | Accessories |  | Scenario 4 |  | PPK¦SelectPro |  |  | C220QPT-F/ZCQ-FL | Pressure-independent zone valve | 700 kPa | 350 kPa |  | EU\Inbox\Combinations\QCV/PIQCV, PICCV\ | 18
286936 | D6100NL+DRC24A-5 | D6100NL+DRC24A-5 |  | D6100NL | + | DRC24A-5 | Fast runner |  | Scenario 1 |  | PPK¦SelectPro¦VDI3805¦Internet_EU |  |  | D6100NL+DRC24A-5 | Butterfly valve | 1200 kPa | 2.1 kPa |  | EU\Inbox\Combinations\Folder..6/..7\ | 14
283973 | C220QPT-F/CQ24A-T | C220QPT-F/CQ24A-T |  | C220QPT-F | / | CQ24A-T | Standard actuator | 1 | Scenario 4 |  | PPK¦SelectPro¦VDI3805¦Internet_EU |  |  | C220QPT-F/CQ24A-T | Pressure-independent zone valve | 700 kPa | 350 kPa |  | EU\Inbox\Combinations\QCV/PIQCV, PICCV\ | 20
283948 | C220QP-F/CQ24A-MPL-T | C220QP-F/CQ24A-MPL-T |  | C220QP-F | / | CQ24A-MPL-T |  | 1 | Scenario 4 |  | SelectPro¦VDI3805¦Internet_EU |  |  | C220QP-F/CQ24A-MPL-T | Pressure-independent zone valve | 700 kPa | 350 kPa |  | EU\Inbox\Combinations\QCV/PIQCV, PICCV\ | 20
286207 | C220Q-K/CQK24A | C220Q-K/CQK24A |  | C220Q-K | / | CQK24A | Actuator with emergency control function |  | Scenario 2 |  | SelectPro¦VDI3805¦Internet_EU |  |  | C220Q-K/CQK24A | Zone valve | 350 kPa | 280 kPa |  | EU\Inbox\Combinations\QCV/PIQCV, PICCV\ | 13
283876 | C220Q-K/CQ24A-MPL-T | C220Q-K/CQ24A-MPL-T |  | C220Q-K | / | CQ24A-MPL-T |  |  | Scenario 2 |  | SelectPro¦VDI3805¦Internet_EU |  |  | C220Q-K/CQ24A-MPL-T | Zone valve | 350 kPa | 280 kPa | 5.7 m³/h | EU\Inbox\Combinations\QCV/PIQCV, PICCV\ | 16
283923 | C215QP-B/CQ230A | C215QP-B/CQ230A |  | C215QP-B | / | CQ230A | Standard actuator | 1 | Scenario 4 |  | PPK¦SelectPro¦VDI3805¦Internet_EU |  |  | C215QP-B/CQ230A | Pressure-independent zone valve | 700 kPa | 350 kPa |  | EU\Inbox\Combinations\QCV/PIQCV, PICCV\ | 17
286937 | D6100NL/DRC24A-5 | D6100NL/DRC24A-5 |  | D6100NL | / | DRC24A-5 | Fast runner |  | Scenario 1 |  | PPK¦SelectPro¦VDI3805¦Internet_EU |  |  | D6100NL/DRC24A-5 | Butterfly valve | 1200 kPa | 2.1 kPa |  | EU\Inbox\Combinations\Folder..6/..7\ | 14
283974 | C220QPT-F/CQ24A-SR | C220QPT-F/CQ24A-SR |  | C220QPT-F | / | CQ24A-SR | Standard actuator | 1 | Scenario 4 |  | PPK¦SelectPro¦VDI3805¦Internet_EU |  |  | C220QPT-F/CQ24A-SR | Pressure-independent zone valve | 700 kPa | 350 kPa |  | EU\Inbox\Combinations\QCV/PIQCV, PICCV\ | 20
283949 | C220QP-F/CQK24A-SR | C220QP-F/CQK24A-SR |  | C220QP-F | / | CQK24A-SR | Actuator with emergency control function | 1 | Scenario 4 |  | PPK¦SelectPro¦VDI3805¦Internet_EU |  |  | C220QP-F/CQK24A-SR | Pressure-independent zone valve | 700 kPa | 350 kPa |  | EU\Inbox\Combinations\QCV/PIQCV, PICCV\ | 20
283877 | C220Q-K/CQ24A-SR | C220Q-K/CQ24A-SR |  | C220Q-K | / | CQ24A-SR | Standard actuator |  | Scenario 2 |  | PPK¦SelectPro¦VDI3805¦Internet_EU |  |  | C220Q-K/CQ24A-SR | Zone valve | 350 kPa | 280 kPa | 5.7 m³/h | EU\Inbox\Combinations\QCV/PIQCV, PICCV\ | 18
286208 | C315Q-H/CQK24A | C315Q-H/CQK24A |  | C315Q-H | / | CQK24A | Actuator with emergency control function |  | Scenario 1 |  | SelectPro¦VDI3805¦Internet_EU |  |  | C315Q-H/CQK24A | Change-over zone valve | 350 kPa | 280 kPa |  | EU\Inbox\Combinations\QCV/PIQCV, PICCV\ | 11
283924 | C215QP-B/CQ230A-T | C215QP-B/CQ230A-T |  | C215QP-B | / | CQ230A-T | Standard actuator | 1 | Scenario 4 |  | PPK¦SelectPro¦VDI3805¦Internet_EU |  |  | C215QP-B/CQ230A-T | Pressure-independent zone valve | 700 kPa | 350 kPa |  | EU\Inbox\Combinations\QCV/PIQCV, PICCV\ | 20
286938 | D6100NL+DRC24G-5 | D6100NL+DRC24G-5 |  | D6100NL | + | DRC24G-5 | Fast runner |  | Scenario 1 |  | PPK¦SelectPro¦VDI3805¦Internet_EU |  |  | D6100NL+DRC24G-5 | Butterfly valve | 1200 kPa | 2.1 kPa |  | EU\Inbox\Combinations\Folder..6/..7\ | 14
283975 | C220QPT-F/CQ24A-SR-T | C220QPT-F/CQ24A-SR-T |  | C220QPT-F | / | CQ24A-SR-T | Standard actuator | 1 | Scenario 4 |  | PPK¦SelectPro¦VDI3805¦Internet_EU |  |  | C220QPT-F/CQ24A-SR-T | Pressure-independent zone valve | 700 kPa | 350 kPa |  | EU\Inbox\Combinations\QCV/PIQCV, PICCV\ | 19
283950 | C215QPT-B/CQ24A | C215QPT-B/CQ24A |  | C215QPT-B | / | CQ24A | Standard actuator | 1 | Scenario 4 |  | PPK¦SelectPro¦VDI3805¦Internet_EU |  |  | C215QPT-B/CQ24A | Pressure-independent zone valve | 700 kPa | 350 kPa |  | EU\Inbox\Combinations\QCV/PIQCV, PICCV\ | 23
283878 | C220Q-K/CQ24A-SR-T | C220Q-K/CQ24A-SR-T |  | C220Q-K | / | CQ24A-SR-T | Standard actuator |  | Scenario 2 |  | PPK¦SelectPro¦VDI3805¦Internet_EU |  |  | C220Q-K/CQ24A-SR-T | Zone valve | 350 kPa | 280 kPa | 5.7 m³/h | EU\Inbox\Combinations\QCV/PIQCV, PICCV\ | 16
286209 | C320Q-J/CQK24A | C320Q-J/CQK24A |  | C320Q-J | / | CQK24A | Actuator with emergency control function |  | Scenario 1 |  | SelectPro¦VDI3805¦Internet_EU |  |  | C320Q-J/CQK24A | Change-over zone valve | 350 kPa | 280 kPa |  | EU\Inbox\Combinations\QCV/PIQCV, PICCV\ | 12
283925 | C215QP-B/CQ24A-MPL | C215QP-B/CQ24A-MPL |  | C215QP-B | / | CQ24A-MPL |  | 1 | Scenario 4 |  | PPK¦SelectPro¦VDI3805¦Internet_EU |  |  | C215QP-B/CQ24A-MPL | Pressure-independent zone valve | 700 kPa | 350 kPa |  | EU\Inbox\Combinations\QCV/PIQCV, PICCV\ | 16
286939 | D6100NL/DRC24G-5 | D6100NL/DRC24G-5 |  | D6100NL | / | DRC24G-5 | Fast runner |  | Scenario 1 |  | PPK¦SelectPro¦VDI3805¦Internet_EU |  |  | D6100NL/DRC24G-5 | Butterfly valve | 1200 kPa | 2.1 kPa |  | EU\Inbox\Combinations\Folder..6/..7\ | 14
283976 | C220QPT-F/CQ24A-SZ | C220QPT-F/CQ24A-SZ |  | C220QPT-F | / | CQ24A-SZ |  | 1 | Scenario 4 |  | SelectPro¦VDI3805¦Internet_EU |  |  | C220QPT-F/CQ24A-SZ | Pressure-independent zone valve | 700 kPa | 350 kPa |  | EU\Inbox\Combinations\QCV/PIQCV, PICCV\ | 21
283951 | C215QPT-B/CQ24A-T | C215QPT-B/CQ24A-T |  | C215QPT-B | / | CQ24A-T | Standard actuator | 1 | Scenario 4 |  | PPK¦SelectPro¦VDI3805¦Internet_EU |  |  | C215QPT-B/CQ24A-T | Pressure-independent zone valve | 700 kPa | 350 kPa |  | EU\Inbox\Combinations\QCV/PIQCV, PICCV\ | 21
283879 | C220Q-K/CQ24A-SZ | C220Q-K/CQ24A-SZ |  | C220Q-K | / | CQ24A-SZ |  |  | Scenario 2 |  | SelectPro¦VDI3805¦Internet_EU |  |  | C220Q-K/CQ24A-SZ | Zone valve | 350 kPa | 280 kPa | 5.7 m³/h | EU\Inbox\Combinations\QCV/PIQCV, PICCV\ | 19
283926 | C215QP-B/CQ24A-MPL-T | C215QP-B/CQ24A-MPL-T |  | C215QP-B | / | CQ24A-MPL-T |  | 1 | Scenario 4 |  | SelectPro¦VDI3805¦Internet_EU |  |  | C215QP-B/CQ24A-MPL-T | Pressure-independent zone valve | 700 kPa | 350 kPa |  | EU\Inbox\Combinations\QCV/PIQCV, PICCV\ | 17
283977 | C220QPT-F/CQ24A-SZ-T | C220QPT-F/CQ24A-SZ-T |  | C220QPT-F | / | CQ24A-SZ-T |  | 1 | Scenario 4 |  | SelectPro¦VDI3805¦Internet_EU |  |  | C220QPT-F/CQ24A-SZ-T | Pressure-independent zone valve | 700 kPa | 350 kPa |  | EU\Inbox\Combinations\QCV/PIQCV, PICCV\ | 20
283952 | C215QPT-B/CQ24A-SR | C215QPT-B/CQ24A-SR |  | C215QPT-B | / | CQ24A-SR | Standard actuator | 1 | Scenario 4 |  | PPK¦SelectPro¦VDI3805¦Internet_EU |  |  | C215QPT-B/CQ24A-SR | Pressure-independent zone valve | 700 kPa | 350 kPa |  | EU\Inbox\Combinations\QCV/PIQCV, PICCV\ | 20
283927 | C215QP-B/CQK24A-SR | C215QP-B/CQK24A-SR |  | C215QP-B | / | CQK24A-SR | Actuator with emergency control function | 1 | Scenario 4 |  | PPK¦SelectPro¦VDI3805¦Internet_EU |  |  | C215QP-B/CQK24A-SR | Pressure-independent zone valve | 700 kPa | 350 kPa |  | EU\Inbox\Combinations\QCV/PIQCV, PICCV\ | 21
283880 | C220Q-K/CQ24A-SZ-T | C220Q-K/CQ24A-SZ-T |  | C220Q-K | / | CQ24A-SZ-T |  |  | Scenario 2 |  | SelectPro¦VDI3805¦Internet_EU |  |  | C220Q-K/CQ24A-SZ-T | Zone valve | 350 kPa | 280 kPa | 5.7 m³/h | EU\Inbox\Combinations\QCV/PIQCV, PICCV\ | 18
286916 | D6100N+DR230A-5 | D6100N+DR230A-5 |  | D6100N | + | DR230A-5 | Standard actuator |  | Scenario 1 |  | PPK¦SelectPro¦VDI3805¦Internet_EU |  |  | D6100N+DR230A-5 | Butterfly valve | 1200 kPa | 2.1 kPa |  | EU\Inbox\Combinations\Folder..6/..7\ | 14
283978 | C220QPT-F/CQ230A | C220QPT-F/CQ230A |  | C220QPT-F | / | CQ230A | Standard actuator | 1 | Scenario 4 |  | PPK¦SelectPro¦VDI3805¦Internet_EU |  |  | C220QPT-F/CQ230A | Pressure-independent zone valve | 700 kPa | 350 kPa |  | EU\Inbox\Combinations\QCV/PIQCV, PICCV\ | 20
283953 | C215QPT-B/CQ24A-SR-T | C215QPT-B/CQ24A-SR-T |  | C215QPT-B | / | CQ24A-SR-T | Standard actuator | 1 | Scenario 4 |  | PPK¦SelectPro¦VDI3805¦Internet_EU |  |  | C215QPT-B/CQ24A-SR-T | Pressure-independent zone valve | 700 kPa | 350 kPa |  | EU\Inbox\Combinations\QCV/PIQCV, PICCV\ | 21
283928 | C215QP-D/CQ24A | C215QP-D/CQ24A |  | C215QP-D | / | CQ24A | Standard actuator | 1 | Scenario 4 |  | PPK¦SelectPro¦VDI3805¦Internet_EU |  |  | C215QP-D/CQ24A | Pressure-independent zone valve | 700 kPa | 350 kPa |  | EU\Inbox\Combinations\QCV/PIQCV, PICCV\ | 23
297966 | D6150N/PRCA-S2-T | D6150N/PRCA-S2-T |  | D6150N | / | PRCA-S2-T |  | 1 | Scenario 1 | 1 | PPK¦SelectPro¦Internet_EU¦VDI3805 |  |  | D6150N/PRCA-S2-T | Butterfly valve |  | 2.5 kPa |  | EU\Inbox\Combinations\Folder..6/..7\ | 16
297993 | D6150NL/PRCA-S2-T | D6150NL/PRCA-S2-T |  | D6150NL | / | PRCA-S2-T |  | 1 | Scenario 1 | 1 | PPK¦SelectPro¦Internet_EU¦VDI3805 |  |  | D6150NL/PRCA-S2-T | Butterfly valve |  | 2.5 kPa |  | EU\Inbox\Combinations\Folder..6/..7\ | 15
297997 | D6200W/PRCA-S2-T | D6200W/PRCA-S2-T |  | D6200W | / | PRCA-S2-T |  | 1 | Scenario 1 | 1 | PPK¦SelectPro¦Internet_EU¦VDI3805 |  |  | D6200W/PRCA-S2-T | Butterfly valve |  | 2.5 kPa |  | EU\Inbox\Combinations\Folder..6/..7\ | 17
298001 | D6200WL/PRCA-S2-T | D6200WL/PRCA-S2-T |  | D6200WL | / | PRCA-S2-T |  | 1 | Scenario 1 | 1 | PPK¦SelectPro¦Internet_EU¦VDI3805 |  |  | D6200WL/PRCA-S2-T | Butterfly valve |  | 2.5 kPa |  | EU\Inbox\Combinations\Folder..6/..7\ | 17
298005 | D6250W/PRCA-S2-T | D6250W/PRCA-S2-T |  | D6250W | / | PRCA-S2-T |  | 1 | Scenario 1 | 1 | PPK¦SelectPro¦Internet_EU¦VDI3805 |  |  | D6250W/PRCA-S2-T | Butterfly valve |  | 2.5 kPa |  | EU\Inbox\Combinations\Folder..6/..7\ | 17
298009 | D6250WL/PRCA-S2-T | D6250WL/PRCA-S2-T |  | D6250WL | / | PRCA-S2-T |  | 1 | Scenario 1 | 1 | PPK¦SelectPro¦Internet_EU¦VDI3805 |  |  | D6250WL/PRCA-S2-T | Butterfly valve |  | 2.5 kPa |  | EU\Inbox\Combinations\Folder..6/..7\ | 17
298013 | D6300W/PRCA-S2-T | D6300W/PRCA-S2-T |  | D6300W | / | PRCA-S2-T |  | 1 | Scenario 1 | 1 | PPK¦SelectPro¦Internet_EU¦VDI3805 |  |  | D6300W/PRCA-S2-T | Butterfly valve |  | 2 kPa |  | EU\Inbox\Combinations\Folder..6/..7\ | 17
298017 | D6300WL/PRCA-S2-T | D6300WL/PRCA-S2-T |  | D6300WL | / | PRCA-S2-T |  | 1 | Scenario 1 | 1 | PPK¦SelectPro¦Internet_EU¦VDI3805 |  |  | D6300WL/PRCA-S2-T | Butterfly valve |  | 2 kPa |  | EU\Inbox\Combinations\Folder..6/..7\ | 17
302025 | C215QP-B/CQC230A | C215QP-B/CQC230A |  | C215QP-B | / | CQC230A | Standard actuator with connecting cable |  | Scenario 4 |  | PPK¦SelectPro¦VDI3805¦Internet_EU |  |  | C215QP-B/CQC230A | Pressure-independent zone valve | 700 kPa | 350 kPa |  | EU\Inbox\Combinations\QCV/PIQCV, PICCV\ | 6
302026 | C215QP-B/CQD230A | C215QP-B/CQD230A |  | C215QP-B | / | CQD230A | Standard actuator with connecting cable |  | Scenario 4 |  | PPK¦SelectPro¦VDI3805¦Internet_EU |  |  | C215QP-B/CQD230A | Pressure-independent zone valve | 700 kPa | 350 kPa |  | EU\Inbox\Combinations\QCV/PIQCV, PICCV\ | 6
302027 | C215QP-D/CQC230A | C215QP-D/CQC230A |  | C215QP-D | / | CQC230A | Standard actuator with connecting cable |  | Scenario 4 |  | PPK¦SelectPro¦VDI3805¦Internet_EU |  |  | C215QP-D/CQC230A | Pressure-independent zone valve | 700 kPa | 350 kPa |  | EU\Inbox\Combinations\QCV/PIQCV, PICCV\ | 6
302644 | C215QPT-D/CQC230A | C215QPT-D/CQC230A |  | C215QPT-D | / | CQC230A | Standard actuator with connecting cable |  | Scenario 4 |  | PPK¦SelectPro¦VDI3805¦Internet_EU |  |  | C215QPT-D/CQC230A | Pressure-independent zone valve | 700 kPa | 350 kPa |  | EU\Inbox\Combinations\QCV/PIQCV, PICCV\ | 7
302645 | C215QPT-D/CQD230A | C215QPT-D/CQD230A |  | C215QPT-D | / | CQD230A | Standard actuator with connecting cable |  | Scenario 4 |  | PPK¦SelectPro¦VDI3805¦Internet_EU |  |  | C215QPT-D/CQD230A | Pressure-independent zone valve | 700 kPa | 350 kPa |  | EU\Inbox\Combinations\QCV/PIQCV, PICCV\ | 6
302648 | C220QP-F/CQC230A | C220QP-F/CQC230A |  | C220QP-F | / | CQC230A | Standard actuator with connecting cable |  | Scenario 4 |  | PPK¦SelectPro¦VDI3805¦Internet_EU |  |  | C220QP-F/CQC230A | Pressure-independent zone valve | 700 kPa | 350 kPa |  | EU\Inbox\Combinations\QCV/PIQCV, PICCV\ | 6
302649 | C220QP-F/CQD230A | C220QP-F/CQD230A |  | C220QP-F | / | CQD230A | Standard actuator with connecting cable |  | Scenario 4 |  | PPK¦SelectPro¦VDI3805¦Internet_EU |  |  | C220QP-F/CQD230A | Pressure-independent zone valve | 700 kPa | 350 kPa |  | EU\Inbox\Combinations\QCV/PIQCV, PICCV\ | 6
302650 | C220QPT-F/CQC230A | C220QPT-F/CQC230A |  | C220QPT-F | / | CQC230A | Standard actuator with connecting cable |  | Scenario 4 |  | PPK¦SelectPro¦VDI3805¦Internet_EU |  |  | C220QPT-F/CQC230A | Pressure-independent zone valve | 700 kPa | 350 kPa |  | EU\Inbox\Combinations\QCV/PIQCV, PICCV\ | 6
302651 | C220QPT-F/CQD230A | C220QPT-F/CQD230A |  | C220QPT-F | / | CQD230A | Standard actuator with connecting cable |  | Scenario 4 |  | PPK¦SelectPro¦VDI3805¦Internet_EU |  |  | C220QPT-F/CQD230A | Pressure-independent zone valve | 700 kPa | 350 kPa |  | EU\Inbox\Combinations\QCV/PIQCV, PICCV\ | 6
302641 | C215QP-D/CQD230A | C215QP-D/CQD230A |  | C215QP-D | / | CQD230A | Standard actuator with connecting cable |  | Scenario 4 |  | PPK¦SelectPro¦VDI3805¦Internet_EU |  |  | C215QP-D/CQD230A | Pressure-independent zone valve | 700 kPa | 350 kPa |  | EU\Inbox\Combinations\QCV/PIQCV, PICCV\ | 7
302642 | C215QPT-B/CQC230A | C215QPT-B/CQC230A |  | C215QPT-B | / | CQC230A | Standard actuator with connecting cable |  | Scenario 4 |  | PPK¦SelectPro¦VDI3805¦Internet_EU |  |  | C215QPT-B/CQC230A | Pressure-independent zone valve | 700 kPa | 350 kPa |  | EU\Inbox\Combinations\QCV/PIQCV, PICCV\ | 7
302643 | C215QPT-B/CQD230A | C215QPT-B/CQD230A |  | C215QPT-B | / | CQD230A | Standard actuator with connecting cable |  | Scenario 4 |  | PPK¦SelectPro¦VDI3805¦Internet_EU |  |  | C215QPT-B/CQD230A | Pressure-independent zone valve | 700 kPa | 350 kPa |  | EU\Inbox\Combinations\QCV/PIQCV, PICCV\ | 7
304833 | D6100N/PRCA-S2-T | D6100N/PRCA-S2-T |  | D6100N | / | PRCA-S2-T |  | 0 | Scenario 1 | 1 | PPK¦SelectPro¦Internet_EU¦VDI3805 |  |  | D6100N/PRCA-S2-T | Butterfly valve |  | 4 kPa |  | EU\Inbox\Combinations\Folder..6/..7\ | 10
304836 | D6100NL/PRCA-S2-T | D6100NL/PRCA-S2-T |  | D6100NL | / | PRCA-S2-T |  | 0 | Scenario 1 | 1 | PPK¦SelectPro¦Internet_EU¦VDI3805 |  |  | D6100NL/PRCA-S2-T | Butterfly valve |  | 4 kPa |  | EU\Inbox\Combinations\Folder..6/..7\ | 10
304839 | D6125N/PRCA-S2-T | D6125N/PRCA-S2-T |  | D6125N | / | PRCA-S2-T |  | 0 | Scenario 1 | 1 | PPK¦SelectPro¦Internet_EU¦VDI3805 |  |  | D6125N/PRCA-S2-T | Butterfly valve |  | 4 kPa |  | EU\Inbox\Combinations\Folder..6/..7\ | 10
304842 | D6125NL/PRCA-S2-T | D6125NL/PRCA-S2-T |  | D6125NL | / | PRCA-S2-T |  | 0 | Scenario 1 | 1 | PPK¦SelectPro¦Internet_EU¦VDI3805 |  |  | D6125NL/PRCA-S2-T | Butterfly valve |  | 4 kPa |  | EU\Inbox\Combinations\Folder..6/..7\ | 10